## 90.1_SI_Site_Energy
Year | Building Type | CZ | Floor Area (m2) | Heating- Elec (GJ/yr) | Heating- Gas (GJ/yr) | Cooling (GJ/yr) | Interior Lighting (GJ/yr) | Exterior Lighting (GJ/yr) | Interior Equipment- Elec (GJ/yr) | Interior Equipment- Gas (GJ/yr) | Exterior Equipment (GJ/yr) | Fan (GJ/yr) | All Pumps (GJ/yr) | SWH Pumps (GJ/yr) | HVAC Pumps (GJ/yr) | Heat Rejection (GJ/yr) | Humidification (GJ/yr) | Heat Recovery (GJ/yr) | SWH- Elec (GJ/yr) | SWH- Gas (GJ/yr) | Refrigeration (GJ/yr) | HVAC Total Electric (GJ/yr) | HVAC Total Gas (GJ/yr) | HVAC Combined Total (GJ/yr) | Total Electric (GJ/yr) | Total Gas (GJ/yr) | Grand Total (GJ/yr)
2004 | High-Rise Apartment | 0A | 7836.48 | 0 | 0 | 1940.57 | 334.42 | 213.71 | 1137.32 | 0 | 36.18 | 481.4 | 82.1 | 1.1648 | 80.9352 | 103.03 | 0 | 0 | 0 | 745.05 | 0 | 2605.9352 | 0 | 2605.9352 | 4328.73 | 745.05 | 5073.78
2004 | High-Rise Apartment | 0B | 7836.48 | 0.73 | 0.21 | 1552.51 | 334.42 | 213.75 | 1137.32 | 0 | 36.18 | 477.4 | 98.16 | 1.1648 | 96.9952 | 82.88 | 0 | 0 | 0 | 741.14 | 0 | 2210.5152 | 0.21 | 2210.7252 | 3933.35 | 741.34 | 4674.69
2004 | High-Rise Apartment | 1A | 7836.48 | 0.03 | 0 | 1353.36 | 334.42 | 213.77 | 1137.32 | 0 | 36.18 | 374.44 | 73.72 | 1.1648 | 72.5552 | 64.5 | 0 | 0 | 0 | 814.63 | 0 | 1864.8852 | 0 | 1864.8852 | 3587.75 | 814.63 | 4402.38
2004 | High-Rise Apartment | 1B | 7836.48 | 16.52 | 43.6 | 1199.88 | 334.42 | 213.5 | 1137.32 | 0 | 36.18 | 412.31 | 82.71 | 1.1648 | 81.5452 | 62.25 | 0 | 0 | 0 | 816.63 | 0 | 1772.5052 | 43.6 | 1816.1052 | 3495.09 | 860.24 | 4355.33
2004 | High-Rise Apartment | 2A | 7836.48 | 58.25 | 193.11 | 1016.43 | 334.42 | 213.43 | 1137.32 | 0 | 36.18 | 323.4 | 77.85 | 1.1648 | 76.6852 | 53.38 | 0 | 0 | 0 | 894.26 | 0 | 1528.1452 | 193.11 | 1721.2552 | 3250.66 | 1087.37 | 4338.03
2004 | High-Rise Apartment | 2B | 7836.48 | 60.49 | 185.55 | 809.2 | 334.42 | 213.58 | 1137.32 | 0 | 36.18 | 343.87 | 80.15 | 1.1648 | 78.9852 | 32.08 | 0 | 0 | 0 | 899.22 | 0 | 1324.6252 | 185.55 | 1510.1752 | 3047.3 | 1084.77 | 4132.07
2004 | High-Rise Apartment | 3A | 7836.48 | 176.4 | 622.8 | 550.94 | 334.42 | 213.54 | 1137.32 | 0 | 36.18 | 259.47 | 69.85 | 1.1648 | 68.6852 | 26.14 | 0 | 0 | 0 | 1030.55 | 0 | 1081.6352 | 622.8 | 1704.4352 | 2804.25 | 1653.35 | 4457.6
2004 | High-Rise Apartment | 3B | 7836.48 | 71.78 | 231.62 | 598.35 | 334.42 | 213.53 | 1137.32 | 0 | 36.18 | 292.94 | 64.79 | 1.1648 | 63.6252 | 23.57 | 0 | 0 | 0 | 995.71 | 0 | 1050.2652 | 231.62 | 1281.8852 | 2772.89 | 1227.33 | 4000.22
2004 | High-Rise Apartment | 3C | 7836.48 | 26.03 | 62.19 | 347.95 | 334.42 | 213.5 | 1137.32 | 0 | 36.18 | 207.51 | 74.4 | 1.1648 | 73.2352 | 15.82 | 0 | 0 | 0 | 1046.16 | 0 | 670.5452 | 62.19 | 732.7352 | 2393.13 | 1108.35 | 3501.48
2004 | High-Rise Apartment | 4A | 7836.48 | 390.84 | 1417.43 | 350.76 | 334.42 | 213.22 | 1137.32 | 0 | 36.18 | 255.93 | 67.88 | 1.1648 | 66.7152 | 16.71 | 0 | 0 | 0 | 1137.92 | 0 | 1080.9552 | 1417.43 | 2498.3852 | 2803.25 | 2555.34 | 5358.59
2004 | High-Rise Apartment | 4B | 7836.48 | 159.65 | 551.72 | 365.32 | 334.42 | 213.38 | 1137.32 | 0 | 36.18 | 258.8 | 57.4 | 1.1648 | 56.2352 | 13.59 | 0 | 0 | 0 | 1107.63 | 0 | 853.5952 | 551.72 | 1405.3152 | 2576.06 | 1659.34 | 4235.4
2004 | High-Rise Apartment | 4C | 7836.48 | 255.95 | 918.42 | 58.2 | 334.42 | 212.97 | 1137.32 | 0 | 36.18 | 189.12 | 48.27 | 1.1648 | 47.1052 | 2.51 | 0 | 0 | 0 | 1170.38 | 0 | 552.8852 | 918.42 | 1471.3052 | 2274.95 | 2088.8 | 4363.75
2004 | High-Rise Apartment | 5A | 7836.48 | 583.62 | 2104.71 | 165.38 | 334.42 | 213.28 | 1137.32 | 0 | 36.18 | 263.61 | 62.37 | 1.1648 | 61.2052 | 7.61 | 0 | 0 | 0 | 1228.88 | 0 | 1081.4252 | 2104.71 | 3186.1352 | 2803.8 | 3333.6 | 6137.4
2004 | High-Rise Apartment | 5B | 7836.48 | 312.41 | 1096.13 | 236.43 | 334.42 | 213.29 | 1137.32 | 0 | 36.18 | 268.17 | 53.56 | 1.1648 | 52.3952 | 8.52 | 0 | 0 | 0 | 1203.31 | 0 | 877.9252 | 1096.13 | 1974.0552 | 2600.3 | 2299.44 | 4899.74
2004 | High-Rise Apartment | 5C | 7836.48 | 223.65 | 804.45 | 15.76 | 334.42 | 212.96 | 1137.32 | 0 | 36.18 | 172.45 | 42.48 | 1.1648 | 41.3152 | 0.72 | 0 | 0 | 0 | 1221.95 | 0 | 453.8952 | 804.45 | 1258.3452 | 2175.94 | 2026.4 | 4202.34
2004 | High-Rise Apartment | 6A | 7836.48 | 805.11 | 2870.1 | 188.67 | 334.42 | 213.18 | 1137.32 | 0 | 36.18 | 302.11 | 88.02 | 1.1648 | 86.8552 | 9.79 | 0 | 0 | 0 | 1296.24 | 0 | 1392.5352 | 2870.1 | 4262.6352 | 3114.8 | 4166.34 | 7281.14
2004 | High-Rise Apartment | 6B | 7836.48 | 575.18 | 1982.01 | 133.99 | 334.42 | 213.03 | 1137.32 | 0 | 36.18 | 301.77 | 56.71 | 1.1648 | 55.5452 | 5.01 | 0 | 0 | 0 | 1279.14 | 0 | 1071.4952 | 1982.01 | 3053.5052 | 2793.62 | 3261.15 | 6054.77
2004 | High-Rise Apartment | 7 | 7836.48 | 783.64 | 2720.92 | 152.92 | 334.42 | 212.9 | 1137.32 | 0 | 36.18 | 317.02 | 70.34 | 1.1648 | 69.1752 | 7 | 0 | 0 | 0 | 1376.38 | 0 | 1329.7552 | 2720.92 | 4050.6752 | 3051.74 | 4097.29 | 7149.03
2004 | High-Rise Apartment | 8 | 7836.48 | 828.51 | 2703.18 | 71.48 | 334.42 | 211.73 | 1137.32 | 0 | 36.18 | 339.41 | 58.96 | 1.1648 | 57.7952 | 2.91 | 0 | 0 | 0 | 1484.3 | 0 | 1300.1052 | 2703.18 | 4003.2852 | 3020.92 | 4187.47 | 7208.39
2007 | High-Rise Apartment | 0A | 7836.48 | 0 | 0 | 1937.23 | 334.42 | 213.71 | 1137.32 | 0 | 36.18 | 479.63 | 81.46 | 1.1648 | 80.2952 | 102.4 | 0 | 0 | 0 | 745.05 | 0 | 2599.5552 | 0 | 2599.5552 | 4322.35 | 745.05 | 5067.4
2007 | High-Rise Apartment | 0B | 7836.48 | 0.6 | 0.2 | 1548.13 | 334.42 | 213.75 | 1137.32 | 0 | 36.18 | 476.13 | 97.27 | 1.1648 | 96.1052 | 82.47 | 0 | 0 | 0 | 741.14 | 0 | 2203.4352 | 0.2 | 2203.6352 | 3926.28 | 741.33 | 4667.61
2007 | High-Rise Apartment | 1A | 7836.48 | 0.02 | 0 | 1351.59 | 334.42 | 213.77 | 1137.32 | 0 | 36.18 | 373.55 | 73.24 | 1.1648 | 72.0752 | 64.26 | 0 | 0 | 0 | 814.63 | 0 | 1861.4952 | 0 | 1861.4952 | 3584.35 | 814.63 | 4398.98
2007 | High-Rise Apartment | 1B | 7836.48 | 15.66 | 41.27 | 1199.59 | 334.42 | 213.5 | 1137.32 | 0 | 36.18 | 410.86 | 81.63 | 1.1648 | 80.4652 | 61.88 | 0 | 0 | 0 | 816.63 | 0 | 1768.4552 | 41.27 | 1809.7252 | 3491.05 | 857.9 | 4348.95
2007 | High-Rise Apartment | 2A | 7836.48 | 35.2 | 114.57 | 979.56 | 334.42 | 213.43 | 1137.32 | 0 | 36.18 | 299.62 | 67.81 | 1.1648 | 66.6452 | 48.93 | 0 | 0 | 0 | 894.26 | 0 | 1429.9552 | 114.57 | 1544.5252 | 3152.47 | 1008.83 | 4161.3
2007 | High-Rise Apartment | 2B | 7836.48 | 31.24 | 88.08 | 752.65 | 334.42 | 213.58 | 1137.32 | 0 | 36.18 | 314.42 | 67.17 | 1.1648 | 66.0052 | 28.92 | 0 | 0 | 0 | 899.21 | 0 | 1193.2352 | 88.08 | 1281.3152 | 2915.92 | 987.29 | 3903.21
2007 | High-Rise Apartment | 3A | 7836.48 | 193.48 | 691.47 | 491.46 | 334.42 | 213.54 | 1137.32 | 0 | 36.18 | 245.74 | 62.3 | 1.1648 | 61.1352 | 23.11 | 0 | 0 | 0 | 1030.57 | 0 | 1014.9252 | 691.47 | 1706.3952 | 2737.56 | 1722.03 | 4459.59
2007 | High-Rise Apartment | 3B | 7836.48 | 86.61 | 293.7 | 517.49 | 334.42 | 213.53 | 1137.32 | 0 | 36.18 | 272.68 | 56.61 | 1.1648 | 55.4452 | 20.31 | 0 | 0 | 0 | 995.71 | 0 | 952.5352 | 293.7 | 1246.2352 | 2675.16 | 1289.41 | 3964.57
2007 | High-Rise Apartment | 3C | 7836.48 | 38.12 | 121.1 | 96.41 | 334.42 | 213.5 | 1137.32 | 0 | 36.18 | 139.33 | 37.71 | 1.1648 | 36.5452 | 4.51 | 0 | 0 | 0 | 1046.15 | 0 | 314.9152 | 121.1 | 436.0152 | 2037.5 | 1167.25 | 3204.75
2007 | High-Rise Apartment | 4A | 7836.48 | 353.36 | 1278.63 | 359.5 | 334.42 | 213.22 | 1137.32 | 0 | 36.18 | 250.05 | 66.99 | 1.1648 | 65.8252 | 16.97 | 0 | 0 | 0 | 1137.92 | 0 | 1045.7052 | 1278.63 | 2324.3352 | 2768.01 | 2416.55 | 5184.56
2007 | High-Rise Apartment | 4B | 7836.48 | 132.83 | 454.06 | 381.66 | 334.42 | 213.38 | 1137.32 | 0 | 36.18 | 255.65 | 57.18 | 1.1648 | 56.0152 | 14.13 | 0 | 0 | 0 | 1107.64 | 0 | 840.2852 | 454.06 | 1294.3452 | 2562.75 | 1561.7 | 4124.45
2007 | High-Rise Apartment | 4C | 7836.48 | 222.57 | 795.42 | 65.3 | 334.42 | 212.97 | 1137.32 | 0 | 36.18 | 182.3 | 49.34 | 1.1648 | 48.1752 | 2.83 | 0 | 0 | 0 | 1170.4 | 0 | 521.1752 | 795.42 | 1316.5952 | 2243.24 | 1965.82 | 4209.06
2007 | High-Rise Apartment | 5A | 7836.48 | 520.69 | 1879.96 | 175.58 | 334.42 | 213.28 | 1137.32 | 0 | 36.18 | 253.13 | 60.21 | 1.1648 | 59.0452 | 7.95 | 0 | 0 | 0 | 1228.89 | 0 | 1016.3952 | 1879.96 | 2896.3552 | 2738.77 | 3108.85 | 5847.62
2007 | High-Rise Apartment | 5B | 7836.48 | 261.06 | 917.55 | 254.33 | 334.42 | 213.29 | 1137.32 | 0 | 36.18 | 259.37 | 53.36 | 1.1648 | 52.1952 | 9.14 | 0 | 0 | 0 | 1203.32 | 0 | 836.0952 | 917.55 | 1753.6452 | 2558.47 | 2120.87 | 4679.34
2007 | High-Rise Apartment | 5C | 7836.48 | 176.78 | 635.16 | 22.38 | 334.42 | 212.96 | 1137.32 | 0 | 36.18 | 161.73 | 42.67 | 1.1648 | 41.5052 | 1.03 | 0 | 0 | 0 | 1221.95 | 0 | 403.4252 | 635.16 | 1038.5852 | 2125.47 | 1857.11 | 3982.58
2007 | High-Rise Apartment | 6A | 7836.48 | 728.48 | 2581.72 | 201.03 | 334.42 | 213.18 | 1137.32 | 0 | 36.18 | 287.91 | 80.2 | 1.1648 | 79.0352 | 9.98 | 0 | 0 | 0 | 1296.24 | 0 | 1306.4352 | 2581.72 | 3888.1552 | 3028.7 | 3877.96 | 6906.66
2007 | High-Rise Apartment | 6B | 7836.48 | 500.06 | 1736.98 | 143.55 | 334.42 | 213.03 | 1137.32 | 0 | 36.18 | 286.11 | 55.46 | 1.1648 | 54.2952 | 5.33 | 0 | 0 | 0 | 1279.15 | 0 | 989.3452 | 1736.98 | 2726.3252 | 2711.45 | 3016.12 | 5727.57
2007 | High-Rise Apartment | 7 | 7836.48 | 637.32 | 2221.31 | 153.57 | 334.42 | 212.9 | 1137.32 | 0 | 36.18 | 281.37 | 62.06 | 1.1648 | 60.8952 | 6.84 | 0 | 0 | 0 | 1376.4 | 0 | 1139.9952 | 2221.31 | 3361.3052 | 2861.98 | 3597.71 | 6459.69
2007 | High-Rise Apartment | 8 | 7836.48 | 729.79 | 2437.11 | 78.29 | 334.42 | 211.73 | 1137.32 | 0 | 36.18 | 320.52 | 57.79 | 1.1648 | 56.6252 | 3.16 | 0 | 0 | 0 | 1484.31 | 0 | 1188.3852 | 2437.11 | 3625.4952 | 2909.2 | 3921.42 | 6830.62
2010 | High-Rise Apartment | 0A | 7836.48 | 0 | 0 | 1857.29 | 386.91 | 168.7 | 1131.09 | 0 | 20.82 | 463.7 | 60.35 | 1.1648 | 59.1852 | 95.89 | 0 | 0 | 0 | 744.72 | 0 | 2476.0652 | 0 | 2476.0652 | 4184.76 | 744.72 | 4929.48
2010 | High-Rise Apartment | 0B | 7836.48 | 0.34 | 0.04 | 1481.64 | 386.91 | 168.73 | 1131.09 | 0 | 20.82 | 448.57 | 72.11 | 1.1648 | 70.9452 | 77.82 | 0 | 0 | 0 | 740.91 | 0 | 2079.3152 | 0.04 | 2079.3552 | 3788.03 | 740.95 | 4528.98
2010 | High-Rise Apartment | 1A | 7836.48 | 0.01 | 0 | 1322.94 | 386.91 | 168.75 | 1131.09 | 0 | 20.82 | 365.64 | 53.64 | 1.1648 | 52.4752 | 60.89 | 0 | 0 | 0 | 814.27 | 0 | 1801.9552 | 0 | 1801.9552 | 3510.7 | 814.27 | 4324.97
2010 | High-Rise Apartment | 1B | 7836.48 | 13.06 | 33.41 | 1180.41 | 386.91 | 168.54 | 1131.09 | 0 | 20.82 | 394.06 | 62.22 | 1.1648 | 61.0552 | 59.77 | 0 | 0 | 0 | 816.27 | 0 | 1708.3552 | 33.41 | 1741.7652 | 3416.89 | 849.67 | 4266.56
2010 | High-Rise Apartment | 2A | 7836.48 | 22.61 | 68.71 | 959.7 | 386.91 | 168.48 | 1131.09 | 0 | 20.82 | 292.01 | 50.65 | 1.1648 | 49.4852 | 47.03 | 0 | 0 | 0 | 893.79 | 0 | 1370.8352 | 68.71 | 1439.5452 | 3079.3 | 962.51 | 4041.81
2010 | High-Rise Apartment | 2B | 7836.48 | 19.86 | 50.64 | 738.27 | 386.91 | 168.6 | 1131.09 | 0 | 20.82 | 299.86 | 50.06 | 1.1648 | 48.8952 | 28.07 | 0 | 0 | 0 | 898.81 | 0 | 1134.9552 | 50.64 | 1185.5952 | 2843.55 | 949.46 | 3793.01
2010 | High-Rise Apartment | 3A | 7836.48 | 140.14 | 472.59 | 488.57 | 386.91 | 168.57 | 1131.09 | 0 | 20.82 | 232.5 | 45.89 | 1.1648 | 44.7252 | 22.49 | 0 | 0 | 0 | 1030.02 | 0 | 928.4252 | 472.59 | 1401.0152 | 2636.97 | 1502.61 | 4139.58
2010 | High-Rise Apartment | 3B | 7836.48 | 59.46 | 190.11 | 517.97 | 386.91 | 168.56 | 1131.09 | 0 | 20.82 | 259.16 | 42.9 | 1.1648 | 41.7352 | 20.09 | 0 | 0 | 0 | 995.21 | 0 | 898.4152 | 190.11 | 1088.5252 | 2606.96 | 1185.33 | 3792.29
2010 | High-Rise Apartment | 3C | 7836.48 | 23.06 | 66.08 | 108.49 | 386.91 | 168.54 | 1131.09 | 0 | 20.82 | 136.99 | 28.52 | 1.1648 | 27.3552 | 4.97 | 0 | 0 | 0 | 1045.57 | 0 | 300.8652 | 66.08 | 366.9452 | 2009.39 | 1111.65 | 3121.04
2010 | High-Rise Apartment | 4A | 7836.48 | 251.82 | 857.78 | 361.69 | 386.91 | 168.31 | 1131.09 | 0 | 20.82 | 229.05 | 48.63 | 1.1648 | 47.4652 | 16.59 | 0 | 0 | 0 | 1137.28 | 0 | 906.6152 | 857.78 | 1764.3952 | 2614.91 | 1995.05 | 4609.96
2010 | High-Rise Apartment | 4B | 7836.48 | 90.73 | 290.81 | 400.26 | 386.91 | 168.44 | 1131.09 | 0 | 20.82 | 244.11 | 43.98 | 1.1648 | 42.8152 | 14.7 | 0 | 0 | 0 | 1107.03 | 0 | 792.6152 | 290.81 | 1083.4252 | 2501.05 | 1397.84 | 3898.89
2010 | High-Rise Apartment | 4C | 7836.48 | 156.47 | 528.3 | 77.79 | 386.91 | 168.12 | 1131.09 | 0 | 20.82 | 165.83 | 38.17 | 1.1648 | 37.0052 | 3.31 | 0 | 0 | 0 | 1169.71 | 0 | 440.4052 | 528.3 | 968.7052 | 2148.52 | 1698.01 | 3846.53
2010 | High-Rise Apartment | 5A | 7836.48 | 378.22 | 1307.2 | 184.05 | 386.91 | 168.37 | 1131.09 | 0 | 20.82 | 225.59 | 44 | 1.1648 | 42.8352 | 8.14 | 0 | 0 | 0 | 1228.17 | 0 | 838.8352 | 1307.2 | 2146.0352 | 2547.2 | 2535.37 | 5082.57
2010 | High-Rise Apartment | 5B | 7836.48 | 194.74 | 650.29 | 275.55 | 386.91 | 168.37 | 1131.09 | 0 | 20.82 | 241.42 | 41.77 | 1.1648 | 40.6052 | 9.86 | 0 | 0 | 0 | 1202.64 | 0 | 762.1752 | 650.29 | 1412.4652 | 2470.53 | 1852.93 | 4323.46
2010 | High-Rise Apartment | 5C | 7836.48 | 137.86 | 471.13 | 34.84 | 386.91 | 168.11 | 1131.09 | 0 | 20.82 | 152.16 | 33.9 | 1.1648 | 32.7352 | 1.55 | 0 | 0 | 0 | 1221.22 | 0 | 359.1452 | 471.13 | 830.2752 | 2067.23 | 1692.35 | 3759.58
2010 | High-Rise Apartment | 6A | 7836.48 | 539.54 | 1823.11 | 211.43 | 386.91 | 168.29 | 1131.09 | 0 | 20.82 | 255.85 | 50.97 | 1.1648 | 49.8052 | 9.61 | 0 | 0 | 0 | 1295.47 | 0 | 1066.2352 | 1823.11 | 2889.3452 | 2774.51 | 3118.58 | 5893.09
2010 | High-Rise Apartment | 6B | 7836.48 | 368.16 | 1229.29 | 155.37 | 386.91 | 168.17 | 1131.09 | 0 | 20.82 | 250.35 | 42.46 | 1.1648 | 41.2952 | 5.71 | 0 | 0 | 0 | 1278.32 | 0 | 820.8852 | 1229.29 | 2050.1752 | 2529.03 | 2507.61 | 5036.64
2010 | High-Rise Apartment | 7 | 7836.48 | 487.01 | 1667.36 | 169.46 | 386.91 | 168.06 | 1131.09 | 0 | 20.82 | 255.17 | 47.14 | 1.1648 | 45.9752 | 7.37 | 0 | 0 | 0 | 1375.52 | 0 | 964.9852 | 1667.36 | 2632.3452 | 2673.05 | 3042.88 | 5715.93
2010 | High-Rise Apartment | 8 | 7836.48 | 620.89 | 2054.35 | 98.66 | 386.91 | 167.14 | 1131.09 | 0 | 20.82 | 298.87 | 46.33 | 1.1648 | 45.1652 | 3.91 | 0 | 0 | 0 | 1483.45 | 0 | 1067.4952 | 2054.35 | 3121.8452 | 2774.62 | 3537.8 | 6312.42
2013 | High-Rise Apartment | 0A | 7836.48 | 0 | 0 | 1513.91 | 322.06 | 168.7 | 1130.76 | 0 | 20.81 | 411.86 | 49.93 | 1.1648 | 48.7652 | 80.22 | 0 | 0 | 0 | 744.73 | 0 | 2054.7552 | 0 | 2054.7552 | 3698.25 | 744.73 | 4442.98
2013 | High-Rise Apartment | 0B | 7836.48 | 0.02 | 0 | 1224.16 | 322.06 | 168.73 | 1130.76 | 0 | 20.81 | 402.37 | 51.91 | 1.1648 | 50.7452 | 64.58 | 0 | 0 | 0 | 740.92 | 0 | 1741.8752 | 0 | 1741.8752 | 3385.41 | 740.92 | 4126.33
2013 | High-Rise Apartment | 1A | 7836.48 | 0 | 0 | 977.98 | 322.06 | 168.75 | 1130.76 | 0 | 20.81 | 315.05 | 39.22 | 1.1648 | 38.0552 | 47.8 | 0 | 0 | 0 | 814.29 | 0 | 1378.8852 | 0 | 1378.8852 | 3022.44 | 814.29 | 3836.73
2013 | High-Rise Apartment | 1B | 7836.48 | 4.22 | 10.07 | 966.9 | 322.06 | 168.54 | 1130.76 | 0 | 20.81 | 354.6 | 45.33 | 1.1648 | 44.1652 | 49.89 | 0 | 0 | 0 | 816.28 | 0 | 1419.7752 | 10.07 | 1429.8452 | 3063.11 | 826.36 | 3889.47
2013 | High-Rise Apartment | 2A | 7836.48 | 12.53 | 40.28 | 743.37 | 322.06 | 168.48 | 1130.76 | 0 | 20.81 | 261.88 | 36.27 | 1.1648 | 35.1052 | 38.24 | 0 | 0 | 0 | 893.83 | 0 | 1091.1252 | 40.28 | 1131.4052 | 2734.39 | 934.11 | 3668.5
2013 | High-Rise Apartment | 2B | 7836.48 | 9.81 | 26.17 | 602.83 | 322.06 | 168.6 | 1130.76 | 0 | 20.81 | 277.71 | 37.55 | 1.1648 | 36.3852 | 24.19 | 0 | 0 | 0 | 898.82 | 0 | 950.9252 | 26.17 | 977.0952 | 2594.3 | 924.98 | 3519.28
2013 | High-Rise Apartment | 3A | 7836.48 | 109.3 | 382.48 | 379.8 | 322.06 | 168.57 | 1130.76 | 0 | 20.81 | 213.45 | 33.85 | 1.1648 | 32.6852 | 18.14 | 0 | 0 | 0 | 1030.04 | 0 | 753.3752 | 382.48 | 1135.8552 | 2396.73 | 1412.53 | 3809.26
2013 | High-Rise Apartment | 3B | 7836.48 | 39.93 | 131.92 | 421.52 | 322.06 | 168.56 | 1130.76 | 0 | 20.81 | 240.99 | 33.7 | 1.1648 | 32.5352 | 17.11 | 0 | 0 | 0 | 995.22 | 0 | 752.0852 | 131.92 | 884.0052 | 2395.45 | 1127.14 | 3522.59
2013 | High-Rise Apartment | 3C | 7836.48 | 8.56 | 24.27 | 82.45 | 322.06 | 168.54 | 1130.76 | 0 | 20.81 | 130.44 | 15.56 | 1.1648 | 14.3952 | 3.79 | 0 | 0 | 0 | 1045.59 | 0 | 239.6352 | 24.27 | 263.9052 | 1882.97 | 1069.86 | 2952.83
2013 | High-Rise Apartment | 4A | 7836.48 | 119.79 | 411.18 | 295.45 | 322.06 | 168.31 | 1130.76 | 0 | 20.81 | 210.61 | 41.02 | 1.1648 | 39.8552 | 14.35 | 0 | 0 | 0 | 1137.26 | 0 | 680.0552 | 411.18 | 1091.2352 | 2323.16 | 1548.44 | 3871.6
2013 | High-Rise Apartment | 4B | 7836.48 | 70.09 | 231.79 | 325.7 | 322.06 | 168.44 | 1130.76 | 0 | 20.81 | 228.85 | 36 | 1.1648 | 34.8352 | 12.62 | 0 | 0 | 0 | 1107.03 | 0 | 672.0952 | 231.79 | 903.8852 | 2315.33 | 1338.82 | 3654.15
2013 | High-Rise Apartment | 4C | 7836.48 | 129.74 | 454.43 | 58.26 | 322.06 | 168.12 | 1130.76 | 0 | 20.81 | 157.16 | 30.76 | 1.1648 | 29.5952 | 2.6 | 0 | 0 | 0 | 1169.73 | 0 | 377.3552 | 454.43 | 831.7852 | 2020.27 | 1624.16 | 3644.43
2013 | High-Rise Apartment | 5A | 7836.48 | 201.82 | 705.89 | 161.85 | 322.06 | 168.37 | 1130.76 | 0 | 20.81 | 201.75 | 37.11 | 1.1648 | 35.9452 | 7.38 | 0 | 0 | 0 | 1228.16 | 0 | 608.7452 | 705.89 | 1314.6352 | 2251.91 | 1934.05 | 4185.96
2013 | High-Rise Apartment | 5B | 7836.48 | 159.13 | 550.45 | 226.94 | 322.06 | 168.37 | 1130.76 | 0 | 20.81 | 226.32 | 34.18 | 1.1648 | 33.0152 | 8.55 | 0 | 0 | 0 | 1202.65 | 0 | 653.9552 | 550.45 | 1204.4052 | 2297.11 | 1753.1 | 4050.21
2013 | High-Rise Apartment | 5C | 7836.48 | 109.67 | 389.26 | 31.44 | 322.06 | 168.11 | 1130.76 | 0 | 20.81 | 145.7 | 28.43 | 1.1648 | 27.2652 | 1.43 | 0 | 0 | 0 | 1221.23 | 0 | 315.5052 | 389.26 | 704.7652 | 1958.4 | 1610.49 | 3568.89
2013 | High-Rise Apartment | 6A | 7836.48 | 317.13 | 1100.84 | 188.07 | 322.06 | 168.29 | 1130.76 | 0 | 20.81 | 226.38 | 43.16 | 1.1648 | 41.9952 | 8.78 | 0 | 0 | 0 | 1295.47 | 0 | 782.3552 | 1100.84 | 1883.1952 | 2425.43 | 2396.31 | 4821.74
2013 | High-Rise Apartment | 6B | 7836.48 | 233.14 | 800.21 | 143.4 | 322.06 | 168.17 | 1130.76 | 0 | 20.81 | 227.98 | 36.72 | 1.1648 | 35.5552 | 5.6 | 0 | 0 | 0 | 1278.34 | 0 | 645.6752 | 800.21 | 1445.8852 | 2288.64 | 2078.55 | 4367.19
2013 | High-Rise Apartment | 7 | 7836.48 | 342.43 | 1198.17 | 158.96 | 322.06 | 168.06 | 1130.76 | 0 | 20.81 | 238.44 | 41.25 | 1.1648 | 40.0852 | 7.14 | 0 | 0 | 0 | 1375.52 | 0 | 787.0552 | 1198.17 | 1985.2252 | 2429.91 | 2573.69 | 5003.6
2013 | High-Rise Apartment | 8 | 7836.48 | 458.28 | 1570.28 | 109.38 | 322.06 | 167.14 | 1130.76 | 0 | 20.81 | 276.46 | 42.82 | 1.1648 | 41.6552 | 4.53 | 0 | 0 | 0 | 1483.45 | 0 | 890.3052 | 1570.28 | 2460.5852 | 2532.22 | 3053.73 | 5585.95
2016 | High-Rise Apartment | 0A | 7836.48 | 0 | 0 | 1459.02 | 253.41 | 118.09 | 1130.76 | 0 | 14.48 | 394.81 | 47.41 | 1.1648 | 46.2452 | 61.47 | 0 | 0 | 0 | 742.97 | 0 | 1961.5452 | 0 | 1961.5452 | 3479.44 | 742.97 | 4222.41
2016 | High-Rise Apartment | 0B | 7836.48 | 0.03 | 0 | 1180.6 | 253.41 | 118.12 | 1130.76 | 0 | 14.48 | 386.33 | 48.31 | 1.1648 | 47.1452 | 42.28 | 0 | 0 | 0 | 739.15 | 0 | 1656.3852 | 0 | 1656.3852 | 3174.31 | 739.15 | 3913.46
2016 | High-Rise Apartment | 1A | 7836.48 | 0 | 0 | 956.63 | 253.41 | 118.13 | 1130.76 | 0 | 14.48 | 309.04 | 38.06 | 1.1648 | 36.8952 | 23.78 | 0 | 0 | 0 | 812.22 | 0 | 1326.3452 | 0 | 1326.3452 | 2844.28 | 812.22 | 3656.5
2016 | High-Rise Apartment | 1B | 7836.48 | 5 | 12.87 | 950.59 | 253.41 | 117.98 | 1130.76 | 0 | 14.48 | 349.73 | 44.46 | 1.1648 | 43.2952 | 33.43 | 0 | 0 | 0 | 814.18 | 0 | 1382.0452 | 12.87 | 1394.9152 | 2899.83 | 827.05 | 3726.88
2016 | High-Rise Apartment | 2A | 7836.48 | 13.16 | 42.63 | 726.91 | 253.41 | 117.94 | 1130.76 | 0 | 14.48 | 257.17 | 35.4 | 1.1648 | 34.2352 | 25.43 | 0 | 0 | 0 | 891.37 | 0 | 1056.9052 | 42.63 | 1099.5352 | 2574.66 | 934 | 3508.66
2016 | High-Rise Apartment | 2B | 7836.48 | 10.52 | 28.63 | 589.32 | 253.41 | 118.03 | 1130.76 | 0 | 14.48 | 272.92 | 36.67 | 1.1648 | 35.5052 | 7.71 | 0 | 0 | 0 | 896.31 | 0 | 915.9752 | 28.63 | 944.6052 | 2433.81 | 924.94 | 3358.75
2016 | High-Rise Apartment | 3A | 7836.48 | 112.53 | 394.27 | 369.41 | 253.41 | 118 | 1130.76 | 0 | 14.48 | 210.75 | 33.11 | 1.1648 | 31.9452 | 9.77 | 0 | 0 | 0 | 1026.9 | 0 | 734.4052 | 394.27 | 1128.6752 | 2252.22 | 1421.17 | 3673.39
2016 | High-Rise Apartment | 3B | 7836.48 | 42.54 | 141.5 | 409.96 | 253.41 | 118 | 1130.76 | 0 | 14.48 | 237.46 | 32.82 | 1.1648 | 31.6552 | 5.58 | 0 | 0 | 0 | 992.25 | 0 | 727.1952 | 141.5 | 868.6952 | 2245 | 1133.75 | 3378.75
2016 | High-Rise Apartment | 3C | 7836.48 | 9.93 | 29.22 | 75.08 | 253.41 | 117.98 | 1130.76 | 0 | 14.48 | 128.27 | 15.08 | 1.1648 | 13.9152 | 1.02 | 0 | 0 | 0 | 1042.4 | 0 | 228.2152 | 29.22 | 257.4352 | 1746.01 | 1071.62 | 2817.63
2016 | High-Rise Apartment | 4A | 7836.48 | 121.26 | 418.41 | 270.98 | 253.41 | 117.82 | 1130.76 | 0 | 14.48 | 203.62 | 38.12 | 1.1648 | 36.9552 | 6.35 | 0 | 0 | 0 | 1133.69 | 0 | 639.1652 | 418.41 | 1057.5752 | 2156.8 | 1552.1 | 3708.9
2016 | High-Rise Apartment | 4B | 7836.48 | 73.66 | 247.79 | 293.66 | 253.41 | 117.91 | 1130.76 | 0 | 14.48 | 218.64 | 32.96 | 1.1648 | 31.7952 | 3.32 | 0 | 0 | 0 | 1103.55 | 0 | 621.0752 | 247.79 | 868.8652 | 2138.8 | 1351.34 | 3490.14
2016 | High-Rise Apartment | 4C | 7836.48 | 132.81 | 467 | 46.67 | 253.41 | 117.69 | 1130.76 | 0 | 14.48 | 153.71 | 27.5 | 1.1648 | 26.3352 | 0.64 | 0 | 0 | 0 | 1165.94 | 0 | 360.1652 | 467 | 827.1652 | 1877.67 | 1632.94 | 3510.61
2016 | High-Rise Apartment | 5A | 7836.48 | 201.15 | 704.56 | 150.6 | 253.41 | 117.86 | 1130.76 | 0 | 14.48 | 197.79 | 35.48 | 1.1648 | 34.3152 | 2.57 | 0 | 0 | 0 | 1224.09 | 0 | 586.4252 | 704.56 | 1290.9852 | 2104.1 | 1928.64 | 4032.74
2016 | High-Rise Apartment | 5B | 7836.48 | 160.2 | 555.93 | 210.29 | 253.41 | 117.86 | 1130.76 | 0 | 14.48 | 220.47 | 32.28 | 1.1648 | 31.1152 | 2.04 | 0 | 0 | 0 | 1198.7 | 0 | 624.1152 | 555.93 | 1180.0452 | 2141.79 | 1754.63 | 3896.42
2016 | High-Rise Apartment | 5C | 7836.48 | 112.18 | 399.01 | 24.35 | 253.41 | 117.68 | 1130.76 | 0 | 14.48 | 143.77 | 26.65 | 1.1648 | 25.4852 | 0.28 | 0 | 0 | 0 | 1217.19 | 0 | 306.0652 | 399.01 | 705.0752 | 1823.56 | 1616.19 | 3439.75
2016 | High-Rise Apartment | 6A | 7836.48 | 297.48 | 1032.78 | 187.76 | 253.41 | 117.81 | 1130.76 | 0 | 14.48 | 221.47 | 42.23 | 1.1648 | 41.0652 | 3.4 | 0 | 0 | 0 | 1291.04 | 0 | 751.1752 | 1032.78 | 1783.9552 | 2268.79 | 2323.82 | 4592.61
2016 | High-Rise Apartment | 6B | 7836.48 | 218.63 | 750.46 | 143.33 | 253.41 | 117.72 | 1130.76 | 0 | 14.48 | 223.26 | 35.94 | 1.1648 | 34.7752 | 1.48 | 0 | 0 | 0 | 1274.06 | 0 | 621.4752 | 750.46 | 1371.9352 | 2139.02 | 2024.52 | 4163.54
2016 | High-Rise Apartment | 7 | 7836.48 | 327.51 | 1146.26 | 157.9 | 253.41 | 117.65 | 1130.76 | 0 | 14.48 | 233.83 | 40.49 | 1.1648 | 39.3252 | 2.55 | 0 | 0 | 0 | 1370.77 | 0 | 761.1152 | 1146.26 | 1907.3752 | 2278.57 | 2517.03 | 4795.6
2016 | High-Rise Apartment | 8 | 7836.48 | 411.53 | 1412.9 | 116.2 | 253.41 | 117 | 1130.76 | 0 | 14.48 | 265.18 | 41.97 | 1.1648 | 40.8052 | 1.18 | 0 | 0 | 0 | 1477.97 | 0 | 834.8952 | 1412.9 | 2247.7952 | 2351.7 | 2890.87 | 5242.57
2019 | High-Rise Apartment | 0A | 7836.48 | 0 | 0 | 1345.37 | 205.91 | 118.09 | 1130.76 | 0 | 14.48 | 385.45 | 46.93 | 1.1648 | 45.7652 | 57.16 | 0 | 0 | 0 | 742.99 | 0 | 1833.7452 | 0 | 1833.7452 | 3304.15 | 742.99 | 4047.14
2019 | High-Rise Apartment | 0B | 7836.48 | 0.02 | 0 | 1123.4 | 205.91 | 118.12 | 1130.76 | 0 | 14.48 | 381.9 | 48.46 | 1.1648 | 47.2952 | 40.54 | 0 | 0 | 0 | 739.16 | 0 | 1593.1552 | 0 | 1593.1552 | 3063.58 | 739.16 | 3802.74
2019 | High-Rise Apartment | 1A | 7836.48 | 0 | 0 | 925.53 | 205.91 | 118.13 | 1130.76 | 0 | 14.48 | 315.16 | 36.17 | 1.1648 | 35.0052 | 22.49 | 0 | 0 | 0 | 812.22 | 0 | 1298.1852 | 0 | 1298.1852 | 2768.62 | 812.22 | 3580.84
2019 | High-Rise Apartment | 1B | 7836.48 | 1.85 | 1.38 | 879 | 205.91 | 117.98 | 1130.76 | 0 | 14.48 | 339.55 | 43.24 | 1.1648 | 42.0752 | 30.31 | 0 | 0 | 0 | 814.18 | 0 | 1292.7852 | 1.38 | 1294.1652 | 2763.09 | 815.56 | 3578.65
2019 | High-Rise Apartment | 2A | 7836.48 | 3.23 | 7.08 | 719.76 | 205.91 | 117.94 | 1130.76 | 0 | 14.48 | 266.82 | 35.56 | 1.1648 | 34.3952 | 24 | 0 | 0 | 0 | 891.37 | 0 | 1048.2052 | 7.08 | 1055.2852 | 2518.46 | 898.45 | 3416.91
2019 | High-Rise Apartment | 2B | 7836.48 | 3.94 | 6.06 | 583.81 | 205.91 | 118.03 | 1130.76 | 0 | 14.48 | 279.45 | 36.83 | 1.1648 | 35.6652 | 7.25 | 0 | 0 | 0 | 896.3 | 0 | 910.1152 | 6.06 | 916.1752 | 2380.45 | 902.37 | 3282.82
2019 | High-Rise Apartment | 3A | 7836.48 | 56.4 | 189.22 | 378.32 | 205.91 | 118 | 1130.76 | 0 | 14.48 | 214.31 | 33.9 | 1.1648 | 32.7352 | 9.3 | 0 | 0 | 0 | 1026.88 | 0 | 691.0652 | 189.22 | 880.2852 | 2161.37 | 1216.11 | 3377.48
2019 | High-Rise Apartment | 3B | 7836.48 | 14.25 | 37.29 | 428.44 | 205.91 | 118 | 1130.76 | 0 | 14.48 | 247.9 | 33.07 | 1.1648 | 31.9052 | 5.49 | 0 | 0 | 0 | 992.24 | 0 | 727.9852 | 37.29 | 765.2752 | 2198.29 | 1029.53 | 3227.82
2019 | High-Rise Apartment | 3C | 7836.48 | 9.74 | 28.6 | 72.93 | 205.91 | 117.98 | 1130.76 | 0 | 14.48 | 126.76 | 14.63 | 1.1648 | 13.4652 | 1 | 0 | 0 | 0 | 1042.4 | 0 | 223.8952 | 28.6 | 252.4952 | 1694.19 | 1071 | 2765.19
2019 | High-Rise Apartment | 4A | 7836.48 | 136.02 | 472.46 | 260.83 | 205.91 | 117.82 | 1130.76 | 0 | 14.48 | 203.46 | 36.31 | 1.1648 | 35.1452 | 6.32 | 0 | 0 | 0 | 1133.68 | 0 | 641.7752 | 472.46 | 1114.2352 | 2111.9 | 1606.14 | 3718.04
2019 | High-Rise Apartment | 4B | 7836.48 | 43.65 | 132.5 | 314.38 | 205.91 | 117.91 | 1130.76 | 0 | 14.48 | 226.23 | 32.89 | 1.1648 | 31.7252 | 3.39 | 0 | 0 | 0 | 1103.56 | 0 | 619.3752 | 132.5 | 751.8752 | 2089.6 | 1236.06 | 3325.66
2019 | High-Rise Apartment | 4C | 7836.48 | 64.77 | 219.25 | 80.17 | 205.91 | 117.69 | 1130.76 | 0 | 14.48 | 158.48 | 29.57 | 1.1648 | 28.4052 | 1 | 0 | 0 | 0 | 1165.92 | 0 | 332.8252 | 219.25 | 552.0752 | 1802.82 | 1385.17 | 3187.99
2019 | High-Rise Apartment | 5A | 7836.48 | 218.75 | 769.14 | 137.8 | 205.91 | 117.86 | 1130.76 | 0 | 14.48 | 197.8 | 33.75 | 1.1648 | 32.5852 | 2.42 | 0 | 0 | 0 | 1224.09 | 0 | 589.3552 | 769.14 | 1358.4952 | 2059.52 | 1993.23 | 4052.75
2019 | High-Rise Apartment | 5B | 7836.48 | 108.38 | 362.3 | 233.13 | 205.91 | 117.86 | 1130.76 | 0 | 14.48 | 221.97 | 32 | 1.1648 | 30.8352 | 2.23 | 0 | 0 | 0 | 1198.7 | 0 | 596.5452 | 362.3 | 958.8452 | 2066.72 | 1561 | 3627.72
2019 | High-Rise Apartment | 5C | 7836.48 | 39.92 | 131.98 | 74.69 | 205.91 | 117.68 | 1130.76 | 0 | 14.48 | 151.39 | 28.64 | 1.1648 | 27.4752 | 0.8 | 0 | 0 | 0 | 1217.17 | 0 | 294.2752 | 131.98 | 426.2552 | 1764.25 | 1349.15 | 3113.4
2019 | High-Rise Apartment | 6A | 7836.48 | 325.9 | 1129.54 | 166.52 | 205.91 | 117.81 | 1130.76 | 0 | 14.48 | 220.23 | 39.96 | 1.1648 | 38.7952 | 3.16 | 0 | 0 | 0 | 1291.03 | 0 | 754.6052 | 1129.54 | 1884.1452 | 2224.72 | 2420.57 | 4645.29
2019 | High-Rise Apartment | 6B | 7836.48 | 209.59 | 710.92 | 132.96 | 205.91 | 117.72 | 1130.76 | 0 | 14.48 | 216.56 | 33.61 | 1.1648 | 32.4452 | 1.38 | 0 | 0 | 0 | 1274.06 | 0 | 592.9352 | 710.92 | 1303.8552 | 2062.96 | 1984.98 | 4047.94
2019 | High-Rise Apartment | 7 | 7836.48 | 303.02 | 1044.88 | 142.97 | 205.91 | 117.65 | 1130.76 | 0 | 14.48 | 221.19 | 36.16 | 1.1648 | 34.9952 | 2.34 | 0 | 0 | 0 | 1370.75 | 0 | 704.5152 | 1044.88 | 1749.3952 | 2174.48 | 2415.63 | 4590.11
2019 | High-Rise Apartment | 8 | 7836.48 | 389.03 | 1304.67 | 101.46 | 205.91 | 117 | 1130.76 | 0 | 14.48 | 251.63 | 37.01 | 1.1648 | 35.8452 | 1.03 | 0 | 0 | 0 | 1477.96 | 0 | 778.9952 | 1304.67 | 2083.6652 | 2248.29 | 2782.62 | 5030.91
2004 | Mid-Rise Apartment | 0A | 3134.61 | 0 | 0 | 777.8 | 139.46 | 73.05 | 517.64 | 0 | 0 | 177.06 | 0 | 0 | 0 | 0 | 0 | 0 | 275.34 | 0 | 0 | 954.86 | 0 | 954.86 | 1960.35 | 0 | 1960.35
2004 | Mid-Rise Apartment | 0B | 3134.61 | 0 | 0.03 | 697.77 | 139.46 | 73.06 | 517.64 | 0 | 0 | 173.32 | 0 | 0 | 0 | 0 | 0 | 0 | 274.21 | 0 | 0 | 871.09 | 0.03 | 871.12 | 1875.46 | 0.03 | 1875.49
2004 | Mid-Rise Apartment | 1A | 3134.61 | 0 | 0 | 524.02 | 139.46 | 73.07 | 517.64 | 0 | 0 | 142.29 | 0 | 0 | 0 | 0 | 0 | 0 | 296.48 | 0 | 0 | 666.31 | 0 | 666.31 | 1692.97 | 0 | 1692.97
2004 | Mid-Rise Apartment | 1B | 3134.61 | 0 | 9.93 | 529.45 | 139.46 | 72.98 | 517.64 | 0 | 0 | 151.96 | 0 | 0 | 0 | 0 | 0 | 0 | 297.37 | 0 | 0 | 681.41 | 9.93 | 691.34 | 1708.86 | 9.93 | 1718.79
2004 | Mid-Rise Apartment | 2A | 3134.61 | 0 | 34.88 | 419.79 | 139.46 | 72.96 | 517.64 | 0 | 0 | 124.35 | 0 | 0 | 0 | 0 | 0 | 0 | 321.15 | 0 | 0 | 544.14 | 34.88 | 579.02 | 1595.35 | 34.88 | 1630.23
2004 | Mid-Rise Apartment | 2B | 3134.61 | 0 | 36.04 | 342.66 | 139.46 | 73.01 | 517.64 | 0 | 0 | 129.18 | 0 | 0 | 0 | 0 | 0 | 0 | 322.83 | 0 | 0 | 471.84 | 36.04 | 507.88 | 1524.78 | 36.04 | 1560.82
2004 | Mid-Rise Apartment | 3A | 3134.61 | 0 | 190.58 | 234.16 | 139.46 | 72.99 | 517.64 | 0 | 0 | 100.14 | 0 | 0 | 0 | 0 | 0 | 0 | 363.22 | 0 | 0 | 334.3 | 190.58 | 524.88 | 1427.62 | 190.58 | 1618.2
2004 | Mid-Rise Apartment | 3B | 3134.61 | 0 | 66.63 | 248.94 | 139.46 | 72.99 | 517.64 | 0 | 0 | 112.39 | 0 | 0 | 0 | 0 | 0 | 0 | 352.31 | 0 | 0 | 361.33 | 66.63 | 427.96 | 1443.74 | 66.63 | 1510.37
2004 | Mid-Rise Apartment | 3C | 3134.61 | 0 | 17.06 | 201.11 | 139.46 | 72.98 | 517.64 | 0 | 0 | 97.19 | 0 | 0 | 0 | 0 | 0 | 0 | 367.25 | 0 | 0 | 298.3 | 17.06 | 315.36 | 1395.64 | 17.06 | 1412.7
2004 | Mid-Rise Apartment | 4A | 3134.61 | 0 | 495.32 | 149.88 | 139.46 | 72.88 | 517.64 | 0 | 0 | 90.03 | 0 | 0 | 0 | 0 | 0 | 0 | 396.55 | 0 | 0 | 239.91 | 495.32 | 735.23 | 1366.44 | 495.32 | 1861.76
2004 | Mid-Rise Apartment | 4B | 3134.61 | 0 | 186.82 | 159.39 | 139.46 | 72.94 | 517.64 | 0 | 0 | 99.2 | 0 | 0 | 0 | 0 | 0 | 0 | 386.8 | 0 | 0 | 258.59 | 186.82 | 445.41 | 1375.44 | 186.82 | 1562.26
2004 | Mid-Rise Apartment | 4C | 3134.61 | 0 | 299.86 | 51.63 | 139.46 | 72.8 | 517.64 | 0 | 0 | 72.01 | 0 | 0 | 0 | 0 | 0 | 0 | 406.64 | 0 | 0 | 123.64 | 299.86 | 423.5 | 1260.19 | 299.86 | 1560.05
2004 | Mid-Rise Apartment | 5A | 3134.61 | 0 | 807.33 | 83.33 | 139.46 | 72.91 | 517.64 | 0 | 0 | 87.4 | 0 | 0 | 0 | 0 | 0 | 0 | 424.49 | 0 | 0 | 170.73 | 807.33 | 978.06 | 1325.22 | 807.33 | 2132.55
2004 | Mid-Rise Apartment | 5B | 3134.61 | 0 | 431.06 | 111.45 | 139.46 | 72.91 | 517.64 | 0 | 0 | 94.67 | 0 | 0 | 0 | 0 | 0 | 0 | 416.31 | 0 | 0 | 206.12 | 431.06 | 637.18 | 1352.45 | 431.06 | 1783.51
2004 | Mid-Rise Apartment | 5C | 3134.61 | 0 | 306.35 | 33.23 | 139.46 | 72.79 | 517.64 | 0 | 0 | 67.08 | 0 | 0 | 0 | 0 | 0 | 0 | 422.46 | 0 | 0 | 100.31 | 306.35 | 406.66 | 1252.67 | 306.35 | 1559.02
2004 | Mid-Rise Apartment | 6A | 3134.61 | 0 | 1157.57 | 89.66 | 139.46 | 72.87 | 517.64 | 0 | 0 | 96.5 | 0 | 0 | 0 | 0 | 0 | 0 | 445.02 | 0 | 0 | 186.16 | 1157.57 | 1343.73 | 1361.15 | 1157.57 | 2518.72
2004 | Mid-Rise Apartment | 6B | 3134.61 | 0 | 796.7 | 67.26 | 139.46 | 72.82 | 517.64 | 0 | 0 | 90.39 | 0 | 0 | 0 | 0 | 0 | 0 | 439.86 | 0 | 0 | 157.65 | 796.7 | 954.35 | 1327.42 | 796.7 | 2124.12
2004 | Mid-Rise Apartment | 7 | 3134.61 | 0 | 1239.3 | 77.47 | 139.46 | 72.77 | 517.64 | 0 | 0 | 101.13 | 0 | 0 | 0 | 0 | 0 | 0 | 469.26 | 0 | 0 | 178.6 | 1239.3 | 1417.9 | 1377.73 | 1239.3 | 2617.03
2004 | Mid-Rise Apartment | 8 | 3134.61 | 0 | 1413.31 | 47.41 | 139.46 | 72.37 | 517.64 | 0 | 0 | 103.37 | 0 | 0 | 0 | 0 | 0 | 0 | 502.13 | 0 | 0 | 150.78 | 1413.31 | 1564.09 | 1382.38 | 1413.31 | 2795.69
2007 | Mid-Rise Apartment | 0A | 3134.61 | 0 | 0 | 635.62 | 139.46 | 73.05 | 517.64 | 0 | 0 | 175.4 | 0 | 0 | 0 | 0 | 0 | 0 | 275.33 | 0 | 0 | 811.02 | 0 | 811.02 | 1816.5 | 0 | 1816.5
2007 | Mid-Rise Apartment | 0B | 3134.61 | 0 | 0.01 | 571.01 | 139.46 | 73.06 | 517.64 | 0 | 0 | 172.22 | 0 | 0 | 0 | 0 | 0 | 0 | 274.2 | 0 | 0 | 743.23 | 0.01 | 743.24 | 1747.6 | 0.01 | 1747.61
2007 | Mid-Rise Apartment | 1A | 3134.61 | 0 | 0 | 428.97 | 139.46 | 73.07 | 517.64 | 0 | 0 | 141.27 | 0 | 0 | 0 | 0 | 0 | 0 | 296.48 | 0 | 0 | 570.24 | 0 | 570.24 | 1596.89 | 0 | 1596.89
2007 | Mid-Rise Apartment | 1B | 3134.61 | 0 | 7.27 | 432.84 | 139.46 | 72.98 | 517.64 | 0 | 0 | 150.59 | 0 | 0 | 0 | 0 | 0 | 0 | 297.35 | 0 | 0 | 583.43 | 7.27 | 590.7 | 1610.86 | 7.27 | 1618.13
2007 | Mid-Rise Apartment | 2A | 3134.61 | 0 | 17.69 | 330.53 | 139.46 | 72.96 | 517.64 | 0 | 0 | 115.66 | 0 | 0 | 0 | 0 | 0 | 0 | 321.01 | 0 | 0 | 446.19 | 17.69 | 463.88 | 1497.25 | 17.69 | 1514.94
2007 | Mid-Rise Apartment | 2B | 3134.61 | 0 | 15.31 | 261.6 | 139.46 | 73.01 | 517.64 | 0 | 0 | 119.45 | 0 | 0 | 0 | 0 | 0 | 0 | 322.61 | 0 | 0 | 381.05 | 15.31 | 396.36 | 1433.78 | 15.31 | 1449.09
2007 | Mid-Rise Apartment | 3A | 3134.61 | 0 | 189.8 | 176.08 | 139.46 | 72.99 | 517.64 | 0 | 0 | 93.76 | 0 | 0 | 0 | 0 | 0 | 0 | 363.28 | 0 | 0 | 269.84 | 189.8 | 459.64 | 1363.21 | 189.8 | 1553.01
2007 | Mid-Rise Apartment | 3B | 3134.61 | 0 | 62.89 | 182.56 | 139.46 | 72.99 | 517.64 | 0 | 0 | 104.1 | 0 | 0 | 0 | 0 | 0 | 0 | 352.37 | 0 | 0 | 286.66 | 62.89 | 349.55 | 1369.12 | 62.89 | 1432.01
2007 | Mid-Rise Apartment | 3C | 3134.61 | 0 | 13.51 | 94.99 | 139.46 | 72.98 | 517.64 | 0 | 0 | 71.27 | 0 | 0 | 0 | 0 | 0 | 0 | 367.34 | 0 | 0 | 166.26 | 13.51 | 179.77 | 1263.69 | 13.51 | 1277.2
2007 | Mid-Rise Apartment | 4A | 3134.61 | 0 | 431.26 | 127.55 | 139.46 | 72.88 | 517.64 | 0 | 0 | 89.88 | 0 | 0 | 0 | 0 | 0 | 0 | 396.47 | 0 | 0 | 217.43 | 431.26 | 648.69 | 1343.87 | 431.26 | 1775.13
2007 | Mid-Rise Apartment | 4B | 3134.61 | 0 | 143.7 | 136.78 | 139.46 | 72.94 | 517.64 | 0 | 0 | 98.89 | 0 | 0 | 0 | 0 | 0 | 0 | 386.65 | 0 | 0 | 235.67 | 143.7 | 379.37 | 1352.36 | 143.7 | 1496.06
2007 | Mid-Rise Apartment | 4C | 3134.61 | 0 | 242.57 | 47.43 | 139.46 | 72.8 | 517.64 | 0 | 0 | 72.14 | 0 | 0 | 0 | 0 | 0 | 0 | 406.46 | 0 | 0 | 119.57 | 242.57 | 362.14 | 1255.93 | 242.57 | 1498.5
2007 | Mid-Rise Apartment | 5A | 3134.61 | 0 | 709.25 | 73.42 | 139.46 | 72.91 | 517.64 | 0 | 0 | 87.67 | 0 | 0 | 0 | 0 | 0 | 0 | 424.38 | 0 | 0 | 161.09 | 709.25 | 870.34 | 1315.48 | 709.25 | 2024.73
2007 | Mid-Rise Apartment | 5B | 3134.61 | 0 | 347.19 | 97.97 | 139.46 | 72.91 | 517.64 | 0 | 0 | 95.25 | 0 | 0 | 0 | 0 | 0 | 0 | 416.17 | 0 | 0 | 193.22 | 347.19 | 540.41 | 1339.4 | 347.19 | 1686.59
2007 | Mid-Rise Apartment | 5C | 3134.61 | 0 | 228.35 | 33.21 | 139.46 | 72.79 | 517.64 | 0 | 0 | 67.24 | 0 | 0 | 0 | 0 | 0 | 0 | 422.18 | 0 | 0 | 100.45 | 228.35 | 328.8 | 1252.52 | 228.35 | 1480.87
2007 | Mid-Rise Apartment | 6A | 3134.61 | 0 | 1032.51 | 78.65 | 139.46 | 72.87 | 517.64 | 0 | 0 | 94.04 | 0 | 0 | 0 | 0 | 0 | 0 | 444.93 | 0 | 0 | 172.69 | 1032.51 | 1205.2 | 1347.6 | 1032.51 | 2380.11
2007 | Mid-Rise Apartment | 6B | 3134.61 | 0 | 681.43 | 60.01 | 139.46 | 72.82 | 517.64 | 0 | 0 | 90.4 | 0 | 0 | 0 | 0 | 0 | 0 | 439.72 | 0 | 0 | 150.41 | 681.43 | 831.84 | 1320.06 | 681.43 | 2001.49
2007 | Mid-Rise Apartment | 7 | 3134.61 | 0 | 1018.85 | 65.35 | 139.46 | 72.77 | 517.64 | 0 | 0 | 95.25 | 0 | 0 | 0 | 0 | 0 | 0 | 469.16 | 0 | 0 | 160.6 | 1018.85 | 1179.45 | 1359.63 | 1018.85 | 2378.48
2007 | Mid-Rise Apartment | 8 | 3134.61 | 0 | 1272.21 | 41.9 | 139.46 | 72.37 | 517.64 | 0 | 0 | 101.82 | 0 | 0 | 0 | 0 | 0 | 0 | 502.07 | 0 | 0 | 143.72 | 1272.21 | 1415.93 | 1375.25 | 1272.21 | 2647.46
2010 | Mid-Rise Apartment | 0A | 3134.61 | 0 | 0 | 612.43 | 154.03 | 39.47 | 511.4 | 0 | 0 | 168.24 | 0 | 0 | 0 | 0 | 0 | 0 | 275.32 | 0 | 0 | 780.67 | 0 | 780.67 | 1760.9 | 0 | 1760.9
2010 | Mid-Rise Apartment | 0B | 3134.61 | 0 | 0 | 546.95 | 154.03 | 39.48 | 511.4 | 0 | 0 | 162.47 | 0 | 0 | 0 | 0 | 0 | 0 | 274.19 | 0 | 0 | 709.42 | 0 | 709.42 | 1688.52 | 0 | 1688.52
2010 | Mid-Rise Apartment | 1A | 3134.61 | 0 | 0 | 411.93 | 154.03 | 39.49 | 511.4 | 0 | 0 | 136.17 | 0 | 0 | 0 | 0 | 0 | 0 | 296.47 | 0 | 0 | 548.1 | 0 | 548.1 | 1549.49 | 0 | 1549.49
2010 | Mid-Rise Apartment | 1B | 3134.61 | 0 | 7.54 | 422.83 | 154.03 | 39.44 | 511.4 | 0 | 0 | 144.13 | 0 | 0 | 0 | 0 | 0 | 0 | 297.33 | 0 | 0 | 566.96 | 7.54 | 574.5 | 1569.16 | 7.54 | 1576.7
2010 | Mid-Rise Apartment | 2A | 3134.61 | 0 | 13.62 | 323.54 | 154.03 | 39.42 | 511.4 | 0 | 0 | 112.01 | 0 | 0 | 0 | 0 | 0 | 0 | 320.94 | 0 | 0 | 435.55 | 13.62 | 449.17 | 1461.34 | 13.62 | 1474.96
2010 | Mid-Rise Apartment | 2B | 3134.61 | 0 | 12.17 | 256.12 | 154.03 | 39.45 | 511.4 | 0 | 0 | 114.45 | 0 | 0 | 0 | 0 | 0 | 0 | 322.55 | 0 | 0 | 370.57 | 12.17 | 382.74 | 1398.01 | 12.17 | 1410.18
2010 | Mid-Rise Apartment | 3A | 3134.61 | 0 | 141.21 | 174.97 | 154.03 | 39.44 | 511.4 | 0 | 0 | 89.98 | 0 | 0 | 0 | 0 | 0 | 0 | 363.14 | 0 | 0 | 264.95 | 141.21 | 406.16 | 1332.96 | 141.21 | 1474.17
2010 | Mid-Rise Apartment | 3B | 3134.61 | 0 | 49.54 | 181.36 | 154.03 | 39.44 | 511.4 | 0 | 0 | 99.95 | 0 | 0 | 0 | 0 | 0 | 0 | 352.25 | 0 | 0 | 281.31 | 49.54 | 330.85 | 1338.43 | 49.54 | 1387.97
2010 | Mid-Rise Apartment | 3C | 3134.61 | 0 | 10.09 | 99.1 | 154.03 | 39.44 | 511.4 | 0 | 0 | 71.02 | 0 | 0 | 0 | 0 | 0 | 0 | 367.26 | 0 | 0 | 170.12 | 10.09 | 180.21 | 1242.24 | 10.09 | 1252.33
2010 | Mid-Rise Apartment | 4A | 3134.61 | 0 | 312.87 | 131.11 | 154.03 | 39.38 | 511.4 | 0 | 0 | 87.03 | 0 | 0 | 0 | 0 | 0 | 0 | 396.29 | 0 | 0 | 218.14 | 312.87 | 531.01 | 1319.24 | 312.87 | 1632.11
2010 | Mid-Rise Apartment | 4B | 3134.61 | 0 | 106.28 | 143.85 | 154.03 | 39.41 | 511.4 | 0 | 0 | 96.35 | 0 | 0 | 0 | 0 | 0 | 0 | 386.47 | 0 | 0 | 240.2 | 106.28 | 346.48 | 1331.52 | 106.28 | 1437.8
2010 | Mid-Rise Apartment | 4C | 3134.61 | 0 | 178.01 | 56.06 | 154.03 | 39.34 | 511.4 | 0 | 0 | 70.91 | 0 | 0 | 0 | 0 | 0 | 0 | 406.2 | 0 | 0 | 126.97 | 178.01 | 304.98 | 1237.94 | 178.01 | 1415.95
2010 | Mid-Rise Apartment | 5A | 3134.61 | 0 | 538.47 | 78.69 | 154.03 | 39.39 | 511.4 | 0 | 0 | 84.41 | 0 | 0 | 0 | 0 | 0 | 0 | 424.21 | 0 | 0 | 163.1 | 538.47 | 701.57 | 1292.14 | 538.47 | 1830.61
2010 | Mid-Rise Apartment | 5B | 3134.61 | 0 | 270.31 | 104.59 | 154.03 | 39.4 | 511.4 | 0 | 0 | 91.62 | 0 | 0 | 0 | 0 | 0 | 0 | 415.98 | 0 | 0 | 196.21 | 270.31 | 466.52 | 1317.03 | 270.31 | 1587.34
2010 | Mid-Rise Apartment | 5C | 3134.61 | 0 | 189.71 | 40.94 | 154.03 | 39.33 | 511.4 | 0 | 0 | 66.48 | 0 | 0 | 0 | 0 | 0 | 0 | 421.98 | 0 | 0 | 107.42 | 189.71 | 297.13 | 1234.16 | 189.71 | 1423.87
2010 | Mid-Rise Apartment | 6A | 3134.61 | 0 | 811.7 | 83.05 | 154.03 | 39.38 | 511.4 | 0 | 0 | 89.34 | 0 | 0 | 0 | 0 | 0 | 0 | 444.77 | 0 | 0 | 172.39 | 811.7 | 984.09 | 1321.96 | 811.7 | 2133.66
2010 | Mid-Rise Apartment | 6B | 3134.61 | 0 | 531.57 | 66.38 | 154.03 | 39.35 | 511.4 | 0 | 0 | 85.7 | 0 | 0 | 0 | 0 | 0 | 0 | 439.5 | 0 | 0 | 152.08 | 531.57 | 683.65 | 1296.36 | 531.57 | 1827.93
2010 | Mid-Rise Apartment | 7 | 3134.61 | 0 | 842.22 | 71.11 | 154.03 | 39.32 | 511.4 | 0 | 0 | 91.51 | 0 | 0 | 0 | 0 | 0 | 0 | 469.01 | 0 | 0 | 162.62 | 842.22 | 1004.84 | 1336.38 | 842.22 | 2178.6
2010 | Mid-Rise Apartment | 8 | 3134.61 | 0 | 1151.3 | 48.14 | 154.03 | 39.11 | 511.4 | 0 | 0 | 97.63 | 0 | 0 | 0 | 0 | 0 | 0 | 501.94 | 0 | 0 | 145.77 | 1151.3 | 1297.07 | 1352.25 | 1151.3 | 2503.55
2013 | Mid-Rise Apartment | 0A | 3134.61 | 0 | 0 | 520.76 | 130.13 | 39.47 | 511.07 | 0 | 0 | 152.1 | 0 | 0 | 0 | 0 | 0 | 0 | 274.99 | 0 | 0 | 672.86 | 0 | 672.86 | 1628.52 | 0 | 1628.52
2013 | Mid-Rise Apartment | 0B | 3134.61 | 0 | 0 | 467.78 | 130.13 | 39.48 | 511.07 | 0 | 0 | 148.32 | 0 | 0 | 0 | 0 | 0 | 0 | 273.82 | 0 | 0 | 616.1 | 0 | 616.1 | 1570.59 | 0 | 1570.59
2013 | Mid-Rise Apartment | 1A | 3134.61 | 0 | 0 | 322.07 | 130.13 | 39.49 | 511.07 | 0 | 0 | 117.86 | 0 | 0 | 0 | 0 | 0 | 0 | 295.85 | 0 | 0 | 439.93 | 0 | 439.93 | 1416.46 | 0 | 1416.46
2013 | Mid-Rise Apartment | 1B | 3134.61 | 0 | 3.45 | 363.2 | 130.13 | 39.44 | 511.07 | 0 | 0 | 131.97 | 0 | 0 | 0 | 0 | 0 | 0 | 296.96 | 0 | 0 | 495.17 | 3.45 | 498.62 | 1472.77 | 3.45 | 1476.22
2013 | Mid-Rise Apartment | 2A | 3134.61 | 0 | 9.75 | 263.11 | 130.13 | 39.42 | 511.07 | 0 | 0 | 100.55 | 0 | 0 | 0 | 0 | 0 | 0 | 320.43 | 0 | 0 | 363.66 | 9.75 | 373.41 | 1364.7 | 9.75 | 1374.45
2013 | Mid-Rise Apartment | 2B | 3134.61 | 0 | 7.14 | 219.59 | 130.13 | 39.45 | 511.07 | 0 | 0 | 106.32 | 0 | 0 | 0 | 0 | 0 | 0 | 322.17 | 0 | 0 | 325.91 | 7.14 | 333.05 | 1328.73 | 7.14 | 1335.87
2013 | Mid-Rise Apartment | 3A | 3134.61 | 0 | 117.59 | 143.27 | 130.13 | 39.44 | 511.07 | 0 | 0 | 82.83 | 0 | 0 | 0 | 0 | 0 | 0 | 362.69 | 0 | 0 | 226.1 | 117.59 | 343.69 | 1269.43 | 117.59 | 1387.02
2013 | Mid-Rise Apartment | 3B | 3134.61 | 0 | 35.7 | 155.79 | 130.13 | 39.44 | 511.07 | 0 | 0 | 93.49 | 0 | 0 | 0 | 0 | 0 | 0 | 351.81 | 0 | 0 | 249.28 | 35.7 | 284.98 | 1281.73 | 35.7 | 1317.43
2013 | Mid-Rise Apartment | 3C | 3134.61 | 0 | 5.59 | 73.61 | 130.13 | 39.44 | 511.07 | 0 | 0 | 64.58 | 0 | 0 | 0 | 0 | 0 | 0 | 366.53 | 0 | 0 | 138.19 | 5.59 | 143.78 | 1185.35 | 5.59 | 1190.94
2013 | Mid-Rise Apartment | 4A | 3134.61 | 0 | 105.42 | 105.22 | 130.13 | 39.38 | 511.07 | 0 | 0 | 76.82 | 0 | 0 | 0 | 0 | 0 | 0 | 395.29 | 0 | 0 | 182.04 | 105.42 | 287.46 | 1257.91 | 105.42 | 1363.33
2013 | Mid-Rise Apartment | 4B | 3134.61 | 0 | 81.24 | 119.27 | 130.13 | 39.41 | 511.07 | 0 | 0 | 89.01 | 0 | 0 | 0 | 0 | 0 | 0 | 386.02 | 0 | 0 | 208.28 | 81.24 | 289.52 | 1274.91 | 81.24 | 1356.15
2013 | Mid-Rise Apartment | 4C | 3134.61 | 0 | 147.2 | 43.87 | 130.13 | 39.34 | 511.07 | 0 | 0 | 66.12 | 0 | 0 | 0 | 0 | 0 | 0 | 405.82 | 0 | 0 | 109.99 | 147.2 | 257.19 | 1196.35 | 147.2 | 1343.55
2013 | Mid-Rise Apartment | 5A | 3134.61 | 0 | 207.65 | 69.86 | 130.13 | 39.39 | 511.07 | 0 | 0 | 73.5 | 0 | 0 | 0 | 0 | 0 | 0 | 423.19 | 0 | 0 | 143.36 | 207.65 | 351.01 | 1247.15 | 207.65 | 1454.8
2013 | Mid-Rise Apartment | 5B | 3134.61 | 0 | 217.92 | 86.02 | 130.13 | 39.4 | 511.07 | 0 | 0 | 84.94 | 0 | 0 | 0 | 0 | 0 | 0 | 415.59 | 0 | 0 | 170.96 | 217.92 | 388.88 | 1267.14 | 217.92 | 1485.06
2013 | Mid-Rise Apartment | 5C | 3134.61 | 0 | 147.46 | 35.16 | 130.13 | 39.33 | 511.07 | 0 | 0 | 62.96 | 0 | 0 | 0 | 0 | 0 | 0 | 421.6 | 0 | 0 | 98.12 | 147.46 | 245.58 | 1200.25 | 147.46 | 1347.71
2013 | Mid-Rise Apartment | 6A | 3134.61 | 0 | 361.36 | 73.41 | 130.13 | 39.38 | 511.07 | 0 | 0 | 77.49 | 0 | 0 | 0 | 0 | 0 | 0 | 443.77 | 0 | 0 | 150.9 | 361.36 | 512.26 | 1275.24 | 361.36 | 1636.6
2013 | Mid-Rise Apartment | 6B | 3134.61 | 0 | 250.32 | 65.13 | 130.13 | 39.35 | 511.07 | 0 | 0 | 79.49 | 0 | 0 | 0 | 0 | 0 | 0 | 438.68 | 0 | 0 | 144.62 | 250.32 | 394.94 | 1263.85 | 250.32 | 1514.17
2013 | Mid-Rise Apartment | 7 | 3134.61 | 0 | 402.51 | 65.59 | 130.13 | 39.32 | 511.07 | 0 | 0 | 80.13 | 0 | 0 | 0 | 0 | 0 | 0 | 468.19 | 0 | 0 | 145.72 | 402.51 | 548.23 | 1294.44 | 402.51 | 1696.95
2013 | Mid-Rise Apartment | 8 | 3134.61 | 0 | 594.22 | 52.27 | 130.13 | 39.11 | 511.07 | 0 | 0 | 85.18 | 0 | 0 | 0 | 0 | 0 | 0 | 501.23 | 0 | 0 | 137.45 | 594.22 | 731.67 | 1318.99 | 594.22 | 1913.21
2016 | Mid-Rise Apartment | 0A | 3134.61 | 0 | 0 | 505.4 | 102.12 | 25.98 | 511.07 | 0 | 0 | 146.73 | 0 | 0 | 0 | 0 | 0 | 0 | 274.99 | 0 | 0 | 652.13 | 0 | 652.13 | 1566.28 | 0 | 1566.28
2016 | Mid-Rise Apartment | 0B | 3134.61 | 0 | 0 | 452.6 | 102.12 | 25.99 | 511.07 | 0 | 0 | 143.3 | 0 | 0 | 0 | 0 | 0 | 0 | 273.82 | 0 | 0 | 595.9 | 0 | 595.9 | 1508.89 | 0 | 1508.89
2016 | Mid-Rise Apartment | 1A | 3134.61 | 0 | 0 | 315.58 | 102.12 | 25.99 | 511.07 | 0 | 0 | 115.38 | 0 | 0 | 0 | 0 | 0 | 0 | 295.85 | 0 | 0 | 430.96 | 0 | 430.96 | 1365.99 | 0 | 1365.99
2016 | Mid-Rise Apartment | 1B | 3134.61 | 0 | 3.97 | 356.71 | 102.12 | 25.96 | 511.07 | 0 | 0 | 129.58 | 0 | 0 | 0 | 0 | 0 | 0 | 296.98 | 0 | 0 | 486.29 | 3.97 | 490.26 | 1422.41 | 3.97 | 1426.38
2016 | Mid-Rise Apartment | 2A | 3134.61 | 0 | 10.35 | 257.25 | 102.12 | 25.95 | 511.07 | 0 | 0 | 98.31 | 0 | 0 | 0 | 0 | 0 | 0 | 320.44 | 0 | 0 | 355.56 | 10.35 | 365.91 | 1315.14 | 10.35 | 1325.49
2016 | Mid-Rise Apartment | 2B | 3134.61 | 0 | 7.76 | 213.92 | 102.12 | 25.97 | 511.07 | 0 | 0 | 103.84 | 0 | 0 | 0 | 0 | 0 | 0 | 322.19 | 0 | 0 | 317.76 | 7.76 | 325.52 | 1279.11 | 7.76 | 1286.87
2016 | Mid-Rise Apartment | 3A | 3134.61 | 0 | 123.63 | 139.1 | 102.12 | 25.96 | 511.07 | 0 | 0 | 81.35 | 0 | 0 | 0 | 0 | 0 | 0 | 362.73 | 0 | 0 | 220.45 | 123.63 | 344.08 | 1222.34 | 123.63 | 1345.97
2016 | Mid-Rise Apartment | 3B | 3134.61 | 0 | 38.6 | 150.97 | 102.12 | 25.96 | 511.07 | 0 | 0 | 91.37 | 0 | 0 | 0 | 0 | 0 | 0 | 351.85 | 0 | 0 | 242.34 | 38.6 | 280.94 | 1233.34 | 38.6 | 1271.94
2016 | Mid-Rise Apartment | 3C | 3134.61 | 0 | 6.49 | 69.22 | 102.12 | 25.96 | 511.07 | 0 | 0 | 62.35 | 0 | 0 | 0 | 0 | 0 | 0 | 366.58 | 0 | 0 | 131.57 | 6.49 | 138.06 | 1137.29 | 6.49 | 1143.78
2016 | Mid-Rise Apartment | 4A | 3134.61 | 0 | 110.5 | 98.43 | 102.12 | 25.92 | 511.07 | 0 | 0 | 73.81 | 0 | 0 | 0 | 0 | 0 | 0 | 395.35 | 0 | 0 | 172.24 | 110.5 | 282.74 | 1206.7 | 110.5 | 1317.2
2016 | Mid-Rise Apartment | 4B | 3134.61 | 0 | 88.22 | 109.92 | 102.12 | 25.94 | 511.07 | 0 | 0 | 85.27 | 0 | 0 | 0 | 0 | 0 | 0 | 386.1 | 0 | 0 | 195.19 | 88.22 | 283.41 | 1220.42 | 88.22 | 1308.64
2016 | Mid-Rise Apartment | 4C | 3134.61 | 0 | 156.8 | 38.63 | 102.12 | 25.89 | 511.07 | 0 | 0 | 63.41 | 0 | 0 | 0 | 0 | 0 | 0 | 405.9 | 0 | 0 | 102.04 | 156.8 | 258.84 | 1147.02 | 156.8 | 1303.82
2016 | Mid-Rise Apartment | 5A | 3134.61 | 0 | 212.34 | 65.94 | 102.12 | 25.93 | 511.07 | 0 | 0 | 71.15 | 0 | 0 | 0 | 0 | 0 | 0 | 423.23 | 0 | 0 | 137.09 | 212.34 | 349.43 | 1199.44 | 212.34 | 1411.78
2016 | Mid-Rise Apartment | 5B | 3134.61 | 0 | 225.46 | 80.95 | 102.12 | 25.93 | 511.07 | 0 | 0 | 82.29 | 0 | 0 | 0 | 0 | 0 | 0 | 415.64 | 0 | 0 | 163.24 | 225.46 | 388.7 | 1217.99 | 225.46 | 1443.45
2016 | Mid-Rise Apartment | 5C | 3134.61 | 0 | 156.68 | 31.68 | 102.12 | 25.89 | 511.07 | 0 | 0 | 61.03 | 0 | 0 | 0 | 0 | 0 | 0 | 421.67 | 0 | 0 | 92.71 | 156.68 | 249.39 | 1153.45 | 156.68 | 1310.13
2016 | Mid-Rise Apartment | 6A | 3134.61 | 0 | 349.03 | 72.26 | 102.12 | 25.92 | 511.07 | 0 | 0 | 75.79 | 0 | 0 | 0 | 0 | 0 | 0 | 443.76 | 0 | 0 | 148.05 | 349.03 | 497.08 | 1230.91 | 349.03 | 1579.94
2016 | Mid-Rise Apartment | 6B | 3134.61 | 0 | 241.98 | 64.36 | 102.12 | 25.9 | 511.07 | 0 | 0 | 78 | 0 | 0 | 0 | 0 | 0 | 0 | 438.66 | 0 | 0 | 142.36 | 241.98 | 384.34 | 1220.12 | 241.98 | 1462.1
2016 | Mid-Rise Apartment | 7 | 3134.61 | 0 | 392.14 | 64.39 | 102.12 | 25.88 | 511.07 | 0 | 0 | 78.47 | 0 | 0 | 0 | 0 | 0 | 0 | 468.18 | 0 | 0 | 142.86 | 392.14 | 535 | 1250.12 | 392.14 | 1642.26
2016 | Mid-Rise Apartment | 8 | 3134.61 | 0 | 527.14 | 53.81 | 102.12 | 25.74 | 511.07 | 0 | 0 | 83.1 | 0 | 0 | 0 | 0 | 0 | 0 | 501.16 | 0 | 0 | 136.91 | 527.14 | 664.05 | 1277 | 527.14 | 1804.14
2019 | Mid-Rise Apartment | 0A | 3134.61 | 0 | 0 | 397.25 | 83.43 | 25.98 | 511.07 | 0 | 0 | 129.2 | 0 | 0 | 0 | 0 | 0 | 0 | 275.11 | 0 | 0 | 526.45 | 0 | 526.45 | 1422.04 | 0 | 1422.04
2019 | Mid-Rise Apartment | 0B | 3134.61 | 0 | 0 | 381.39 | 83.43 | 25.99 | 511.07 | 0 | 0 | 132.3 | 0 | 0 | 0 | 0 | 0 | 0 | 273.88 | 0 | 0 | 513.69 | 0 | 513.69 | 1408.06 | 0 | 1408.06
2019 | Mid-Rise Apartment | 1A | 3134.61 | 0 | 0 | 278.12 | 83.43 | 25.99 | 511.07 | 0 | 0 | 109.9 | 0 | 0 | 0 | 0 | 0 | 0 | 295.87 | 0 | 0 | 388.02 | 0 | 388.02 | 1304.39 | 0 | 1304.39
2019 | Mid-Rise Apartment | 1B | 3134.61 | 0 | 1.42 | 295.89 | 83.43 | 25.96 | 511.07 | 0 | 0 | 118.75 | 0 | 0 | 0 | 0 | 0 | 0 | 296.89 | 0 | 0 | 414.64 | 1.42 | 416.06 | 1331.99 | 1.42 | 1333.41
2019 | Mid-Rise Apartment | 2A | 3134.61 | 0 | 1.97 | 223.87 | 83.43 | 25.95 | 511.07 | 0 | 0 | 94.06 | 0 | 0 | 0 | 0 | 0 | 0 | 320.25 | 0 | 0 | 317.93 | 1.97 | 319.9 | 1258.63 | 1.97 | 1260.6
2019 | Mid-Rise Apartment | 2B | 3134.61 | 0 | 2.92 | 203.15 | 83.43 | 25.97 | 511.07 | 0 | 0 | 103.95 | 0 | 0 | 0 | 0 | 0 | 0 | 321.95 | 0 | 0 | 307.1 | 2.92 | 310.02 | 1249.53 | 2.92 | 1252.45
2019 | Mid-Rise Apartment | 3A | 3134.61 | 0 | 42.23 | 133.15 | 83.43 | 25.96 | 511.07 | 0 | 0 | 78.54 | 0 | 0 | 0 | 0 | 0 | 0 | 362.24 | 0 | 0 | 211.69 | 42.23 | 253.92 | 1194.4 | 42.23 | 1236.63
2019 | Mid-Rise Apartment | 3B | 3134.61 | 0 | 10.65 | 152.08 | 83.43 | 25.96 | 511.07 | 0 | 0 | 93.4 | 0 | 0 | 0 | 0 | 0 | 0 | 351.41 | 0 | 0 | 245.48 | 10.65 | 256.13 | 1217.35 | 10.65 | 1228
2019 | Mid-Rise Apartment | 3C | 3134.61 | 0 | 6.53 | 67.39 | 83.43 | 25.96 | 511.07 | 0 | 0 | 60.37 | 0 | 0 | 0 | 0 | 0 | 0 | 366.59 | 0 | 0 | 127.76 | 6.53 | 134.29 | 1114.82 | 6.53 | 1121.35
2019 | Mid-Rise Apartment | 4A | 3134.61 | 0 | 126.44 | 95.42 | 83.43 | 25.92 | 511.07 | 0 | 0 | 72.03 | 0 | 0 | 0 | 0 | 0 | 0 | 395.46 | 0 | 0 | 167.45 | 126.44 | 293.89 | 1183.34 | 126.44 | 1309.78
2019 | Mid-Rise Apartment | 4B | 3134.61 | 0 | 35.8 | 117.82 | 83.43 | 25.94 | 511.07 | 0 | 0 | 85.82 | 0 | 0 | 0 | 0 | 0 | 0 | 385.64 | 0 | 0 | 203.64 | 35.8 | 239.44 | 1209.73 | 35.8 | 1245.53
2019 | Mid-Rise Apartment | 4C | 3134.61 | 0 | 51.1 | 53.91 | 83.43 | 25.89 | 511.07 | 0 | 0 | 63.86 | 0 | 0 | 0 | 0 | 0 | 0 | 405.2 | 0 | 0 | 117.77 | 51.1 | 168.87 | 1143.37 | 51.1 | 1194.47
2019 | Mid-Rise Apartment | 5A | 3134.61 | 0 | 233.7 | 61.99 | 83.43 | 25.93 | 511.07 | 0 | 0 | 69.27 | 0 | 0 | 0 | 0 | 0 | 0 | 423.36 | 0 | 0 | 131.26 | 233.7 | 364.96 | 1175.05 | 233.7 | 1408.75
2019 | Mid-Rise Apartment | 5B | 3134.61 | 0 | 104.85 | 89.76 | 83.43 | 25.93 | 511.07 | 0 | 0 | 79.68 | 0 | 0 | 0 | 0 | 0 | 0 | 415.14 | 0 | 0 | 169.44 | 104.85 | 274.29 | 1205.01 | 104.85 | 1309.86
2019 | Mid-Rise Apartment | 5C | 3134.61 | 0 | 40.58 | 53.04 | 83.43 | 25.89 | 511.07 | 0 | 0 | 62.51 | 0 | 0 | 0 | 0 | 0 | 0 | 420.81 | 0 | 0 | 115.55 | 40.58 | 156.13 | 1156.75 | 40.58 | 1197.33
2019 | Mid-Rise Apartment | 6A | 3134.61 | 0 | 378.94 | 66.6 | 83.43 | 25.92 | 511.07 | 0 | 0 | 73.08 | 0 | 0 | 0 | 0 | 0 | 0 | 443.89 | 0 | 0 | 139.68 | 378.94 | 518.62 | 1203.99 | 378.94 | 1582.93
2019 | Mid-Rise Apartment | 6B | 3134.61 | 0 | 225.97 | 60.74 | 83.43 | 25.9 | 511.07 | 0 | 0 | 73.77 | 0 | 0 | 0 | 0 | 0 | 0 | 438.63 | 0 | 0 | 134.51 | 225.97 | 360.48 | 1193.54 | 225.97 | 1419.51
2019 | Mid-Rise Apartment | 7 | 3134.61 | 0 | 373.9 | 59.25 | 83.43 | 25.88 | 511.07 | 0 | 0 | 72.9 | 0 | 0 | 0 | 0 | 0 | 0 | 468.16 | 0 | 0 | 132.15 | 373.9 | 506.05 | 1220.69 | 373.9 | 1594.59
2019 | Mid-Rise Apartment | 8 | 3134.61 | 0 | 479.52 | 49.79 | 83.43 | 25.74 | 511.07 | 0 | 0 | 76.54 | 0 | 0 | 0 | 0 | 0 | 0 | 501.1 | 0 | 0 | 126.33 | 479.52 | 605.85 | 1247.67 | 479.52 | 1727.19
2004 | Hospital | 0A | 22436.18 | 0 | 8262.98 | 9347.61 | 4182.88 | 261.8 | 7107.46 | 2791.97 | 2713.87 | 4657.07 | 1806.57 | 0.78826 | 1805.7817 | 2031.62 | 0 | 0 | 28.6 | 1092.05 | 222.67 | 17842.0817 | 8262.98 | 26105.0617 | 32360.15 | 12147.01 | 44507.16
2004 | Hospital | 0B | 22436.18 | 42.71 | 8261.46 | 7348.59 | 4182.88 | 261.85 | 7107.46 | 2791.97 | 2713.87 | 4726.14 | 1685.71 | 0.78826 | 1684.9217 | 1637.63 | 28.23 | 0 | 28.6 | 1090.76 | 221.56 | 15468.2217 | 8261.46 | 23729.6817 | 29985.23 | 12144.19 | 42129.42
2004 | Hospital | 1A | 22436.18 | 0 | 9107.6 | 7940.67 | 4182.88 | 261.88 | 7107.46 | 2791.97 | 2713.87 | 4425.22 | 1595.32 | 0.78826 | 1594.5317 | 1769.1 | 0 | 0 | 28.61 | 1114.85 | 218.26 | 15729.5217 | 9107.6 | 24837.1217 | 30243.25 | 13014.42 | 43257.67
2004 | Hospital | 1B | 22436.18 | 155.41 | 8327.08 | 7280.46 | 4182.88 | 261.55 | 7107.46 | 2791.97 | 2713.87 | 4692.32 | 1511.2 | 0.78826 | 1510.4117 | 1234.05 | 79.08 | 0 | 28.6 | 1116.61 | 216.43 | 14951.7317 | 8327.08 | 23278.8117 | 29463.3 | 12235.67 | 41698.97
2004 | Hospital | 2A | 22436.18 | 275.22 | 9981.69 | 6290.9 | 4182.88 | 261.46 | 7107.46 | 2791.97 | 2713.87 | 4454.56 | 1571.68 | 0.78826 | 1570.8917 | 1396.05 | 326.32 | 0 | 28.61 | 1143.47 | 212.67 | 14313.9417 | 9981.69 | 24295.6317 | 28821.68 | 13917.13 | 42738.81
2004 | Hospital | 2B | 22436.18 | 1269.41 | 8945.22 | 4660.78 | 4182.88 | 261.65 | 7107.46 | 2791.97 | 2713.87 | 4672.01 | 1199.27 | 0.78826 | 1198.4817 | 696.56 | 2740.51 | 0 | 28.61 | 1148.18 | 207.79 | 15237.7517 | 8945.22 | 24182.9717 | 29740.8 | 12885.38 | 42626.18
2004 | Hospital | 3A | 22436.18 | 703.8 | 10900.51 | 4780.22 | 4182.88 | 261.6 | 7107.46 | 2791.97 | 2713.87 | 4448.3 | 1346.18 | 0.78826 | 1345.3917 | 874.74 | 1250.85 | 0 | 28.61 | 1207.61 | 203.72 | 13403.3017 | 10900.51 | 24303.8117 | 27902.22 | 14900.09 | 42802.31
2004 | Hospital | 3B | 22436.18 | 1145.75 | 8824.25 | 3523.05 | 4182.88 | 261.59 | 7107.46 | 2791.97 | 2713.87 | 4654.08 | 1076.15 | 0.78826 | 1075.3617 | 563.52 | 2658.4 | 0 | 28.61 | 1190.83 | 203 | 13620.1617 | 8824.25 | 22444.4117 | 28118.34 | 12807.05 | 40925.39
2004 | Hospital | 3C | 22436.18 | 352.91 | 11177.49 | 3072.37 | 4182.88 | 261.55 | 7107.46 | 2791.97 | 2713.87 | 4420.98 | 1044.09 | 0.78826 | 1043.3017 | 533.88 | 527.44 | 0 | 28.61 | 1210.04 | 201.61 | 9950.8817 | 11177.49 | 21128.3717 | 24447.66 | 15179.51 | 39627.17
2004 | Hospital | 4A | 22436.18 | 1002.87 | 12472.14 | 3863.54 | 4182.88 | 261.2 | 7107.46 | 2791.97 | 2713.87 | 4371.16 | 1233.44 | 0.78826 | 1232.6517 | 623.45 | 1770.6 | 0 | 28.61 | 1265.28 | 197.8 | 12864.2717 | 12472.14 | 25336.4117 | 27356.87 | 16529.39 | 43886.26
2004 | Hospital | 4B | 22436.18 | 1255.53 | 9142.03 | 2584.67 | 4182.88 | 261.4 | 7107.46 | 2791.97 | 2713.87 | 4747.77 | 911.19 | 0.78826 | 910.4017 | 322.01 | 3407.21 | 0 | 28.61 | 1247.18 | 196.91 | 13227.5917 | 9142.03 | 22369.6217 | 27719.5 | 13181.18 | 40900.68
2004 | Hospital | 4C | 22436.18 | 943.68 | 12110.29 | 1954.62 | 4182.88 | 260.9 | 7107.46 | 2791.97 | 2713.87 | 4357.65 | 887.73 | 0.78826 | 886.9417 | 189.72 | 939.28 | 0 | 28.61 | 1283.01 | 193.85 | 9271.8917 | 12110.29 | 21382.1817 | 23760.25 | 16185.28 | 39945.53
2004 | Hospital | 5A | 22436.18 | 1146.7 | 13168.32 | 2747.24 | 4182.88 | 261.28 | 7107.46 | 2791.97 | 2713.87 | 4380.19 | 1062.43 | 0.78826 | 1061.6417 | 409.4 | 2113.74 | 0 | 28.61 | 1323.67 | 193.32 | 11858.9117 | 13168.32 | 25027.2317 | 26347.11 | 17283.97 | 43631.08
2004 | Hospital | 5B | 22436.18 | 1429.65 | 10110.04 | 2487.27 | 4182.88 | 261.29 | 7107.46 | 2791.97 | 2713.87 | 4746.65 | 875.84 | 0.78826 | 875.0517 | 240.22 | 3423.3 | 0 | 28.61 | 1305.99 | 193.2 | 13202.1417 | 10110.04 | 23312.1817 | 27690.23 | 14208.01 | 41898.24
2004 | Hospital | 5C | 22436.18 | 1074.15 | 12260.83 | 1666.71 | 4182.88 | 260.88 | 7107.46 | 2791.97 | 2713.87 | 4346.84 | 807.98 | 0.78826 | 807.1917 | 115.04 | 983.2 | 0 | 28.61 | 1314.86 | 191.14 | 8993.1317 | 12260.83 | 21253.9617 | 23478.76 | 16367.66 | 39846.42
2004 | Hospital | 6A | 22436.18 | 1164.83 | 15954.63 | 2763.87 | 4182.88 | 261.16 | 7107.46 | 2791.97 | 2713.87 | 4408.92 | 1117.3 | 0.78826 | 1116.5117 | 442.42 | 2528.15 | 0 | 28.62 | 1373.88 | 192.05 | 12424.7017 | 15954.63 | 28379.3317 | 26911.53 | 20120.48 | 47032.01
2004 | Hospital | 6B | 22436.18 | 1585.34 | 13880.51 | 2251.49 | 4182.88 | 260.97 | 7107.46 | 2791.97 | 2713.87 | 4565.28 | 901.84 | 0.78826 | 901.0517 | 172.25 | 3584.44 | 0 | 28.62 | 1359.81 | 190.19 | 13059.8517 | 13880.51 | 26940.3617 | 27544.63 | 18032.29 | 45576.92
2004 | Hospital | 7 | 22436.18 | 1333.49 | 17662.22 | 2436.52 | 4182.88 | 260.81 | 7107.46 | 2791.97 | 2713.87 | 4413.38 | 1007.7 | 0.78826 | 1006.9117 | 310.49 | 3155.38 | 0 | 28.63 | 1433.21 | 189.5 | 12656.1717 | 17662.22 | 30318.3917 | 27140.12 | 21887.4 | 49027.52
2004 | Hospital | 8 | 22436.18 | 1642.95 | 20955.08 | 1712.55 | 4182.88 | 259.37 | 7107.46 | 2791.97 | 2713.87 | 4337.06 | 841.33 | 0.78826 | 840.5417 | 119.99 | 4029.12 | 0 | 28.64 | 1521.76 | 185.34 | 12682.2117 | 20955.08 | 33637.2917 | 27160.57 | 25268.81 | 52429.38
2007 | Hospital | 0A | 22436.18 | 0 | 8327.96 | 9996.89 | 4182.88 | 261.8 | 7107.46 | 2791.97 | 2713.87 | 4491.33 | 1924.83 | 0.78826 | 1924.0417 | 2170.68 | 0 | 0 | 28.6 | 1092.08 | 222.6 | 18582.9417 | 8327.96 | 26910.9017 | 33100.94 | 12212.01 | 45312.95
2007 | Hospital | 0B | 22436.18 | 42.64 | 8246.33 | 7641.56 | 4182.88 | 261.85 | 7107.46 | 2791.97 | 2713.87 | 4590.75 | 1766.9 | 0.78826 | 1766.1117 | 1714.38 | 28.35 | 0 | 28.6 | 1090.78 | 221.45 | 15783.7917 | 8246.33 | 24030.1217 | 30300.69 | 12129.09 | 42429.78
2007 | Hospital | 1A | 22436.18 | 0 | 9131.73 | 7130.08 | 4182.88 | 261.88 | 7107.46 | 2791.97 | 2713.87 | 4310.67 | 1636.8 | 0.78826 | 1636.0117 | 1848.6 | 0 | 0 | 28.61 | 1114.88 | 218.23 | 14925.3617 | 9131.73 | 24057.0917 | 29439.08 | 13038.58 | 42477.66
2007 | Hospital | 1B | 22436.18 | 155.42 | 8171.74 | 6471.09 | 4182.88 | 261.55 | 7107.46 | 2791.97 | 2713.87 | 4583.06 | 1536.49 | 0.78826 | 1535.7017 | 1274.37 | 79.09 | 0 | 28.6 | 1116.65 | 216.44 | 14098.7317 | 8171.74 | 22270.4717 | 28610.32 | 12080.35 | 40690.67
2007 | Hospital | 2A | 22436.18 | 274.48 | 10230.5 | 6510.07 | 4182.88 | 261.46 | 7107.46 | 2791.97 | 2713.87 | 4301.61 | 1627.13 | 0.78826 | 1626.3417 | 1448.04 | 325.87 | 0 | 28.61 | 1143.52 | 212.62 | 14486.4117 | 10230.5 | 24716.9117 | 28994.1 | 14165.99 | 43160.09
2007 | Hospital | 2B | 22436.18 | 1255.86 | 9022.72 | 4548.94 | 4182.88 | 261.65 | 7107.46 | 2791.97 | 2713.87 | 4471.74 | 1191.39 | 0.78826 | 1190.6017 | 688.41 | 2714.4 | 0 | 28.61 | 1148.22 | 207.79 | 14869.9517 | 9022.72 | 23892.6717 | 29373 | 12962.92 | 42335.92
2007 | Hospital | 3A | 22436.18 | 703.79 | 11349.18 | 4841.93 | 4182.88 | 261.6 | 7107.46 | 2791.97 | 2713.87 | 4317.74 | 1377.98 | 0.78826 | 1377.1917 | 897.88 | 1250.53 | 0 | 28.61 | 1207.72 | 203.71 | 13389.0617 | 11349.18 | 24738.2417 | 27887.97 | 15348.87 | 43236.84
2007 | Hospital | 3B | 22436.18 | 1145.93 | 9093.55 | 3538.53 | 4182.88 | 261.59 | 7107.46 | 2791.97 | 2713.87 | 4514.13 | 1093.84 | 0.78826 | 1093.0517 | 572.19 | 2658.44 | 0 | 28.61 | 1190.88 | 202.99 | 13522.2717 | 9093.55 | 22615.8217 | 28020.47 | 13076.41 | 41096.88
2007 | Hospital | 3C | 22436.18 | 352.07 | 11376.96 | 3032.99 | 4182.88 | 261.55 | 7107.46 | 2791.97 | 2713.87 | 4282.31 | 1038.88 | 0.78826 | 1038.0917 | 528.4 | 526.9 | 0 | 28.61 | 1210.16 | 201.6 | 9760.7617 | 11376.96 | 21137.7217 | 24257.52 | 15379.1 | 39636.62
2007 | Hospital | 4A | 22436.18 | 1002.7 | 13220.99 | 3889.87 | 4182.88 | 261.2 | 7107.46 | 2791.97 | 2713.87 | 4207.24 | 1257.95 | 0.78826 | 1257.1617 | 636.92 | 1770.41 | 0 | 28.61 | 1265.65 | 197.8 | 12764.3017 | 13220.99 | 25985.2917 | 27256.9 | 17278.62 | 44535.52
2007 | Hospital | 4B | 22436.18 | 1255.49 | 9441.43 | 2572.49 | 4182.88 | 261.4 | 7107.46 | 2791.97 | 2713.87 | 4603.32 | 922.42 | 0.78826 | 921.6317 | 320.66 | 3407.5 | 0 | 28.61 | 1247.26 | 196.91 | 13081.0917 | 9441.43 | 22522.5217 | 27573 | 13480.66 | 41053.66
2007 | Hospital | 4C | 22436.18 | 943.49 | 12419.83 | 1946.04 | 4182.88 | 260.9 | 7107.46 | 2791.97 | 2713.87 | 4242.78 | 891.33 | 0.78826 | 890.5417 | 188.59 | 938.85 | 0 | 28.61 | 1283.3 | 193.85 | 9150.2917 | 12419.83 | 21570.1217 | 23638.65 | 16495.1 | 40133.75
2007 | Hospital | 5A | 22436.18 | 1146.77 | 14347.58 | 2714.12 | 4182.88 | 261.28 | 7107.46 | 2791.97 | 2713.87 | 4270.44 | 1088.94 | 0.78826 | 1088.1517 | 413.32 | 2114.39 | 0 | 28.61 | 1323.62 | 193.35 | 11747.1917 | 14347.58 | 26094.7717 | 26235.43 | 18463.17 | 44698.6
2007 | Hospital | 5B | 22436.18 | 1429.33 | 10758.24 | 2440.21 | 4182.88 | 261.29 | 7107.46 | 2791.97 | 2713.87 | 4616.09 | 883.22 | 0.78826 | 882.4317 | 236.32 | 3424.62 | 0 | 28.61 | 1306 | 193.21 | 13029.0017 | 10758.24 | 23787.2417 | 27517.11 | 14856.22 | 42373.33
2007 | Hospital | 5C | 22436.18 | 1074.36 | 12782.61 | 1659.8 | 4182.88 | 260.88 | 7107.46 | 2791.97 | 2713.87 | 4240.97 | 807.11 | 0.78826 | 806.3217 | 114.7 | 982.67 | 0 | 28.61 | 1314.9 | 191.14 | 8878.8217 | 12782.61 | 21661.4317 | 23364.45 | 16889.48 | 40253.93
2007 | Hospital | 6A | 22436.18 | 1164.85 | 17750.95 | 2765.01 | 4182.88 | 261.16 | 7107.46 | 2791.97 | 2713.87 | 4298.5 | 1158.45 | 0.78826 | 1157.6617 | 448.61 | 2528.94 | 0 | 28.62 | 1373.67 | 192.13 | 12363.5717 | 17750.95 | 30114.5217 | 26850.48 | 21916.59 | 48767.07
2007 | Hospital | 6B | 22436.18 | 1585.42 | 15115.05 | 2207.49 | 4182.88 | 260.97 | 7107.46 | 2791.97 | 2713.87 | 4444.88 | 905.97 | 0.78826 | 905.1817 | 168.51 | 3586.9 | 0 | 28.62 | 1359.74 | 190.25 | 12898.3817 | 15115.05 | 28013.4317 | 27383.22 | 19266.76 | 46649.98
2007 | Hospital | 7 | 22436.18 | 1330.72 | 20031.97 | 2401.74 | 4182.88 | 260.81 | 7107.46 | 2791.97 | 2713.87 | 4288.93 | 1027.92 | 0.78826 | 1027.1317 | 309.52 | 3150.88 | 0 | 28.63 | 1433.64 | 189.59 | 12508.9217 | 20031.97 | 32540.8917 | 26992.95 | 24257.59 | 51250.54
2007 | Hospital | 8 | 22436.18 | 1642.76 | 24814.95 | 1663.32 | 4182.88 | 259.37 | 7107.46 | 2791.97 | 2713.87 | 4236.33 | 857.03 | 0.78826 | 856.2417 | 113.73 | 4029.91 | 0 | 28.64 | 1522.29 | 185.35 | 12542.2917 | 24814.95 | 37357.2417 | 27020.66 | 29129.21 | 56149.87
2010 | Hospital | 0A | 22436.18 | 0 | 3830.4 | 6747.67 | 3585.83 | 212.55 | 6950.99 | 2791.97 | 2616.61 | 2994.8 | 1010.9 | 0.78826 | 1010.1117 | 1056.25 | 0 | 275.72 | 26.4 | 1084.02 | 222.36 | 12084.5517 | 3830.4 | 15914.9517 | 25700.07 | 7706.4 | 33406.47
2010 | Hospital | 0B | 22436.18 | 33.26 | 3927.38 | 5646.42 | 3585.97 | 212.59 | 6950.99 | 2791.97 | 2616.61 | 3065.97 | 922.05 | 0.78826 | 921.2617 | 757.83 | 30.18 | 0 | 26.4 | 1082.76 | 221.4 | 10454.9217 | 3927.38 | 14382.3017 | 24069.67 | 7802.12 | 31871.79
2010 | Hospital | 1A | 22436.18 | 0 | 4373.32 | 5090.28 | 3586.08 | 212.61 | 6950.99 | 2791.97 | 2616.61 | 2938.61 | 847.56 | 0.78826 | 846.7717 | 840.54 | 0 | 275.72 | 26.4 | 1106.82 | 218.21 | 9991.9217 | 4373.32 | 14365.2417 | 23603.63 | 8272.11 | 31875.74
2010 | Hospital | 1B | 22436.18 | 108.76 | 4342.81 | 5309.65 | 3586.14 | 212.35 | 6950.99 | 2791.97 | 2616.61 | 3054.43 | 826.05 | 0.78826 | 825.2617 | 581.19 | 79.62 | 0 | 26.4 | 1109.44 | 216.42 | 9958.9117 | 4342.81 | 14301.7217 | 23568.61 | 8244.22 | 31812.83
2010 | Hospital | 2A | 22436.18 | 182.65 | 5308.12 | 4364.26 | 3586.09 | 212.27 | 6950.99 | 2791.97 | 2616.61 | 2874.69 | 823.27 | 0.78826 | 822.4817 | 646.53 | 288.87 | 246.05 | 26.4 | 1135.97 | 212.38 | 9425.5317 | 5308.12 | 14733.6517 | 23031.05 | 9236.07 | 32267.12
2010 | Hospital | 2B | 22436.18 | 852.29 | 4687.22 | 2971.59 | 3586.07 | 212.43 | 6950.99 | 2791.97 | 2616.61 | 3086.75 | 612.05 | 0.78826 | 611.2617 | 280.15 | 2596.4 | 0 | 26.4 | 1141.12 | 207.75 | 10398.4417 | 4687.22 | 15085.6617 | 23999.48 | 8620.31 | 32619.79
2010 | Hospital | 3A | 22436.18 | 468.52 | 6131.49 | 2913.53 | 3586.36 | 212.39 | 6950.99 | 2791.97 | 2616.61 | 2887.26 | 690.07 | 0.78826 | 689.2817 | 370.28 | 1041.45 | 231.88 | 26.4 | 1201.52 | 203.43 | 8602.2017 | 6131.49 | 14733.6917 | 22199.17 | 10124.98 | 32324.15
2010 | Hospital | 3B | 22436.18 | 775.49 | 4839.16 | 2447.16 | 3586.01 | 212.38 | 6950.99 | 2791.97 | 2616.61 | 3161.71 | 565.5 | 0.78826 | 564.7117 | 240.64 | 2468.67 | 0 | 26.4 | 1183.9 | 203.08 | 9658.3817 | 4839.16 | 14497.5417 | 23254.65 | 8815.03 | 32069.68
2010 | Hospital | 3C | 22436.18 | 233.03 | 5744.82 | 2004.61 | 3586.02 | 212.35 | 6950.99 | 2791.97 | 2616.61 | 2937.87 | 506.81 | 0.78826 | 506.0217 | 188.95 | 486.6 | 0 | 26.4 | 1204 | 201.6 | 6357.0817 | 5744.82 | 12101.9017 | 19951.85 | 9740.8 | 29692.65
2010 | Hospital | 4A | 22436.18 | 668.12 | 7071.23 | 2337.43 | 3586.03 | 212.06 | 6950.99 | 2791.97 | 2616.61 | 2940.93 | 647.91 | 0.78826 | 647.1217 | 255.16 | 1402.34 | 238.18 | 26.4 | 1260.8 | 197.55 | 8489.2817 | 7071.23 | 15560.5117 | 22079.71 | 11123.99 | 33203.7
2010 | Hospital | 4B | 22436.18 | 857.08 | 5123.52 | 1785.32 | 3585.82 | 212.22 | 6950.99 | 2791.97 | 2616.61 | 3299.62 | 495.37 | 0.78826 | 494.5817 | 125.67 | 3114.23 | 0 | 26.4 | 1241.65 | 196.97 | 9676.5017 | 5123.52 | 14800.0217 | 23266.31 | 9157.14 | 32423.45
2010 | Hospital | 4C | 22436.18 | 626.73 | 7184.76 | 1267.49 | 3586.35 | 211.82 | 6950.99 | 2791.97 | 2616.61 | 2974.05 | 464.2 | 0.78826 | 463.4117 | 64.75 | 815.28 | 0 | 26.4 | 1278.09 | 193.86 | 6211.7117 | 7184.76 | 13396.4717 | 19798.53 | 11254.83 | 31053.36
2010 | Hospital | 5A | 22436.18 | 773.83 | 7682.58 | 1748.43 | 3586.07 | 212.13 | 6950.99 | 2791.97 | 2616.61 | 2988.88 | 581.97 | 0.78826 | 581.1817 | 153.59 | 1583.44 | 221.86 | 26.4 | 1319.92 | 193.41 | 8051.2117 | 7682.58 | 15733.7917 | 21637.61 | 11794.48 | 33432.09
2010 | Hospital | 5B | 22436.18 | 975.56 | 6202.48 | 1487.39 | 3585.94 | 212.14 | 6950.99 | 2791.97 | 2616.61 | 3335.71 | 465.83 | 0.78826 | 465.0417 | 78.98 | 2995 | 0 | 26.4 | 1301.86 | 193.19 | 9337.6817 | 6202.48 | 15540.1617 | 22923.74 | 10296.32 | 33220.06
2010 | Hospital | 5C | 22436.18 | 708.49 | 7555.2 | 1040 | 3586.46 | 211.8 | 6950.99 | 2791.97 | 2616.61 | 3007.42 | 427.3 | 0.78826 | 426.5117 | 64.11 | 827.69 | 0 | 26.4 | 1310.13 | 191.15 | 6074.2217 | 7555.2 | 13629.4217 | 19658.43 | 11657.31 | 31315.74
2010 | Hospital | 6A | 22436.18 | 788.73 | 10307.36 | 1873.56 | 3586.09 | 212.03 | 6950.99 | 2791.97 | 2616.61 | 3017.96 | 629.6 | 0.78826 | 628.8117 | 166.82 | 1736.03 | 227.82 | 26.4 | 1370.53 | 192.57 | 8439.7317 | 10307.36 | 18747.0917 | 22025.22 | 14469.86 | 36495.08
2010 | Hospital | 6B | 22436.18 | 1067.96 | 8888.15 | 1344.03 | 3586.17 | 211.88 | 6950.99 | 2791.97 | 2616.61 | 3186.64 | 477.1 | 0.78826 | 476.3117 | 54 | 2775.11 | 223.37 | 26.4 | 1356.45 | 190.51 | 9127.4217 | 8888.15 | 18015.5717 | 22710.77 | 13036.57 | 35747.34
2010 | Hospital | 7 | 22436.18 | 899.32 | 11823.73 | 1589.89 | 3586.11 | 211.75 | 6950.99 | 2791.97 | 2616.61 | 3016.26 | 566.15 | 0.78826 | 565.3617 | 110.61 | 2123.29 | 231.83 | 26.4 | 1431.63 | 190.25 | 8536.5617 | 11823.73 | 20360.2917 | 22119.46 | 16047.33 | 38166.79
2010 | Hospital | 8 | 22436.18 | 1105.88 | 14969.3 | 1063.5 | 3588.18 | 210.58 | 6950.99 | 2791.97 | 2616.61 | 2981.11 | 476.57 | 0.78826 | 475.7817 | 55.61 | 2602.64 | 239.08 | 26.4 | 1521.28 | 186.66 | 8523.6017 | 14969.3 | 23492.9017 | 22103.81 | 19282.55 | 41386.36
2013 | Hospital | 0A | 22436.18 | 0 | 3804.54 | 6328.74 | 3466.56 | 212.55 | 6916.21 | 2791.97 | 2610.47 | 2863.83 | 912.14 | 0.78826 | 911.3517 | 1007.29 | 0 | 275.72 | 26.4 | 1084.02 | 180.37 | 11386.9317 | 3804.54 | 15191.4717 | 24800.27 | 7680.54 | 32480.81
2013 | Hospital | 0B | 22436.18 | 1.21 | 3937.38 | 5221.68 | 3466.84 | 212.59 | 6916.21 | 2791.97 | 2610.47 | 2871.03 | 780.18 | 0.78826 | 779.3917 | 713.01 | 2.99 | 275.72 | 26.4 | 1082.77 | 179.37 | 9865.0317 | 3937.38 | 13802.4117 | 23277.69 | 7812.12 | 31089.81
2013 | Hospital | 1A | 22436.18 | 0 | 4297.17 | 4997.4 | 3469.84 | 212.61 | 6916.21 | 2791.97 | 2610.47 | 2812.79 | 737.6 | 0.78826 | 736.8117 | 830.64 | 0 | 275.72 | 26.4 | 1106.82 | 176.57 | 9653.3617 | 4297.17 | 13950.5317 | 23066.25 | 8195.97 | 31262.22
2013 | Hospital | 1B | 22436.18 | 3.47 | 4350.56 | 4885.28 | 3468.64 | 212.35 | 6916.21 | 2791.97 | 2610.47 | 2890.61 | 704.12 | 0.78826 | 703.3317 | 517.76 | 8.79 | 275.72 | 26.4 | 1109.45 | 174.79 | 9284.9617 | 4350.56 | 13635.5217 | 22694.6 | 8251.99 | 30946.59
2013 | Hospital | 2A | 22436.18 | 30.15 | 5145.96 | 4158.88 | 3469.41 | 212.27 | 6916.21 | 2791.97 | 2610.47 | 2770.09 | 708.24 | 0.78826 | 707.4517 | 611.37 | 146.85 | 246.68 | 26.4 | 1135.99 | 171.1 | 8671.4717 | 5145.96 | 13817.4317 | 22078.12 | 9073.92 | 31152.04
2013 | Hospital | 2B | 22436.18 | 152.21 | 4506.37 | 2755.76 | 3470.88 | 212.43 | 6916.21 | 2791.97 | 2610.47 | 2962.06 | 519 | 0.78826 | 518.2117 | 226.66 | 1122.79 | 219.32 | 26.4 | 1141.15 | 166.54 | 7957.0117 | 4506.37 | 12463.3817 | 21360.71 | 8439.49 | 29800.2
2013 | Hospital | 3A | 22436.18 | 93.52 | 5893.39 | 2856.18 | 3470.96 | 212.39 | 6916.21 | 2791.97 | 2610.47 | 2832.91 | 584.54 | 0.78826 | 583.7517 | 351.63 | 615.25 | 233.17 | 26.4 | 1201.53 | 162.68 | 7566.4117 | 5893.39 | 13459.8017 | 20966.3 | 9886.9 | 30853.2
2013 | Hospital | 3B | 22436.18 | 140.85 | 4622.27 | 2307.62 | 3469.66 | 212.38 | 6916.21 | 2791.97 | 2610.47 | 3083.84 | 478 | 0.78826 | 477.2117 | 197.45 | 1165.25 | 212.02 | 26.4 | 1183.87 | 162.22 | 7584.2417 | 4622.27 | 12206.5117 | 20982.38 | 8598.11 | 29580.49
2013 | Hospital | 3C | 22436.18 | 37.1 | 5499.42 | 2035.04 | 3468.59 | 212.35 | 6916.21 | 2791.97 | 2610.47 | 2825.14 | 429.46 | 0.78826 | 428.6717 | 165 | 266.41 | 0 | 26.4 | 1204.01 | 161.11 | 5757.3617 | 5499.42 | 11256.7817 | 19153.29 | 9495.41 | 28648.7
2013 | Hospital | 4A | 22436.18 | 142.29 | 6772.62 | 2251.19 | 3466.83 | 212.06 | 6916.21 | 2791.97 | 2610.47 | 2905.53 | 548.73 | 0.78826 | 547.9417 | 240.87 | 923.82 | 238.35 | 26.4 | 1260.68 | 157.12 | 7249.9917 | 6772.62 | 14022.6117 | 20639.86 | 10825.28 | 31465.14
2013 | Hospital | 4B | 22436.18 | 163.85 | 4752.56 | 1689.95 | 3465.63 | 212.22 | 6916.21 | 2791.97 | 2610.47 | 3250.11 | 416.24 | 0.78826 | 415.4517 | 84.6 | 1638.37 | 208.97 | 26.4 | 1241.55 | 156.47 | 7451.3017 | 4752.56 | 12203.8617 | 20839.49 | 8786.08 | 29625.57
2013 | Hospital | 4C | 22436.18 | 82.15 | 6467.3 | 1221.59 | 3469.21 | 211.82 | 6916.21 | 2791.97 | 2610.47 | 2939.34 | 383.58 | 0.78826 | 382.7917 | 42.23 | 310.36 | 209.75 | 26.4 | 1278.14 | 153.78 | 5188.2117 | 6467.3 | 11655.5117 | 18576.89 | 10537.42 | 29114.31
2013 | Hospital | 5A | 22436.18 | 161.52 | 7370.63 | 1642.66 | 3467.14 | 212.13 | 6916.21 | 2791.97 | 2610.47 | 2958.28 | 489.59 | 0.78826 | 488.8017 | 149.78 | 1005.04 | 223.65 | 26.4 | 1319.91 | 153.21 | 6629.7317 | 7370.63 | 14000.3617 | 20016.09 | 11482.52 | 31498.61
2013 | Hospital | 5B | 22436.18 | 162.69 | 5521.28 | 1366.82 | 3466.05 | 212.14 | 6916.21 | 2791.97 | 2610.47 | 3272.69 | 392.97 | 0.78826 | 392.1817 | 36.06 | 1407.21 | 217.85 | 26.4 | 1301.88 | 152.89 | 6855.5017 | 5521.28 | 12376.7817 | 20240.44 | 9615.13 | 29855.57
2013 | Hospital | 5C | 22436.18 | 101.59 | 6670.56 | 991.9 | 3469.09 | 211.8 | 6916.21 | 2791.97 | 2610.47 | 2958.38 | 349.28 | 0.78826 | 348.4917 | 37.11 | 284.17 | 222.01 | 26.4 | 1310.09 | 151.22 | 4943.6517 | 6670.56 | 11614.2117 | 18329.63 | 10772.62 | 29102.25
2013 | Hospital | 6A | 22436.18 | 174.38 | 8529.23 | 1596.79 | 3467.2 | 212.03 | 6916.21 | 2791.97 | 2610.47 | 2989.48 | 522.02 | 0.78826 | 521.2317 | 154.04 | 1133.37 | 229.01 | 26.4 | 1370.56 | 152.39 | 6798.3017 | 8529.23 | 15327.5317 | 20183.77 | 12691.76 | 32875.53
2013 | Hospital | 6B | 22436.18 | 201.54 | 7279.5 | 1137.33 | 3467.07 | 211.88 | 6916.21 | 2791.97 | 2610.47 | 3158.15 | 388.25 | 0.78826 | 387.4617 | 27.35 | 1510.17 | 224.92 | 26.4 | 1356.42 | 150.39 | 6646.9217 | 7279.5 | 13926.4217 | 20030.13 | 11427.9 | 31458.03
2013 | Hospital | 7 | 22436.18 | 202.69 | 9749.14 | 1303.61 | 3466.61 | 211.75 | 6916.21 | 2791.97 | 2610.47 | 3014.63 | 468.05 | 0.78826 | 467.2617 | 103.21 | 1466.94 | 232.55 | 26.4 | 1431.59 | 150.18 | 6790.8917 | 9749.14 | 16540.0317 | 20173.28 | 13972.7 | 34145.98
2013 | Hospital | 8 | 22436.18 | 256.32 | 12126.02 | 742.97 | 3474.18 | 210.58 | 6916.21 | 2791.97 | 2610.47 | 2992.84 | 385.76 | 0.78826 | 384.9717 | 26.68 | 1869.54 | 239.49 | 26.4 | 1521.2 | 146.75 | 6512.8117 | 12126.02 | 18638.8317 | 19898.19 | 16439.2 | 36337.39
2016 | Hospital | 0A | 22436.18 | 0 | 3828.9 | 6162.64 | 3397.88 | 155.21 | 6916.21 | 2791.97 | 2578.43 | 2839.36 | 809.01 | 0.78826 | 808.2217 | 1004.74 | 0 | 203.22 | 26.4 | 992.92 | 180.45 | 11018.1817 | 3828.9 | 14847.0817 | 24273.54 | 7613.79 | 31887.33
2016 | Hospital | 0B | 22436.18 | 1.19 | 3956.07 | 5117.85 | 3397.94 | 155.24 | 6916.21 | 2791.97 | 2578.43 | 2844.66 | 712.7 | 0.78826 | 711.9117 | 714.52 | 2.92 | 203.22 | 26.4 | 993.65 | 179.4 | 9596.2717 | 3956.07 | 13552.3417 | 22850.67 | 7741.69 | 30592.36
2016 | Hospital | 1A | 22436.18 | 0 | 4288.31 | 5062.58 | 3399.39 | 155.26 | 6916.21 | 2791.97 | 2578.43 | 2793.56 | 677.63 | 0.78826 | 676.8417 | 829.42 | 0 | 203.22 | 26.4 | 1015.73 | 176.64 | 9565.6217 | 4288.31 | 13853.9317 | 22818.72 | 8096.01 | 30914.73
2016 | Hospital | 1B | 22436.18 | 3.44 | 4356.73 | 4805.62 | 3398.2 | 155.06 | 6916.21 | 2791.97 | 2578.43 | 2872.4 | 654.22 | 0.78826 | 653.4317 | 521.14 | 8.69 | 203.22 | 26.4 | 1027.61 | 174.62 | 9067.9417 | 4356.73 | 13424.6717 | 22317.65 | 8176.32 | 30493.97
2016 | Hospital | 2A | 22436.18 | 29.99 | 5150.87 | 4146.77 | 3398.96 | 155.01 | 6916.21 | 2791.97 | 2578.43 | 2753.58 | 645.14 | 0.78826 | 644.3517 | 609.81 | 145.51 | 190.34 | 26.4 | 1058.31 | 171.14 | 8520.3517 | 5150.87 | 13671.2217 | 21767.29 | 9001.14 | 30768.43
2016 | Hospital | 2B | 22436.18 | 151.37 | 4114.12 | 2683.39 | 3400.45 | 155.12 | 6916.21 | 2791.97 | 2578.43 | 2953.49 | 492.43 | 0.78826 | 491.6417 | 225.28 | 1121.86 | 180.28 | 26.4 | 1065.38 | 166.56 | 7807.3117 | 4114.12 | 11921.4317 | 21051.26 | 7971.48 | 29022.74
2016 | Hospital | 3A | 22436.18 | 93.07 | 5872.01 | 2834.7 | 3400.53 | 155.09 | 6916.21 | 2791.97 | 2578.43 | 2818.29 | 540.24 | 0.78826 | 539.4517 | 350 | 610.7 | 183.17 | 26.4 | 1144.63 | 162.71 | 7429.3817 | 5872.01 | 13301.3917 | 20669.55 | 9808.61 | 30478.16
2016 | Hospital | 3B | 22436.18 | 139.97 | 4475.18 | 2296.38 | 3399.21 | 155.09 | 6916.21 | 2791.97 | 2578.43 | 3066.08 | 450.2 | 0.78826 | 449.4117 | 199.38 | 1152.57 | 175.79 | 26.4 | 1120.42 | 162.23 | 7479.5817 | 4475.18 | 11954.7617 | 20717.91 | 8387.57 | 29105.48
2016 | Hospital | 3C | 22436.18 | 36.92 | 5252.67 | 1976.21 | 3398.12 | 155.06 | 6916.21 | 2791.97 | 2578.43 | 2811.2 | 369.4 | 0.78826 | 368.6117 | 165.28 | 264.2 | 0 | 26.4 | 1149 | 161.3 | 5622.4217 | 5252.67 | 10875.0917 | 18858.72 | 9193.63 | 28052.35
2016 | Hospital | 4A | 22436.18 | 141.62 | 6858.02 | 2220.92 | 3397.4 | 154.86 | 6916.21 | 2791.97 | 2578.43 | 2891.23 | 465.17 | 0.78826 | 464.3817 | 239.16 | 917.7 | 187.55 | 26.4 | 1224.53 | 157.14 | 7062.5617 | 6858.02 | 13920.5817 | 20293.77 | 10874.53 | 31168.3
2016 | Hospital | 4B | 22436.18 | 162.09 | 4738.95 | 1672.03 | 3396.26 | 154.98 | 6916.21 | 2791.97 | 2578.43 | 3223.45 | 389.92 | 0.78826 | 389.1317 | 83.51 | 1614.34 | 169.12 | 26.4 | 1200.63 | 156.47 | 7313.6717 | 4738.95 | 12052.6217 | 20543.21 | 8731.55 | 29274.76
2016 | Hospital | 4C | 22436.18 | 81.61 | 6333.08 | 1186.43 | 3399.93 | 154.68 | 6916.21 | 2791.97 | 2578.43 | 2925 | 357.88 | 0.78826 | 357.0917 | 44.06 | 307.83 | 175.31 | 26.4 | 1246.8 | 153.86 | 5077.3317 | 6333.08 | 11410.4117 | 18307.63 | 10371.86 | 28679.49
2016 | Hospital | 5A | 22436.18 | 160.81 | 7426.35 | 1637.42 | 3397.19 | 154.9 | 6916.21 | 2791.97 | 2578.43 | 2946.51 | 410.87 | 0.78826 | 410.0817 | 150.42 | 1002.33 | 181.76 | 26.4 | 1297.53 | 153.21 | 6489.3317 | 7426.35 | 13915.6817 | 19716.46 | 11515.85 | 31232.31
2016 | Hospital | 5B | 22436.18 | 161.16 | 5539.85 | 1357.23 | 3396.07 | 154.91 | 6916.21 | 2791.97 | 2578.43 | 3264.02 | 332.01 | 0.78826 | 331.2217 | 35.78 | 1390 | 171.29 | 26.4 | 1275.91 | 152.89 | 6710.7017 | 5539.85 | 12250.5517 | 19936.4 | 9607.74 | 29544.14
2016 | Hospital | 5C | 22436.18 | 101.02 | 6389.74 | 948.44 | 3399.18 | 154.67 | 6916.21 | 2791.97 | 2578.43 | 2959.69 | 287.69 | 0.78826 | 286.9017 | 37.12 | 282.46 | 178 | 26.4 | 1290.58 | 151.29 | 4793.6317 | 6389.74 | 11183.3717 | 18020.57 | 10472.29 | 28492.86
2016 | Hospital | 6A | 22436.18 | 173.51 | 8380.92 | 1601.95 | 3396.77 | 154.83 | 6916.21 | 2791.97 | 2578.43 | 2980.76 | 433.14 | 0.78826 | 432.3517 | 154.17 | 1130.84 | 184.06 | 26.4 | 1355.7 | 152.4 | 6657.6417 | 8380.92 | 15038.5617 | 19883.48 | 12528.6 | 32412.08
2016 | Hospital | 6B | 22436.18 | 200.21 | 7094.48 | 1128.9 | 3396.64 | 154.72 | 6916.21 | 2791.97 | 2578.43 | 3148.78 | 314.95 | 0.78826 | 314.1617 | 26.89 | 1497.68 | 181 | 26.4 | 1340.6 | 150.39 | 6497.6217 | 7094.48 | 13592.1017 | 19721.21 | 11227.05 | 30948.26
2016 | Hospital | 7 | 22436.18 | 201.66 | 9369.27 | 1272.35 | 3396.19 | 154.63 | 6916.21 | 2791.97 | 2578.43 | 3010.4 | 369.93 | 0.78826 | 369.1417 | 103.45 | 1463.02 | 183.87 | 26.4 | 1425.51 | 150.18 | 6603.8917 | 9369.27 | 15973.1617 | 19826.71 | 13586.75 | 33413.46
2016 | Hospital | 8 | 22436.18 | 254.87 | 11518.86 | 733.38 | 3403.76 | 153.77 | 6916.21 | 2791.97 | 2578.43 | 2987.47 | 273.15 | 0.78826 | 272.3617 | 30.11 | 1862.12 | 182.9 | 26.4 | 1520.14 | 146.76 | 6323.2117 | 11518.86 | 17842.0717 | 19549.34 | 15830.97 | 35380.31
2019 | Hospital | 0A | 22436.18 | 0 | 555.18 | 6550.67 | 3276.57 | 155.21 | 6892.71 | 2791.97 | 2578.09 | 2782.75 | 739.64 | 0.78826 | 738.8517 | 955.26 | 0 | 193.06 | 26.4 | 992.96 | 128.09 | 11220.5917 | 555.18 | 11775.7717 | 24278.46 | 4340.12 | 28618.58
2019 | Hospital | 0B | 22436.18 | 1.19 | 635.2 | 5759.08 | 3277.06 | 155.24 | 6892.71 | 2791.97 | 2578.09 | 2785.55 | 659.89 | 0.78826 | 659.1017 | 649.53 | 2.91 | 193.06 | 26.4 | 993.61 | 127.45 | 10050.4217 | 635.2 | 10685.6217 | 23108.17 | 4420.78 | 27528.95
2019 | Hospital | 1A | 22436.18 | 0 | 766.52 | 5205.08 | 3278.65 | 155.26 | 6892.71 | 2791.97 | 2578.09 | 2734.02 | 598.27 | 0.78826 | 597.4817 | 759.52 | 0 | 193.06 | 26.4 | 1015.79 | 124.82 | 9489.1617 | 766.52 | 10255.6817 | 22545.88 | 4574.28 | 27120.16
2019 | Hospital | 1B | 22436.18 | 3.43 | 803.57 | 5178.29 | 3278.14 | 155.06 | 6892.71 | 2791.97 | 2578.09 | 2850.86 | 607.74 | 0.78826 | 606.9517 | 486.11 | 8.65 | 193.06 | 26.4 | 1027.56 | 123.72 | 9327.3517 | 803.57 | 10130.9217 | 22382.27 | 4623.11 | 27005.38
2019 | Hospital | 2A | 22436.18 | 29.92 | 1092.48 | 4685.19 | 3277.86 | 155.01 | 6892.71 | 2791.97 | 2578.09 | 2729.35 | 556.47 | 0.78826 | 555.6817 | 569.72 | 144.68 | 181.9 | 26.4 | 1058.34 | 120.62 | 8896.4417 | 1092.48 | 9988.9217 | 21947.91 | 4942.79 | 26890.7
2019 | Hospital | 2B | 22436.18 | 150.39 | 793.75 | 2978.09 | 3278.44 | 155.12 | 6892.71 | 2791.97 | 2578.09 | 2979.62 | 427.85 | 0.78826 | 427.0617 | 206.59 | 1116.11 | 173.77 | 26.4 | 1065.43 | 118.4 | 8031.6317 | 793.75 | 8825.3817 | 21081.58 | 4651.15 | 25732.73
2019 | Hospital | 3A | 22436.18 | 92.35 | 1766.24 | 3154.22 | 3278.94 | 155.09 | 6892.71 | 2791.97 | 2578.09 | 2889.51 | 412.41 | 0.78826 | 411.6217 | 313.86 | 597.95 | 174.72 | 26.4 | 1144.63 | 113.97 | 7634.2317 | 1766.24 | 9400.4717 | 20680.23 | 5702.84 | 26383.07
2019 | Hospital | 3B | 22436.18 | 139.58 | 1147.09 | 2590.93 | 3277.76 | 155.09 | 6892.71 | 2791.97 | 2578.09 | 3035.82 | 358.78 | 0.78826 | 357.9917 | 175.7 | 1148.56 | 169.23 | 26.4 | 1120.51 | 114.4 | 7617.8117 | 1147.09 | 8764.9017 | 20663.05 | 5059.57 | 25722.62
2019 | Hospital | 3C | 22436.18 | 36.83 | 1428.47 | 2357.17 | 3277.26 | 155.06 | 6892.71 | 2791.97 | 2578.09 | 2766.68 | 370.5 | 0.78826 | 369.7117 | 130.8 | 263.06 | 0 | 26.4 | 1149.19 | 112.8 | 5924.2517 | 1428.47 | 7352.7217 | 18967.37 | 5369.64 | 24337.01
2019 | Hospital | 4A | 22436.18 | 140.3 | 2767.89 | 2522.72 | 3277.25 | 154.86 | 6892.71 | 2791.97 | 2578.09 | 2846.92 | 340.69 | 0.78826 | 339.9017 | 214.98 | 892.8 | 174.72 | 26.4 | 1224.77 | 109.35 | 7132.3417 | 2767.89 | 9900.2317 | 20171.78 | 6784.64 | 26956.42
2019 | Hospital | 4B | 22436.18 | 161.45 | 1607.86 | 2003.24 | 3276.37 | 154.98 | 6892.71 | 2791.97 | 2578.09 | 3185.4 | 291.74 | 0.78826 | 290.9517 | 69.81 | 1602.94 | 167.65 | 26.4 | 1200.59 | 109.58 | 7481.4417 | 1607.86 | 9089.3017 | 20520.37 | 5600.42 | 26120.79
2019 | Hospital | 4C | 22436.18 | 81.24 | 2496.19 | 1558.2 | 3278.81 | 154.68 | 6892.71 | 2791.97 | 2578.09 | 2861.1 | 304.41 | 0.78826 | 303.6217 | 28.68 | 301.94 | 160.68 | 26.4 | 1246.93 | 106.87 | 5295.4617 | 2496.19 | 7791.6517 | 18333.82 | 6535.09 | 24868.91
2019 | Hospital | 5A | 22436.18 | 157.78 | 3701.59 | 1919.75 | 3277.15 | 154.9 | 6892.71 | 2791.97 | 2578.09 | 2947.39 | 270.17 | 0.78826 | 269.3817 | 130.54 | 944.98 | 171.27 | 26.4 | 1297.75 | 106.15 | 6541.0917 | 3701.59 | 10242.6817 | 19577.3 | 7791.31 | 27368.61
2019 | Hospital | 5B | 22436.18 | 159.26 | 2490.14 | 1654.44 | 3276.46 | 154.91 | 6892.71 | 2791.97 | 2578.09 | 3240.43 | 270.05 | 0.78826 | 269.2617 | 56.64 | 1355.31 | 170.11 | 26.4 | 1275.89 | 106.49 | 6905.4517 | 2490.14 | 9395.5917 | 19941.29 | 6558 | 26499.29
2019 | Hospital | 5C | 22436.18 | 100.86 | 6315.32 | 973.38 | 3278.57 | 154.67 | 6892.71 | 2791.97 | 2578.09 | 2901.01 | 281.73 | 0.78826 | 280.9417 | 37.31 | 281.37 | 160.99 | 26.4 | 1290.67 | 104.62 | 4735.8617 | 6315.32 | 11051.1817 | 17771.7 | 10397.96 | 28169.66
2019 | Hospital | 6A | 22436.18 | 170.68 | 4951.33 | 1843.21 | 3277.18 | 154.83 | 6892.71 | 2791.97 | 2578.09 | 2976.28 | 227.05 | 0.78826 | 226.2617 | 134.3 | 1073.39 | 174.37 | 26.4 | 1355.84 | 105.36 | 6598.4917 | 4951.33 | 11549.8217 | 19633.87 | 9099.14 | 28733.01
2019 | Hospital | 6B | 22436.18 | 199.66 | 7034.49 | 1151.79 | 3277.21 | 154.72 | 6892.71 | 2791.97 | 2578.09 | 3132.23 | 305.48 | 0.78826 | 304.6917 | 53.15 | 1491.18 | 170.4 | 26.4 | 1340.67 | 104.33 | 6503.1017 | 7034.49 | 13537.5917 | 19537.35 | 11167.13 | 30704.48
2019 | Hospital | 7 | 22436.18 | 200.84 | 9167.14 | 1281.95 | 3277.24 | 154.63 | 6892.71 | 2791.97 | 2578.09 | 3003.05 | 355.8 | 0.78826 | 355.0117 | 101.85 | 1456.3 | 174.83 | 26.4 | 1425.63 | 103.59 | 6573.8317 | 9167.14 | 15740.9717 | 19607.28 | 13384.75 | 32992.03
2019 | Hospital | 8 | 22436.18 | 253.81 | 11161.77 | 742.34 | 3282.98 | 153.77 | 6892.71 | 2791.97 | 2578.09 | 2932.68 | 264.95 | 0.78826 | 264.1617 | 30.02 | 1855.85 | 176.52 | 26.4 | 1520.38 | 100.92 | 6255.3817 | 11161.77 | 17417.1517 | 19291.05 | 15474.12 | 34765.17
2004 | Large Hotel | 0A | 11345.29 | 0 | 638.45 | 7746.1 | 1452.45 | 306.52 | 1751.31 | 1788.85 | 1035.42 | 1428.37 | 481.6 | 1.5108 | 480.0892 | 0 | 0 | 496.84 | 93 | 1754.97 | 75.35 | 10151.3992 | 638.45 | 10789.8492 | 14866.94 | 4182.27 | 19049.21
2004 | Large Hotel | 0B | 11345.29 | 0 | 908.57 | 8969.41 | 1452.45 | 306.58 | 1751.31 | 1788.85 | 1035.42 | 1332.15 | 448.94 | 1.5108 | 447.4292 | 0 | 0 | 57.83 | 92.98 | 1771.16 | 75.61 | 10806.8192 | 908.57 | 11715.3892 | 15522.68 | 4468.58 | 19991.26
2004 | Large Hotel | 1A | 11345.29 | 0 | 1025.85 | 5409.34 | 1452.45 | 306.61 | 1751.31 | 1788.85 | 1035.42 | 1416.15 | 383.61 | 1.5108 | 382.0992 | 0 | 0 | 484.98 | 93.01 | 1818.95 | 75.13 | 7692.5692 | 1025.85 | 8718.4192 | 12408.01 | 4633.66 | 17041.67
2004 | Large Hotel | 1B | 11345.29 | 0 | 1396.46 | 7009.83 | 1452.45 | 306.23 | 1751.31 | 1788.85 | 1035.42 | 1264.15 | 366.92 | 1.5108 | 365.4092 | 0 | 0 | 56.82 | 92.99 | 1828.3 | 75.28 | 8696.2092 | 1396.46 | 10092.6692 | 13411.4 | 5013.61 | 18425.01
2004 | Large Hotel | 2A | 11345.29 | 0 | 1890.75 | 4861.28 | 1452.45 | 306.12 | 1751.31 | 1788.85 | 1035.42 | 1275.79 | 385.46 | 1.5108 | 383.9492 | 0 | 0 | 480.21 | 93.02 | 1893.88 | 74.68 | 7001.2292 | 1890.75 | 8891.9792 | 11715.74 | 5573.49 | 17289.23
2004 | Large Hotel | 2B | 11345.29 | 0 | 2014.35 | 3674.14 | 1452.45 | 306.35 | 1751.31 | 1788.85 | 1035.42 | 1152.18 | 261.9 | 1.5108 | 260.3892 | 0 | 0 | 54.67 | 92.99 | 1898.8 | 74.11 | 5141.3792 | 2014.35 | 7155.7292 | 9855.52 | 5702.01 | 15557.53
2004 | Large Hotel | 3A | 11345.29 | 0 | 2535.47 | 2744.47 | 1452.45 | 306.29 | 1751.31 | 1788.85 | 1035.42 | 1231.91 | 267.65 | 1.5108 | 266.1392 | 0 | 0 | 477.62 | 93.03 | 2024.47 | 74.06 | 4720.1392 | 2535.47 | 7255.6092 | 9434.2 | 6348.79 | 15782.99
2004 | Large Hotel | 3B | 11345.29 | 0 | 1611.66 | 2161.84 | 1452.45 | 306.28 | 1751.31 | 1788.85 | 1035.42 | 1090.33 | 202.48 | 1.5108 | 200.9692 | 0 | 0 | 340.61 | 92.99 | 1990.8 | 74.22 | 3793.7492 | 1611.66 | 5405.4092 | 8507.92 | 5391.32 | 13899.24
2004 | Large Hotel | 3C | 11345.29 | 0 | 2802.03 | 1939.13 | 1452.45 | 306.23 | 1751.31 | 1788.85 | 1035.42 | 1228.22 | 211.2 | 1.5108 | 209.6892 | 0 | 0 | 0 | 93.02 | 2038.58 | 74.42 | 3377.0392 | 2802.03 | 6179.0692 | 8091.4 | 6629.47 | 14720.87
2004 | Large Hotel | 4A | 11345.29 | 0 | 3513.76 | 1946.83 | 1452.45 | 305.82 | 1751.31 | 1788.85 | 1035.42 | 1318.3 | 219.11 | 1.5108 | 217.5992 | 0 | 0 | 482.09 | 93.06 | 2128.47 | 73.29 | 3964.8192 | 3513.76 | 7478.5792 | 8677.67 | 7431.09 | 16108.76
2004 | Large Hotel | 4B | 11345.29 | 0 | 4237.61 | 1582.92 | 1452.45 | 306.05 | 1751.31 | 1788.85 | 1035.42 | 1062.41 | 178.39 | 1.5108 | 176.8792 | 0 | 0 | 54.21 | 93.01 | 2098.9 | 73.61 | 2876.4192 | 4237.61 | 7114.0292 | 7589.78 | 8125.36 | 15715.14
2004 | Large Hotel | 4C | 11345.29 | 0 | 3412.99 | 760.11 | 1452.45 | 305.47 | 1751.31 | 1788.85 | 1035.42 | 1219.16 | 142.61 | 1.5108 | 141.0992 | 0 | 0 | 304.91 | 93.04 | 2160.1 | 73.69 | 2425.2792 | 3412.99 | 5838.2692 | 7138.17 | 7361.94 | 14500.11
2004 | Large Hotel | 5A | 11345.29 | 0 | 4182.38 | 1240.51 | 1452.45 | 305.91 | 1751.31 | 1788.85 | 1035.42 | 1317.41 | 179.99 | 1.5108 | 178.4792 | 0 | 0 | 461.67 | 93.06 | 2217.24 | 73.05 | 3198.0692 | 4182.38 | 7380.4492 | 7910.78 | 8188.47 | 16099.25
2004 | Large Hotel | 5B | 11345.29 | 0 | 6394.25 | 1172.1 | 1452.45 | 305.93 | 1751.31 | 1788.85 | 1035.42 | 1071.3 | 160.23 | 1.5108 | 158.7192 | 0 | 0 | 56.39 | 93.03 | 2192.38 | 73.08 | 2458.5092 | 6394.25 | 8852.7592 | 7171.22 | 10375.48 | 17546.7
2004 | Large Hotel | 5C | 11345.29 | 0 | 3564 | 461.37 | 1452.45 | 305.45 | 1751.31 | 1788.85 | 1035.42 | 1234.87 | 115.89 | 1.5108 | 114.3792 | 0 | 0 | 355.13 | 93.05 | 2210.4 | 73.56 | 2165.7492 | 3564 | 5729.7492 | 6878.49 | 7563.25 | 14441.74
2004 | Large Hotel | 6A | 11345.29 | 0 | 5145.79 | 1291.41 | 1452.45 | 305.77 | 1751.31 | 1788.85 | 1035.42 | 1318.28 | 195.99 | 1.5108 | 194.4792 | 0 | 0 | 464.01 | 93.08 | 2283.38 | 72.58 | 3268.1792 | 5145.79 | 8413.9692 | 7980.29 | 9218.02 | 17198.31
2004 | Large Hotel | 6B | 11345.29 | 0 | 4111.08 | 773.49 | 1452.45 | 305.55 | 1751.31 | 1788.85 | 1035.42 | 1146.17 | 136.65 | 1.5108 | 135.1392 | 0 | 0 | 464.83 | 93.04 | 2266.39 | 72.88 | 2519.6292 | 4111.08 | 6630.7092 | 7231.79 | 8166.32 | 15398.11
2004 | Large Hotel | 7 | 11345.29 | 0 | 6494.21 | 995.87 | 1452.45 | 305.36 | 1751.31 | 1788.85 | 1035.42 | 1261.81 | 176.88 | 1.5108 | 175.3692 | 0 | 0 | 481.83 | 93.09 | 2361.82 | 72.21 | 2914.8792 | 6494.21 | 9409.0892 | 7626.23 | 10644.88 | 18271.11
2004 | Large Hotel | 8 | 11345.29 | 0 | 9041.56 | 500.61 | 1452.45 | 303.68 | 1751.31 | 1788.85 | 1035.42 | 1299.72 | 149.28 | 1.5108 | 147.7692 | 0 | 0 | 482.99 | 93.11 | 2467.58 | 71.45 | 2431.0892 | 9041.56 | 11472.6492 | 7140.02 | 13298 | 20438.02
2007 | Large Hotel | 0A | 11345.29 | 0 | 18.35 | 8062.97 | 1452.45 | 306.52 | 1751.31 | 1788.85 | 1035.42 | 918.38 | 395.07 | 1.5108 | 393.5592 | 0 | 0 | 0 | 92.94 | 1753.2 | 76.49 | 9374.9092 | 18.35 | 9393.2592 | 14091.55 | 3560.4 | 17651.95
2007 | Large Hotel | 0B | 11345.29 | 0 | 80.85 | 6960.22 | 1452.45 | 306.58 | 1751.31 | 1788.85 | 1035.42 | 942.22 | 359.58 | 1.5108 | 358.0692 | 0 | 0 | 0 | 92.93 | 1770.29 | 76.6 | 8260.5092 | 80.85 | 8341.3592 | 12977.31 | 3639.99 | 16617.3
2007 | Large Hotel | 1A | 11345.29 | 0 | 37.94 | 5032.18 | 1452.45 | 306.61 | 1751.31 | 1788.85 | 1035.42 | 818.9 | 311.66 | 1.5108 | 310.1492 | 0 | 0 | 0 | 92.95 | 1817.71 | 76.34 | 6161.2292 | 37.94 | 6199.1692 | 10877.83 | 3644.51 | 14522.34
2007 | Large Hotel | 1B | 11345.29 | 0 | 406.03 | 5461.94 | 1452.45 | 306.23 | 1751.31 | 1788.85 | 1035.42 | 862.82 | 299.24 | 1.5108 | 297.7292 | 0 | 0 | 0 | 92.94 | 1827.26 | 76.31 | 6622.4892 | 406.03 | 7028.5192 | 11338.66 | 4022.15 | 15360.81
2007 | Large Hotel | 2A | 11345.29 | 0 | 573.02 | 4450.04 | 1452.45 | 306.12 | 1751.31 | 1788.85 | 1035.42 | 697.19 | 292.57 | 1.5108 | 291.0592 | 0 | 0 | 0 | 92.96 | 1893.06 | 75.99 | 5438.2892 | 573.02 | 6011.3092 | 10154.05 | 4254.93 | 14408.98
2007 | Large Hotel | 2B | 11345.29 | 0 | 659.1 | 2735.87 | 1452.45 | 306.35 | 1751.31 | 1788.85 | 1035.42 | 690.52 | 203.33 | 1.5108 | 201.8192 | 0 | 0 | 0 | 92.95 | 1897.84 | 75.13 | 3628.2092 | 659.1 | 4287.3092 | 8343.32 | 4345.79 | 12689.11
2007 | Large Hotel | 3A | 11345.29 | 0 | 2148.72 | 2432.41 | 1452.45 | 306.29 | 1751.31 | 1788.85 | 1035.42 | 640.52 | 210.55 | 1.5108 | 209.0392 | 0 | 0 | 0 | 92.96 | 2023.84 | 75.4 | 3281.9692 | 2148.72 | 5430.6892 | 7997.32 | 5961.42 | 13958.74
2007 | Large Hotel | 3B | 11345.29 | 0 | 1392.02 | 1928.7 | 1452.45 | 306.28 | 1751.31 | 1788.85 | 1035.42 | 638.16 | 170.69 | 1.5108 | 169.1792 | 0 | 0 | 0 | 92.95 | 1989.77 | 75.15 | 2736.0392 | 1392.02 | 4128.0592 | 7451.09 | 5170.64 | 12621.73
2007 | Large Hotel | 3C | 11345.29 | 0 | 810.3 | 1357.32 | 1452.45 | 306.23 | 1751.31 | 1788.85 | 1035.42 | 607.17 | 157.27 | 1.5108 | 155.7592 | 0 | 0 | 0 | 92.96 | 2037.86 | 75.68 | 2120.2492 | 810.3 | 2930.5492 | 6835.81 | 4637.01 | 11472.82
2007 | Large Hotel | 4A | 11345.29 | 0 | 3998.02 | 1709.42 | 1452.45 | 305.82 | 1751.31 | 1788.85 | 1035.42 | 649.98 | 179.87 | 1.5108 | 178.3592 | 0 | 0 | 0 | 92.97 | 2127.84 | 74.97 | 2537.7592 | 3998.02 | 6535.7792 | 7252.22 | 7914.72 | 15166.94
2007 | Large Hotel | 4B | 11345.29 | 0 | 2396.26 | 1324.98 | 1452.45 | 306.05 | 1751.31 | 1788.85 | 1035.42 | 661.03 | 156.11 | 1.5108 | 154.5992 | 0 | 0 | 0 | 92.92 | 2097.59 | 75.33 | 2140.6092 | 2396.26 | 4536.8692 | 6855.61 | 6282.7 | 13138.31
2007 | Large Hotel | 4C | 11345.29 | 0 | 3236.18 | 632.18 | 1452.45 | 305.47 | 1751.31 | 1788.85 | 1035.42 | 594.89 | 123.7 | 1.5108 | 122.1892 | 0 | 0 | 0 | 92.96 | 2159.68 | 75.22 | 1349.2592 | 3236.18 | 4585.4392 | 6063.59 | 7184.71 | 13248.3
2007 | Large Hotel | 5A | 11345.29 | 0 | 5587.17 | 1033.13 | 1452.45 | 305.91 | 1751.31 | 1788.85 | 1035.42 | 643.93 | 152.66 | 1.5108 | 151.1492 | 0 | 0 | 0 | 92.98 | 2216.66 | 74.6 | 1828.2092 | 5587.17 | 7415.3792 | 6542.39 | 9592.68 | 16135.07
2007 | Large Hotel | 5B | 11345.29 | 0 | 4025.63 | 1019.14 | 1452.45 | 305.93 | 1751.31 | 1788.85 | 1035.42 | 655.19 | 142.41 | 1.5108 | 140.8992 | 0 | 0 | 0 | 92.93 | 2190.53 | 75.21 | 1815.2292 | 4025.63 | 5840.8592 | 6529.99 | 8005.02 | 14535.01
2007 | Large Hotel | 5C | 11345.29 | 0 | 3997.84 | 401.69 | 1452.45 | 305.45 | 1751.31 | 1788.85 | 1035.42 | 586.42 | 106.57 | 1.5108 | 105.0592 | 0 | 0 | 0 | 92.97 | 2209.97 | 75.12 | 1093.1692 | 3997.84 | 5091.0092 | 5807.39 | 7996.66 | 13804.05
2007 | Large Hotel | 6A | 11345.29 | 0 | 7385.33 | 1087.15 | 1452.45 | 305.77 | 1751.31 | 1788.85 | 1035.42 | 671.5 | 168.58 | 1.5108 | 167.0692 | 0 | 0 | 0 | 93 | 2282.68 | 74.17 | 1925.7192 | 7385.33 | 9311.0492 | 6639.35 | 11456.86 | 18096.21
2007 | Large Hotel | 6B | 11345.29 | 0 | 6035.12 | 710.9 | 1452.45 | 305.55 | 1751.31 | 1788.85 | 1035.42 | 626.41 | 134.01 | 1.5108 | 132.4992 | 0 | 0 | 0 | 92.97 | 2265.53 | 74.21 | 1469.8092 | 6035.12 | 7504.9292 | 6183.24 | 10089.5 | 16272.74
2007 | Large Hotel | 7 | 11345.29 | 0 | 8779.91 | 846.17 | 1452.45 | 305.36 | 1751.31 | 1788.85 | 1035.42 | 681.03 | 163.54 | 1.5108 | 162.0292 | 0 | 0 | 0 | 93.01 | 2361.2 | 73.78 | 1689.2292 | 8779.91 | 10469.1392 | 6402.07 | 12929.97 | 19332.04
2007 | Large Hotel | 8 | 11345.29 | 0 | 12521.39 | 449.9 | 1452.45 | 303.68 | 1751.31 | 1788.85 | 1035.42 | 729.03 | 156.11 | 1.5108 | 154.5992 | 0 | 0 | 0 | 93.01 | 2466.73 | 73.44 | 1333.5292 | 12521.39 | 13854.9192 | 6044.34 | 16776.98 | 22821.32
2010 | Large Hotel | 0A | 11345.29 | 0 | 27.89 | 5892.28 | 1267.36 | 246.53 | 1745.35 | 1788.85 | 985.33 | 900.13 | 131.86 | 1.5108 | 130.3492 | 0 | 0 | 320.9 | 90.76 | 1753.03 | 76.4 | 7243.6592 | 27.89 | 7271.5492 | 11656.89 | 3569.78 | 15226.67
2010 | Large Hotel | 0B | 11345.29 | 0 | 71.73 | 6982.66 | 1267.42 | 246.57 | 1745.35 | 1788.85 | 985.33 | 1165.95 | 169.53 | 1.5108 | 168.0192 | 0 | 0 | 36.77 | 90.73 | 1767.78 | 77.44 | 8353.3992 | 71.73 | 8425.1292 | 12767.76 | 3628.36 | 16396.12
2010 | Large Hotel | 1A | 11345.29 | 0 | 54.09 | 4168.95 | 1267.93 | 246.6 | 1745.35 | 1788.85 | 985.33 | 813.68 | 104.11 | 1.5108 | 102.5992 | 0 | 0 | 312.81 | 90.76 | 1817.78 | 76.24 | 5398.0392 | 54.09 | 5452.1292 | 9811.77 | 3660.72 | 13472.49
2010 | Large Hotel | 1B | 11345.29 | 0 | 450.28 | 5402.2 | 1267.78 | 246.29 | 1745.35 | 1788.85 | 985.33 | 1005.95 | 142.68 | 1.5108 | 141.1692 | 0 | 0 | 37.02 | 90.74 | 1825.88 | 76.89 | 6586.3392 | 450.28 | 7036.6192 | 11000.24 | 4065.02 | 15065.26
2010 | Large Hotel | 2A | 11345.29 | 0 | 311.62 | 3484.26 | 1267.39 | 246.21 | 1745.35 | 1788.85 | 985.33 | 693.78 | 103.79 | 1.5108 | 102.2792 | 0 | 0 | 260.92 | 90.76 | 1893.32 | 75.96 | 4541.2392 | 311.62 | 4852.8592 | 8953.77 | 3993.79 | 12947.56
2010 | Large Hotel | 2B | 11345.29 | 0 | 831.83 | 2591.65 | 1267.52 | 246.38 | 1745.35 | 1788.85 | 985.33 | 701.11 | 81.13 | 1.5108 | 79.6192 | 0 | 0 | 35.04 | 90.75 | 1897.9 | 75.28 | 3407.4192 | 831.83 | 4239.2492 | 7819.55 | 4518.59 | 12338.14
2010 | Large Hotel | 3A | 11345.29 | 0 | 767.52 | 2052.41 | 1267.53 | 246.34 | 1745.35 | 1788.85 | 985.33 | 635.98 | 84.75 | 1.5108 | 83.2392 | 0 | 0 | 236.82 | 90.76 | 2023.96 | 75.47 | 3008.4492 | 767.52 | 3775.9692 | 7420.73 | 4580.33 | 12001.06
2010 | Large Hotel | 3B | 11345.29 | 0 | 1740.49 | 1858 | 1267.58 | 246.33 | 1745.35 | 1788.85 | 985.33 | 659.33 | 75.67 | 1.5108 | 74.1592 | 0 | 0 | 0 | 90.75 | 1989.7 | 75.32 | 2591.4892 | 1740.49 | 4331.9792 | 7003.66 | 5519.04 | 12522.7
2010 | Large Hotel | 3C | 11345.29 | 0 | 1014.58 | 1196.64 | 1267.75 | 246.29 | 1745.35 | 1788.85 | 985.33 | 642.2 | 64.15 | 1.5108 | 62.6392 | 0 | 0 | 0 | 90.75 | 2037.87 | 76.04 | 1901.4792 | 1014.58 | 2916.0592 | 6314.51 | 4841.31 | 11155.82
2010 | Large Hotel | 4A | 11345.29 | 0 | 795.17 | 1426.56 | 1267.03 | 245.96 | 1745.35 | 1788.85 | 985.33 | 668.81 | 76.58 | 1.5108 | 75.0692 | 0 | 0 | 244.87 | 90.75 | 2127.57 | 75.67 | 2415.3092 | 795.17 | 3210.4792 | 6826.91 | 4711.6 | 11538.51
2010 | Large Hotel | 4B | 11345.29 | 0 | 2910.18 | 1262.41 | 1266.95 | 246.15 | 1745.35 | 1788.85 | 985.33 | 667.06 | 81.4 | 1.5108 | 79.8892 | 0 | 0 | 0 | 90.75 | 2097.6 | 75.04 | 2009.3592 | 2910.18 | 4919.5392 | 6420.45 | 6796.64 | 13217.09
2010 | Large Hotel | 4C | 11345.29 | 0 | 3605.91 | 551.37 | 1267.15 | 245.68 | 1745.35 | 1788.85 | 985.33 | 627.48 | 70.47 | 1.5108 | 68.9592 | 0 | 0 | 0 | 90.75 | 2159.29 | 75.61 | 1247.8092 | 3605.91 | 4853.7192 | 5659.19 | 7554.05 | 13213.24
2010 | Large Hotel | 5A | 11345.29 | 0 | 1221.5 | 900.36 | 1266.84 | 246.04 | 1745.35 | 1788.85 | 985.33 | 654.78 | 67.25 | 1.5108 | 65.7392 | 0 | 0 | 222.59 | 90.75 | 2216.06 | 75.58 | 1843.4692 | 1221.5 | 3064.9692 | 6254.88 | 5226.41 | 11481.29
2010 | Large Hotel | 5B | 11345.29 | 0 | 4654.91 | 942.31 | 1266.99 | 246.05 | 1745.35 | 1788.85 | 985.33 | 669.67 | 83.14 | 1.5108 | 81.6292 | 0 | 0 | 0 | 90.75 | 2190.68 | 74.91 | 1693.6092 | 4654.91 | 6348.5192 | 6104.5 | 8634.45 | 14738.95
2010 | Large Hotel | 5C | 11345.29 | 0 | 758.15 | 365.29 | 1267.06 | 245.66 | 1745.35 | 1788.85 | 985.33 | 640.78 | 53.1 | 1.5108 | 51.5892 | 0 | 0 | 236.69 | 90.74 | 2209.02 | 76.14 | 1294.3492 | 758.15 | 2052.4992 | 5706.14 | 4756.02 | 10462.16
2010 | Large Hotel | 6A | 11345.29 | 0 | 2192.92 | 933.23 | 1266.89 | 245.92 | 1745.35 | 1788.85 | 985.33 | 673.99 | 75.08 | 1.5108 | 73.5692 | 0 | 0 | 237.18 | 90.76 | 2282.02 | 75.2 | 1917.9692 | 2192.92 | 4110.8892 | 6328.94 | 6263.8 | 12592.74
2010 | Large Hotel | 6B | 11345.29 | 0 | 1636.67 | 634.19 | 1266.75 | 245.75 | 1745.35 | 1788.85 | 985.33 | 657.43 | 61.32 | 1.5108 | 59.8092 | 0 | 0 | 231.19 | 90.75 | 2264.8 | 75.07 | 1582.6192 | 1636.67 | 3219.2892 | 5993.13 | 5690.32 | 11683.45
2010 | Large Hotel | 7 | 11345.29 | 0 | 3110.56 | 738.94 | 1266.62 | 245.6 | 1745.35 | 1788.85 | 985.33 | 680.25 | 75.06 | 1.5108 | 73.5492 | 0 | 0 | 236.76 | 90.76 | 2360.42 | 74.85 | 1729.4992 | 3110.56 | 4840.0592 | 6139.52 | 7259.84 | 13399.36
2010 | Large Hotel | 8 | 11345.29 | 0 | 5353.59 | 404.21 | 1267.08 | 244.24 | 1745.35 | 1788.85 | 985.33 | 718.27 | 78.08 | 1.5108 | 76.5692 | 0 | 0 | 250.06 | 90.76 | 2465.42 | 74.47 | 1449.1092 | 5353.59 | 6802.6992 | 5857.84 | 9607.86 | 15465.7
2013 | Large Hotel | 0A | 11345.29 | 0 | 41.51 | 5219.05 | 911.72 | 246.53 | 1658.19 | 1788.85 | 981.58 | 599.87 | 120.84 | 1.5108 | 119.3292 | 0 | 0 | 320.22 | 90.76 | 1753.23 | 62.3 | 6258.4692 | 41.51 | 6299.9792 | 10211.06 | 3583.59 | 13794.65
2013 | Large Hotel | 0B | 11345.29 | 0 | 78.56 | 4569.4 | 912.09 | 246.57 | 1658.19 | 1788.85 | 981.58 | 565.35 | 114.28 | 1.5108 | 112.7692 | 0 | 0 | 310.24 | 90.75 | 1768.06 | 62.44 | 5557.7592 | 78.56 | 5636.3192 | 9510.89 | 3635.48 | 13146.37
2013 | Large Hotel | 1A | 11345.29 | 0 | 74.49 | 3650.72 | 913.23 | 246.6 | 1658.19 | 1788.85 | 981.58 | 567.7 | 94.19 | 1.5108 | 92.6792 | 0 | 0 | 310.1 | 90.76 | 1817.93 | 62.17 | 4621.1992 | 74.49 | 4695.6892 | 8575.24 | 3681.27 | 12256.51
2013 | Large Hotel | 1B | 11345.29 | 0 | 142.07 | 3583.94 | 912.98 | 246.29 | 1658.19 | 1788.85 | 981.58 | 550.13 | 101.62 | 1.5108 | 100.1092 | 0 | 0 | 310.85 | 90.75 | 1826.01 | 62.35 | 4545.0292 | 142.07 | 4687.0992 | 8498.68 | 3756.93 | 12255.61
2013 | Large Hotel | 2A | 11345.29 | 0 | 384.98 | 3106.01 | 912.43 | 246.21 | 1658.19 | 1788.85 | 981.58 | 548.73 | 97.35 | 1.5108 | 95.8392 | 0 | 0 | 243.12 | 90.76 | 1893.46 | 61.88 | 3993.6992 | 384.98 | 4378.6792 | 7946.26 | 4067.29 | 12013.55
2013 | Large Hotel | 2B | 11345.29 | 0 | 243.41 | 1976.58 | 912.74 | 246.38 | 1658.19 | 1788.85 | 981.58 | 551.02 | 70.33 | 1.5108 | 68.8192 | 0 | 0 | 204.53 | 90.75 | 1897.91 | 61.41 | 2800.9492 | 243.41 | 3044.3592 | 6753.52 | 3930.17 | 10683.69
2013 | Large Hotel | 3A | 11345.29 | 0 | 801.37 | 1824.46 | 912.85 | 246.34 | 1658.19 | 1788.85 | 981.58 | 528.36 | 79.63 | 1.5108 | 78.1192 | 0 | 0 | 216 | 90.76 | 2024.09 | 61.4 | 2646.9392 | 801.37 | 3448.3092 | 6599.58 | 4614.32 | 11213.9
2013 | Large Hotel | 3B | 11345.29 | 0 | 352.94 | 1456.76 | 912.68 | 246.33 | 1658.19 | 1788.85 | 981.58 | 549.08 | 62.41 | 1.5108 | 60.8992 | 0 | 0 | 202.94 | 90.75 | 1989.88 | 61.58 | 2269.6792 | 352.94 | 2622.6192 | 6222.29 | 4131.68 | 10353.97
2013 | Large Hotel | 3C | 11345.29 | 0 | 1054.05 | 1020 | 912.79 | 246.29 | 1658.19 | 1788.85 | 981.58 | 555.86 | 59.19 | 1.5108 | 57.6792 | 0 | 0 | 0 | 90.76 | 2038 | 61.97 | 1633.5392 | 1054.05 | 2687.5892 | 5586.62 | 4880.91 | 10467.53
2013 | Large Hotel | 4A | 11345.29 | 0 | 771.89 | 1250.09 | 911.2 | 245.96 | 1658.19 | 1788.85 | 981.58 | 568.37 | 71.31 | 1.5108 | 69.7992 | 0 | 0 | 245.59 | 90.75 | 2127.54 | 61.66 | 2133.8492 | 771.89 | 2905.7392 | 6084.7 | 4688.28 | 10772.98
2013 | Large Hotel | 4B | 11345.29 | 0 | 406.77 | 1020.08 | 910.82 | 246.15 | 1658.19 | 1788.85 | 981.58 | 576.41 | 61.2 | 1.5108 | 59.6892 | 0 | 0 | 197.32 | 90.74 | 2097.19 | 61.52 | 1853.4992 | 406.77 | 2260.2692 | 5804.01 | 4292.82 | 10096.83
2013 | Large Hotel | 4C | 11345.29 | 0 | 719.78 | 444.59 | 911.78 | 245.68 | 1658.19 | 1788.85 | 981.58 | 561.31 | 52.77 | 1.5108 | 51.2592 | 0 | 0 | 211.21 | 90.75 | 2158.86 | 62.04 | 1268.3692 | 719.78 | 1988.1492 | 5219.9 | 4667.49 | 9887.39
2013 | Large Hotel | 5A | 11345.29 | 0 | 1244.91 | 769.45 | 910.93 | 246.04 | 1658.19 | 1788.85 | 981.58 | 569.9 | 62.71 | 1.5108 | 61.1992 | 0 | 0 | 223.21 | 90.75 | 2216.2 | 61.54 | 1623.7592 | 1244.91 | 2868.6692 | 5574.31 | 5249.95 | 10824.26
2013 | Large Hotel | 5B | 11345.29 | 0 | 750.35 | 754.04 | 910.94 | 246.05 | 1658.19 | 1788.85 | 981.58 | 569.16 | 55.95 | 1.5108 | 54.4392 | 0 | 0 | 209.02 | 90.75 | 2190.58 | 61.39 | 1586.6592 | 750.35 | 2337.0092 | 5537.05 | 4729.78 | 10266.83
2013 | Large Hotel | 5C | 11345.29 | 0 | 761.13 | 269.61 | 911.29 | 245.66 | 1658.19 | 1788.85 | 981.58 | 571.96 | 46.95 | 1.5108 | 45.4392 | 0 | 0 | 238.9 | 90.74 | 2209.17 | 62.12 | 1125.9092 | 761.13 | 1887.0392 | 5077.01 | 4759.15 | 9836.16
2013 | Large Hotel | 6A | 11345.29 | 0 | 2175.64 | 804.94 | 910.93 | 245.92 | 1658.19 | 1788.85 | 981.58 | 572.57 | 70.62 | 1.5108 | 69.1092 | 0 | 0 | 236.84 | 90.76 | 2282.06 | 61.15 | 1683.4592 | 2175.64 | 3859.0992 | 5633.51 | 6246.55 | 11880.06
2013 | Large Hotel | 6B | 11345.29 | 0 | 1623.4 | 520.24 | 910.58 | 245.75 | 1658.19 | 1788.85 | 981.58 | 556.89 | 56.57 | 1.5108 | 55.0592 | 0 | 0 | 231.44 | 90.75 | 2264.91 | 61.04 | 1363.6292 | 1623.4 | 2987.0292 | 5313.02 | 5677.17 | 10990.19
2013 | Large Hotel | 7 | 11345.29 | 0 | 3089.52 | 622.63 | 910.31 | 245.6 | 1658.19 | 1788.85 | 981.58 | 572.93 | 70.35 | 1.5108 | 68.8392 | 0 | 0 | 237.7 | 90.76 | 2360.3 | 60.79 | 1502.0992 | 3089.52 | 4591.6192 | 5450.85 | 7238.68 | 12689.53
2013 | Large Hotel | 8 | 11345.29 | 0 | 5026.74 | 325.84 | 911.4 | 244.24 | 1658.19 | 1788.85 | 981.58 | 582.09 | 72.13 | 1.5108 | 70.6192 | 0 | 0 | 249.45 | 90.76 | 2465.56 | 60.44 | 1227.9992 | 5026.74 | 6254.7392 | 5176.12 | 9281.16 | 14457.28
2016 | Large Hotel | 0A | 11345.29 | 0 | 33.93 | 4979.11 | 827.43 | 183.06 | 1658.19 | 1788.85 | 972.27 | 537.13 | 94.36 | 1.5108 | 92.8492 | 0 | 0 | 302.08 | 90.76 | 1750.66 | 62.38 | 5911.1692 | 33.93 | 5945.0992 | 9706.75 | 3573.44 | 13280.19
2016 | Large Hotel | 0B | 11345.29 | 0 | 70.52 | 4402.38 | 827.8 | 183.09 | 1658.19 | 1788.85 | 972.27 | 504.08 | 88.93 | 1.5108 | 87.4192 | 0 | 0 | 294.14 | 90.75 | 1748.9 | 62.5 | 5288.0192 | 70.52 | 5358.5392 | 9084.13 | 3608.28 | 12692.41
2016 | Large Hotel | 1A | 11345.29 | 0 | 61.73 | 3484.63 | 828.27 | 183.11 | 1658.19 | 1788.85 | 972.27 | 510.26 | 74.46 | 1.5108 | 72.9492 | 0 | 0 | 294.43 | 90.76 | 1815.6 | 62.24 | 4362.2692 | 61.73 | 4423.9992 | 8158.62 | 3666.18 | 11824.8
2016 | Large Hotel | 1B | 11345.29 | 0 | 127.03 | 3469.7 | 828.05 | 182.88 | 1658.19 | 1788.85 | 972.27 | 491.09 | 78.72 | 1.5108 | 77.2092 | 0 | 0 | 294.78 | 90.75 | 1819.01 | 62.41 | 4332.7792 | 127.03 | 4459.8092 | 8128.84 | 3734.89 | 11863.73
2016 | Large Hotel | 2A | 11345.29 | 0 | 388.44 | 2987.29 | 827.57 | 182.82 | 1658.19 | 1788.85 | 972.27 | 494.55 | 77.66 | 1.5108 | 76.1492 | 0 | 0 | 218.3 | 90.76 | 1892.46 | 61.93 | 3776.2892 | 388.44 | 4164.7292 | 7571.34 | 4069.76 | 11641.1
2016 | Large Hotel | 2B | 11345.29 | 0 | 303.86 | 1926.71 | 827.83 | 182.95 | 1658.19 | 1788.85 | 972.27 | 515.49 | 56.96 | 1.5108 | 55.4492 | 0 | 0 | 181.66 | 90.75 | 1896.97 | 61.43 | 2679.3092 | 303.86 | 2983.1692 | 6474.25 | 3989.68 | 10463.93
2016 | Large Hotel | 3A | 11345.29 | 0 | 782.58 | 1765.71 | 827.93 | 182.92 | 1658.19 | 1788.85 | 972.27 | 473.2 | 64.01 | 1.5108 | 62.4992 | 0 | 0 | 183.67 | 90.76 | 2023.45 | 61.45 | 2485.0792 | 782.58 | 3267.6592 | 6280.1 | 4594.88 | 10874.98
2016 | Large Hotel | 3B | 11345.29 | 0 | 438.94 | 1423.35 | 827.78 | 182.91 | 1658.19 | 1788.85 | 972.27 | 526.05 | 51.54 | 1.5108 | 50.0292 | 0 | 0 | 173.85 | 90.75 | 1989.25 | 61.53 | 2173.2792 | 438.94 | 2612.2192 | 5968.22 | 4217.04 | 10185.26
2016 | Large Hotel | 3C | 11345.29 | 0 | 942.7 | 1008.63 | 827.86 | 182.88 | 1658.19 | 1788.85 | 972.27 | 504.61 | 49.12 | 1.5108 | 47.6092 | 0 | 0 | 0 | 90.75 | 2038.31 | 62.05 | 1560.8492 | 942.7 | 2503.5492 | 5356.35 | 4769.86 | 10126.21
2016 | Large Hotel | 4A | 11345.29 | 0 | 755.95 | 1202.24 | 826.92 | 182.64 | 1658.19 | 1788.85 | 972.26 | 512.34 | 54.51 | 1.5108 | 52.9992 | 0 | 0 | 221.42 | 90.75 | 2126.58 | 61.67 | 1988.9992 | 755.95 | 2744.9492 | 5782.95 | 4671.38 | 10454.33
2016 | Large Hotel | 4B | 11345.29 | 0 | 507.76 | 986.95 | 826.58 | 182.78 | 1658.19 | 1788.85 | 972.26 | 546.72 | 50.38 | 1.5108 | 48.8692 | 0 | 0 | 171.09 | 90.75 | 2096.87 | 61.43 | 1753.6292 | 507.76 | 2261.3892 | 5547.13 | 4393.48 | 9940.61
2016 | Large Hotel | 4C | 11345.29 | 0 | 732.84 | 446.43 | 827.54 | 182.43 | 1658.19 | 1788.85 | 972.26 | 502.01 | 40.61 | 1.5108 | 39.0992 | 0 | 0 | 172.04 | 90.75 | 2157.81 | 61.93 | 1159.5792 | 732.84 | 1892.4192 | 4954.19 | 4679.5 | 9633.69
2016 | Large Hotel | 5A | 11345.29 | 0 | 1190.23 | 755 | 826.49 | 182.7 | 1658.19 | 1788.85 | 972.26 | 511.52 | 49.58 | 1.5108 | 48.0692 | 0 | 0 | 200.25 | 90.75 | 2214.53 | 61.56 | 1514.8392 | 1190.23 | 2705.0692 | 5308.31 | 5193.61 | 10501.92
2016 | Large Hotel | 5B | 11345.29 | 0 | 836.88 | 745.85 | 826.46 | 182.7 | 1658.19 | 1788.85 | 972.26 | 548.49 | 46.39 | 1.5108 | 44.8792 | 0 | 0 | 190.6 | 90.74 | 2189.17 | 61.37 | 1529.8192 | 836.88 | 2366.6992 | 5323.05 | 4814.9 | 10137.95
2016 | Large Hotel | 5C | 11345.29 | 0 | 756.96 | 289.81 | 826.79 | 182.42 | 1658.19 | 1788.85 | 972.26 | 510.82 | 36.44 | 1.5108 | 34.9292 | 0 | 0 | 202.13 | 90.75 | 2207.47 | 61.97 | 1037.6892 | 756.96 | 1794.6492 | 4831.58 | 4753.29 | 9584.87
2016 | Large Hotel | 6A | 11345.29 | 0 | 2026.25 | 801.69 | 826.27 | 182.61 | 1658.19 | 1788.85 | 972.26 | 512.52 | 41.93 | 1.5108 | 40.4192 | 0 | 0 | 207.89 | 90.76 | 2279.8 | 61.19 | 1562.5192 | 2026.25 | 3588.7692 | 5355.32 | 6094.9 | 11450.22
2016 | Large Hotel | 6B | 11345.29 | 0 | 1588.11 | 540.89 | 825.96 | 182.48 | 1658.19 | 1788.85 | 972.26 | 525.24 | 36.14 | 1.5108 | 34.6292 | 0 | 0 | 204.83 | 90.75 | 2262.61 | 61.05 | 1305.5892 | 1588.11 | 2893.6992 | 5097.8 | 5639.57 | 10737.37
2016 | Large Hotel | 7 | 11345.29 | 0 | 2863.04 | 636.08 | 825.74 | 182.37 | 1658.19 | 1788.85 | 972.26 | 509.6 | 66.34 | 1.5108 | 64.8292 | 0 | 0 | 215.55 | 90.76 | 2357.35 | 60.85 | 1426.0592 | 2863.04 | 4289.0992 | 5217.75 | 7009.25 | 12227
2016 | Large Hotel | 8 | 11345.29 | 0 | 4568.22 | 365.07 | 826.67 | 181.36 | 1658.19 | 1788.85 | 972.26 | 512.66 | 55.35 | 1.5108 | 53.8392 | 0 | 0 | 224.77 | 90.76 | 2461.4 | 60.53 | 1156.3392 | 4568.22 | 5724.5592 | 4947.63 | 8818.47 | 13766.1
2019 | Large Hotel | 0A | 11345.29 | 0 | 0.08 | 4511.89 | 526.58 | 183.06 | 1648.47 | 1788.85 | 971.97 | 797.94 | 93.74 | 1.5108 | 92.2292 | 0 | 0 | 141.73 | 90.57 | 1749.02 | 48.46 | 5543.7892 | 0.08 | 5543.8692 | 9014.41 | 3537.95 | 12552.36
2019 | Large Hotel | 0B | 11345.29 | 0 | 2.25 | 3849.94 | 526.69 | 183.09 | 1648.47 | 1788.85 | 971.97 | 765.87 | 85.43 | 1.5108 | 83.9192 | 0 | 0 | 133.96 | 90.59 | 1747.26 | 47.91 | 4833.6892 | 2.25 | 4835.9392 | 8303.91 | 3538.37 | 11842.28
2019 | Large Hotel | 1A | 11345.29 | 0 | 0.26 | 2935.6 | 527.31 | 183.11 | 1648.47 | 1788.85 | 971.97 | 724.89 | 68.98 | 1.5108 | 67.4692 | 0 | 0 | 134.36 | 90.57 | 1813.98 | 48.37 | 3862.3192 | 0.26 | 3862.5792 | 7333.63 | 3603.09 | 10936.72
2019 | Large Hotel | 1B | 11345.29 | 0 | 55.61 | 3038.01 | 527.13 | 182.88 | 1648.47 | 1788.85 | 971.97 | 740.04 | 74.92 | 1.5108 | 73.4092 | 0 | 0 | 134.91 | 90.59 | 1816.97 | 47.92 | 3986.3692 | 55.61 | 4041.9792 | 7456.83 | 3661.43 | 11118.26
2019 | Large Hotel | 2A | 11345.29 | 0 | 40.49 | 2473.64 | 526.5 | 182.82 | 1648.47 | 1788.85 | 971.97 | 696.58 | 70.11 | 1.5108 | 68.5992 | 0 | 0 | 107.61 | 90.57 | 1890.33 | 48.47 | 3346.4292 | 40.49 | 3386.9192 | 6816.75 | 3719.68 | 10536.43
2019 | Large Hotel | 2B | 11345.29 | 0 | 44.76 | 1674.73 | 526.64 | 182.95 | 1648.47 | 1788.85 | 971.97 | 762.6 | 51.18 | 1.5108 | 49.6692 | 0 | 0 | 93.19 | 90.58 | 1895.15 | 47.9 | 2580.1892 | 44.76 | 2624.9492 | 6050.2 | 3728.76 | 9778.96
2019 | Large Hotel | 3A | 11345.29 | 0 | 208.8 | 1389.12 | 526.62 | 182.92 | 1648.47 | 1788.85 | 971.97 | 660.78 | 56.34 | 1.5108 | 54.8292 | 0 | 0 | 99.81 | 90.58 | 2020.7 | 48.25 | 2204.5392 | 208.8 | 2413.3392 | 5674.84 | 4018.35 | 9693.19
2019 | Large Hotel | 3B | 11345.29 | 0 | 99.63 | 1207.86 | 526.69 | 182.91 | 1648.47 | 1788.85 | 971.97 | 793.27 | 46.78 | 1.5108 | 45.2692 | 0 | 0 | 91.61 | 90.56 | 1986.61 | 48.66 | 2138.0092 | 99.63 | 2237.6392 | 5608.76 | 3875.1 | 9483.86
2019 | Large Hotel | 3C | 11345.29 | 0 | 656.62 | 804.01 | 526.87 | 182.88 | 1648.47 | 1788.85 | 971.97 | 616.93 | 43.39 | 1.5108 | 41.8792 | 0 | 0 | 0 | 90.63 | 2037.09 | 47.25 | 1462.8192 | 656.62 | 2119.4392 | 4932.39 | 4482.56 | 9414.95
2019 | Large Hotel | 4A | 11345.29 | 0 | 345.75 | 960.62 | 526.25 | 182.64 | 1648.47 | 1788.85 | 971.97 | 667.87 | 52.47 | 1.5108 | 50.9592 | 0 | 0 | 107.08 | 90.56 | 2123.02 | 48.71 | 1786.5292 | 345.75 | 2132.2792 | 5256.62 | 4257.62 | 9514.24
2019 | Large Hotel | 4B | 11345.29 | 0 | 144.87 | 837.47 | 526.04 | 182.78 | 1648.47 | 1788.85 | 971.97 | 860.01 | 47.72 | 1.5108 | 46.2092 | 0 | 0 | 95.34 | 90.55 | 2093.89 | 48.66 | 1839.0292 | 144.87 | 1983.8992 | 5309 | 4027.61 | 9336.61
2019 | Large Hotel | 4C | 11345.29 | 0 | 248.43 | 338.78 | 526.44 | 182.43 | 1648.47 | 1788.85 | 971.97 | 645.29 | 37.71 | 1.5108 | 36.1992 | 0 | 0 | 107.49 | 90.56 | 2154.16 | 48.76 | 1127.7592 | 248.43 | 1376.1892 | 4597.89 | 4191.44 | 8789.33
2019 | Large Hotel | 5A | 11345.29 | 0 | 596.91 | 600.66 | 525.89 | 182.7 | 1648.47 | 1788.85 | 971.97 | 654.93 | 49.49 | 1.5108 | 47.9792 | 0 | 0 | 101.13 | 90.57 | 2210.64 | 48.46 | 1404.6992 | 596.91 | 2001.6092 | 4874.25 | 4596.41 | 9470.66
2019 | Large Hotel | 5B | 11345.29 | 0 | 367.38 | 640.99 | 526.02 | 182.7 | 1648.47 | 1788.85 | 971.97 | 836.53 | 45.72 | 1.5108 | 44.2092 | 0 | 0 | 103.39 | 90.56 | 2185.81 | 48.34 | 1625.1192 | 367.38 | 1992.4992 | 5094.68 | 4342.04 | 9436.72
2019 | Large Hotel | 5C | 11345.29 | 0 | 258.99 | 233.15 | 526.18 | 182.42 | 1648.47 | 1788.85 | 971.97 | 645.74 | 48.38 | 1.5108 | 46.8692 | 0 | 0 | 121.17 | 90.55 | 2203.21 | 48.78 | 1046.9292 | 258.99 | 1305.9192 | 4516.8 | 4251.05 | 8767.85
2019 | Large Hotel | 6A | 11345.29 | 0 | 1112.79 | 616.78 | 525.93 | 182.61 | 1648.47 | 1788.85 | 971.97 | 664.24 | 36.92 | 1.5108 | 35.4092 | 0 | 0 | 106.48 | 90.56 | 2275.68 | 48.5 | 1422.9092 | 1112.79 | 2535.6992 | 4892.46 | 5177.32 | 10069.78
2019 | Large Hotel | 6B | 11345.29 | 0 | 809.16 | 433.47 | 525.73 | 182.48 | 1648.47 | 1788.85 | 971.97 | 747.05 | 31.27 | 1.5108 | 29.7592 | 0 | 0 | 112.1 | 90.56 | 2258.75 | 48.41 | 1322.3792 | 809.16 | 2131.5392 | 4791.51 | 4856.77 | 9648.28
2019 | Large Hotel | 7 | 11345.29 | 0 | 1576.81 | 488.81 | 525.71 | 182.37 | 1648.47 | 1788.85 | 971.97 | 649.45 | 52.13 | 1.5108 | 50.6192 | 0 | 0 | 110.6 | 90.57 | 2352.75 | 48.31 | 1299.4792 | 1576.81 | 2876.2892 | 4768.37 | 5718.42 | 10486.79
2019 | Large Hotel | 8 | 11345.29 | 0 | 2555.76 | 284.91 | 526.18 | 181.36 | 1648.47 | 1788.85 | 971.97 | 614.68 | 43.84 | 1.5108 | 42.3292 | 0 | 0 | 119.74 | 90.57 | 2457.46 | 48.16 | 1061.6592 | 2555.76 | 3617.4192 | 4529.86 | 6802.07 | 11331.93
2004 | Small Hotel | 0A | 4013.58 | 0 | 0 | 1355.81 | 498.05 | 95.41 | 601.94 | 421.49 | 0 | 323.57 | 0.26 | 0.26 | 0 | 0 | 0 | 0 | 0 | 461.8 | 0 | 1679.38 | 0 | 1679.38 | 2875.05 | 883.29 | 3758.34
2004 | Small Hotel | 0B | 4013.58 | 0.04 | 0 | 1223.05 | 498.05 | 95.43 | 601.94 | 421.49 | 0 | 332.98 | 0.26 | 0.26 | 0 | 0 | 0 | 0 | 0 | 460.83 | 0 | 1556.07 | 0 | 1556.07 | 2751.76 | 882.32 | 3634.08
2004 | Small Hotel | 1A | 4013.58 | 0 | 0 | 981.87 | 498.05 | 95.44 | 601.94 | 421.49 | 0 | 319.92 | 0.26 | 0.26 | 0 | 0 | 0 | 0 | 0 | 481.16 | 0 | 1301.79 | 0 | 1301.79 | 2497.48 | 902.65 | 3400.13
2004 | Small Hotel | 1B | 4013.58 | 10.1 | 3.57 | 1013.68 | 498.05 | 95.32 | 601.94 | 421.49 | 0 | 327.72 | 0.26 | 0.26 | 0 | 0 | 0 | 0 | 0 | 481.53 | 0 | 1351.5 | 3.57 | 1355.07 | 2547.08 | 906.59 | 3453.67
2004 | Small Hotel | 2A | 4013.58 | 24.38 | 12.4 | 847.65 | 498.05 | 95.29 | 601.94 | 421.49 | 0 | 320.32 | 0.26 | 0.26 | 0 | 0 | 0 | 0 | 0 | 503.38 | 0 | 1192.35 | 12.4 | 1204.75 | 2387.89 | 937.27 | 3325.16
2004 | Small Hotel | 2B | 4013.58 | 27.03 | 8.98 | 677.66 | 498.05 | 95.36 | 601.94 | 421.49 | 0 | 336.36 | 0.26 | 0.26 | 0 | 0 | 0 | 0 | 0 | 506.92 | 0 | 1041.05 | 8.98 | 1050.03 | 2236.66 | 937.39 | 3174.05
2004 | Small Hotel | 3A | 4013.58 | 124.22 | 69.72 | 544.11 | 498.05 | 95.34 | 601.94 | 421.49 | 0 | 318.46 | 0.26 | 0.26 | 0 | 0 | 0 | 0 | 0 | 556.6 | 0 | 986.79 | 69.72 | 1056.51 | 2182.38 | 1047.81 | 3230.19
2004 | Small Hotel | 3B | 4013.58 | 57.18 | 32.79 | 527.96 | 498.05 | 95.34 | 601.94 | 421.49 | 0 | 333.06 | 0.26 | 0.26 | 0 | 0 | 0 | 0 | 0 | 542.07 | 0 | 918.2 | 32.79 | 950.99 | 2113.79 | 996.35 | 3110.14
2004 | Small Hotel | 3C | 4013.58 | 16.58 | 10.64 | 457.05 | 498.05 | 95.32 | 601.94 | 421.49 | 0 | 320.17 | 0.26 | 0.26 | 0 | 0 | 0 | 0 | 0 | 554.43 | 0 | 793.8 | 10.64 | 804.44 | 1989.38 | 986.55 | 2975.93
2004 | Small Hotel | 4A | 4013.58 | 294.8 | 166.35 | 378.7 | 498.05 | 95.19 | 601.94 | 421.49 | 0 | 313.59 | 0.26 | 0.26 | 0 | 0 | 0 | 0 | 0 | 603.7 | 0 | 987.09 | 166.35 | 1153.44 | 2182.54 | 1191.54 | 3374.08
2004 | Small Hotel | 4B | 4013.58 | 133.72 | 76.83 | 381.05 | 498.05 | 95.27 | 601.94 | 421.49 | 0 | 337.96 | 0.26 | 0.26 | 0 | 0 | 0 | 0 | 0 | 588.89 | 0 | 852.73 | 76.83 | 929.56 | 2048.25 | 1087.21 | 3135.46
2004 | Small Hotel | 4C | 4013.58 | 170.35 | 116.1 | 237.87 | 498.05 | 95.08 | 601.94 | 421.49 | 0 | 312.32 | 0.26 | 0.26 | 0 | 0 | 0 | 0 | 0 | 619.12 | 0 | 720.54 | 116.1 | 836.64 | 1915.87 | 1156.7 | 3072.57
2004 | Small Hotel | 5A | 4013.58 | 471.98 | 244.29 | 270.98 | 498.05 | 95.22 | 601.94 | 421.49 | 0 | 311.65 | 0.26 | 0.26 | 0 | 0 | 0 | 0 | 0 | 649.98 | 0 | 1054.61 | 244.29 | 1298.9 | 2250.09 | 1315.76 | 3565.85
2004 | Small Hotel | 5B | 4013.58 | 280.49 | 147.4 | 303.79 | 498.05 | 95.23 | 601.94 | 421.49 | 0 | 333.42 | 0.26 | 0.26 | 0 | 0 | 0 | 0 | 0 | 635.97 | 0 | 917.7 | 147.4 | 1065.1 | 2113.18 | 1204.86 | 3318.04
2004 | Small Hotel | 5C | 4013.58 | 188.83 | 138.52 | 199.43 | 498.05 | 95.08 | 601.94 | 421.49 | 0 | 308.57 | 0.26 | 0.26 | 0 | 0 | 0 | 0 | 0 | 645.74 | 0 | 696.83 | 138.52 | 835.35 | 1892.16 | 1205.75 | 3097.91
2004 | Small Hotel | 6A | 4013.58 | 731.51 | 358.91 | 269.07 | 498.05 | 95.18 | 601.94 | 421.49 | 0 | 315.33 | 0.26 | 0.26 | 0 | 0 | 0 | 0 | 0 | 685.72 | 0 | 1315.91 | 358.91 | 1674.82 | 2511.34 | 1466.12 | 3977.46
2004 | Small Hotel | 6B | 4013.58 | 497.93 | 255.13 | 222.37 | 498.05 | 95.11 | 601.94 | 421.49 | 0 | 325.07 | 0.26 | 0.26 | 0 | 0 | 0 | 0 | 0 | 676.37 | 0 | 1045.37 | 255.13 | 1300.5 | 2240.74 | 1352.99 | 3593.73
2004 | Small Hotel | 7 | 4013.58 | 866.15 | 443.86 | 225.9 | 498.05 | 95.05 | 601.94 | 421.49 | 0 | 314.36 | 0.26 | 0.26 | 0 | 0 | 0 | 0 | 0 | 727.74 | 0 | 1406.41 | 443.86 | 1850.27 | 2601.71 | 1593.09 | 4194.8
2004 | Small Hotel | 8 | 4013.58 | 1071.25 | 608.01 | 149.86 | 498.05 | 94.53 | 601.94 | 421.49 | 0 | 311.16 | 0.26 | 0.26 | 0 | 0 | 0 | 0 | 0 | 784.8 | 0 | 1532.27 | 608.01 | 2140.28 | 2727.05 | 1814.3 | 4541.35
2007 | Small Hotel | 0A | 4013.58 | 0 | 0 | 1173.78 | 498.05 | 95.41 | 601.94 | 421.49 | 0 | 322.07 | 0.26 | 0.26 | 0 | 0 | 0 | 0 | 0 | 461.78 | 0 | 1495.85 | 0 | 1495.85 | 2691.52 | 883.27 | 3574.79
2007 | Small Hotel | 0B | 4013.58 | 0.08 | 0 | 1077.37 | 498.05 | 95.43 | 601.94 | 421.49 | 0 | 331.27 | 0.26 | 0.26 | 0 | 0 | 0 | 0 | 0 | 460.81 | 0 | 1408.72 | 0 | 1408.72 | 2604.4 | 882.3 | 3486.7
2007 | Small Hotel | 1A | 4013.58 | 0 | 0 | 886.2 | 498.05 | 95.44 | 601.94 | 421.49 | 0 | 319.63 | 0.26 | 0.26 | 0 | 0 | 0 | 0 | 0 | 481.14 | 0 | 1205.83 | 0 | 1205.83 | 2401.53 | 902.63 | 3304.16
2007 | Small Hotel | 1B | 4013.58 | 4.34 | 0.04 | 905.89 | 498.05 | 95.32 | 601.94 | 421.49 | 0 | 326.72 | 0.26 | 0.26 | 0 | 0 | 0 | 0 | 0 | 481.48 | 0 | 1236.95 | 0.04 | 1236.99 | 2432.52 | 903.01 | 3335.53
2007 | Small Hotel | 2A | 4013.58 | 8.62 | 1.04 | 759.19 | 498.05 | 95.29 | 601.94 | 421.49 | 0 | 318.4 | 0.26 | 0.26 | 0 | 0 | 0 | 0 | 0 | 503.15 | 0 | 1086.21 | 1.04 | 1087.25 | 2281.74 | 925.67 | 3207.41
2007 | Small Hotel | 2B | 4013.58 | 8.15 | 0.47 | 626.71 | 498.05 | 95.36 | 601.94 | 421.49 | 0 | 334.35 | 0.26 | 0.26 | 0 | 0 | 0 | 0 | 0 | 506.67 | 0 | 969.21 | 0.47 | 969.68 | 2164.82 | 928.63 | 3093.45
2007 | Small Hotel | 3A | 4013.58 | 69.67 | 16.23 | 509.33 | 498.05 | 95.34 | 601.94 | 421.49 | 0 | 316.21 | 0.26 | 0.26 | 0 | 0 | 0 | 0 | 0 | 556.22 | 0 | 895.21 | 16.23 | 911.44 | 2090.8 | 993.94 | 3084.74
2007 | Small Hotel | 3B | 4013.58 | 25.5 | 2.75 | 489.65 | 498.05 | 95.34 | 601.94 | 421.49 | 0 | 330.51 | 0.26 | 0.26 | 0 | 0 | 0 | 0 | 0 | 541.69 | 0 | 845.66 | 2.75 | 848.41 | 2041.25 | 965.93 | 3007.18
2007 | Small Hotel | 3C | 4013.58 | 5.04 | 0.32 | 415.92 | 498.05 | 95.32 | 601.94 | 421.49 | 0 | 311.9 | 0.26 | 0.26 | 0 | 0 | 0 | 0 | 0 | 553.9 | 0 | 732.86 | 0.32 | 733.18 | 1928.44 | 975.71 | 2904.15
2007 | Small Hotel | 4A | 4013.58 | 172.34 | 46.06 | 379.48 | 498.05 | 95.19 | 601.94 | 421.49 | 0 | 311.33 | 0.26 | 0.26 | 0 | 0 | 0 | 0 | 0 | 602.94 | 0 | 863.15 | 46.06 | 909.21 | 2058.6 | 1070.49 | 3129.09
2007 | Small Hotel | 4B | 4013.58 | 64.87 | 9.7 | 380.01 | 498.05 | 95.27 | 601.94 | 421.49 | 0 | 335 | 0.26 | 0.26 | 0 | 0 | 0 | 0 | 0 | 588.18 | 0 | 779.88 | 9.7 | 789.58 | 1975.4 | 1019.37 | 2994.77
2007 | Small Hotel | 4C | 4013.58 | 82.53 | 20.8 | 263.63 | 498.05 | 95.08 | 601.94 | 421.49 | 0 | 310.85 | 0.26 | 0.26 | 0 | 0 | 0 | 0 | 0 | 618.3 | 0 | 657.01 | 20.8 | 677.81 | 1852.34 | 1060.58 | 2912.92
2007 | Small Hotel | 5A | 4013.58 | 299.24 | 84.68 | 283.62 | 498.05 | 95.22 | 601.94 | 421.49 | 0 | 311.28 | 0.26 | 0.26 | 0 | 0 | 0 | 0 | 0 | 649.5 | 0 | 894.14 | 84.68 | 978.82 | 2089.62 | 1155.67 | 3245.29
2007 | Small Hotel | 5B | 4013.58 | 159.32 | 35.53 | 320.05 | 498.05 | 95.23 | 601.94 | 421.49 | 0 | 332.89 | 0.26 | 0.26 | 0 | 0 | 0 | 0 | 0 | 635.44 | 0 | 812.26 | 35.53 | 847.79 | 2007.74 | 1092.46 | 3100.2
2007 | Small Hotel | 5C | 4013.58 | 85.98 | 27 | 233.31 | 498.05 | 95.08 | 601.94 | 421.49 | 0 | 308.63 | 0.26 | 0.26 | 0 | 0 | 0 | 0 | 0 | 645.11 | 0 | 627.92 | 27 | 654.92 | 1823.25 | 1093.6 | 2916.85
2007 | Small Hotel | 6A | 4013.58 | 497.28 | 137.85 | 280.86 | 498.05 | 95.18 | 601.94 | 421.49 | 0 | 316.58 | 0.26 | 0.26 | 0 | 0 | 0 | 0 | 0 | 685.03 | 0 | 1094.72 | 137.85 | 1232.57 | 2290.16 | 1244.37 | 3534.53
2007 | Small Hotel | 6B | 4013.58 | 311.93 | 78.62 | 246.73 | 498.05 | 95.11 | 601.94 | 421.49 | 0 | 326.4 | 0.26 | 0.26 | 0 | 0 | 0 | 0 | 0 | 675.58 | 0 | 885.06 | 78.62 | 963.68 | 2080.42 | 1175.69 | 3256.11
2007 | Small Hotel | 7 | 4013.58 | 539.75 | 176.49 | 243.02 | 498.05 | 95.05 | 601.94 | 421.49 | 0 | 315.41 | 0.26 | 0.26 | 0 | 0 | 0 | 0 | 0 | 727.05 | 0 | 1098.18 | 176.49 | 1274.67 | 2293.49 | 1325.03 | 3618.52
2007 | Small Hotel | 8 | 4013.58 | 728.95 | 268.21 | 164.31 | 498.05 | 94.53 | 601.94 | 421.49 | 0 | 311.62 | 0.26 | 0.26 | 0 | 0 | 0 | 0 | 0 | 784.48 | 0 | 1204.88 | 268.21 | 1473.09 | 2399.66 | 1474.18 | 3873.84
2010 | Small Hotel | 0A | 4013.58 | 0 | 0 | 1027.62 | 418.28 | 65.91 | 591.01 | 421.49 | 0 | 309.95 | 0.26 | 0.26 | 0 | 0 | 0 | 0 | 0 | 457.56 | 0 | 1337.57 | 0 | 1337.57 | 2413.03 | 879.05 | 3292.08
2010 | Small Hotel | 0B | 4013.58 | 0.12 | 0 | 943.81 | 418.28 | 65.92 | 591.01 | 421.49 | 0 | 320.35 | 0.26 | 0.26 | 0 | 0 | 0 | 0 | 0 | 456.51 | 0 | 1264.28 | 0 | 1264.28 | 2339.75 | 878 | 3217.75
2010 | Small Hotel | 1A | 4013.58 | 0.02 | 0 | 762.62 | 418.28 | 65.93 | 591.01 | 421.49 | 0 | 305.27 | 0.26 | 0.26 | 0 | 0 | 0 | 0 | 0 | 476.82 | 0 | 1067.91 | 0 | 1067.91 | 2143.38 | 898.31 | 3041.69
2010 | Small Hotel | 1B | 4013.58 | 4.75 | 0.17 | 793.96 | 418.28 | 65.84 | 591.01 | 421.49 | 0 | 316.95 | 0.26 | 0.26 | 0 | 0 | 0 | 0 | 0 | 477.52 | 0 | 1115.66 | 0.17 | 1115.83 | 2191.05 | 899.18 | 3090.23
2010 | Small Hotel | 2A | 4013.58 | 8.33 | 1.6 | 649.51 | 418.28 | 65.82 | 591.01 | 421.49 | 0 | 306.59 | 0.26 | 0.26 | 0 | 0 | 0 | 0 | 0 | 499.5 | 0 | 964.43 | 1.6 | 966.03 | 2039.8 | 922.59 | 2962.39
2010 | Small Hotel | 2B | 4013.58 | 7.94 | 0.86 | 519.2 | 418.28 | 65.87 | 591.01 | 421.49 | 0 | 320.13 | 0.26 | 0.26 | 0 | 0 | 0 | 0 | 0 | 503.62 | 0 | 847.27 | 0.86 | 848.13 | 1922.69 | 925.97 | 2848.66
2010 | Small Hotel | 3A | 4013.58 | 64.4 | 19.09 | 423.98 | 412.73 | 65.86 | 591.01 | 421.49 | 0 | 304.68 | 0.26 | 0.26 | 0 | 0 | 0 | 0 | 0 | 554.29 | 0 | 793.06 | 19.09 | 812.15 | 1862.92 | 994.87 | 2857.79
2010 | Small Hotel | 3B | 4013.58 | 25.95 | 4.7 | 417.16 | 412.62 | 65.85 | 591.01 | 421.49 | 0 | 317.57 | 0.26 | 0.26 | 0 | 0 | 0 | 0 | 0 | 539.53 | 0 | 760.68 | 4.7 | 765.38 | 1830.43 | 965.72 | 2796.15
2010 | Small Hotel | 3C | 4013.58 | 5.11 | 0.74 | 338.68 | 418.28 | 65.84 | 591.01 | 421.49 | 0 | 300.75 | 0.26 | 0.26 | 0 | 0 | 0 | 0 | 0 | 553.28 | 0 | 644.54 | 0.74 | 645.28 | 1719.93 | 975.51 | 2695.44
2010 | Small Hotel | 4A | 4013.58 | 151.67 | 51.61 | 316.59 | 412.45 | 65.75 | 591.01 | 421.49 | 0 | 299.21 | 0.26 | 0.26 | 0 | 0 | 0 | 0 | 0 | 602.04 | 0 | 767.47 | 51.61 | 819.08 | 1836.94 | 1075.14 | 2912.08
2010 | Small Hotel | 4B | 4013.58 | 63.8 | 15.45 | 325.99 | 412.38 | 65.81 | 591.01 | 421.49 | 0 | 319.09 | 0.26 | 0.26 | 0 | 0 | 0 | 0 | 0 | 587.09 | 0 | 708.88 | 15.45 | 724.33 | 1778.32 | 1024.03 | 2802.35
2010 | Small Hotel | 4C | 4013.58 | 74.87 | 26.71 | 214.09 | 412.63 | 65.68 | 591.01 | 421.49 | 0 | 299.39 | 0.26 | 0.26 | 0 | 0 | 0 | 0 | 0 | 618.31 | 0 | 588.35 | 26.71 | 615.06 | 1657.93 | 1066.5 | 2724.43
2010 | Small Hotel | 5A | 4013.58 | 264.16 | 88.71 | 229.53 | 412.45 | 65.78 | 591.01 | 421.49 | 0 | 298.69 | 0.26 | 0.26 | 0 | 0 | 0 | 0 | 0 | 649.32 | 0 | 792.38 | 88.71 | 881.09 | 1861.87 | 1159.52 | 3021.39
2010 | Small Hotel | 5B | 4013.58 | 151.91 | 44.5 | 258.96 | 412.47 | 65.78 | 591.01 | 421.49 | 0 | 316.9 | 0.26 | 0.26 | 0 | 0 | 0 | 0 | 0 | 635.42 | 0 | 727.77 | 44.5 | 772.27 | 1797.29 | 1101.4 | 2898.69
2010 | Small Hotel | 5C | 4013.58 | 86.74 | 36.62 | 180.4 | 412.68 | 65.67 | 591.01 | 421.49 | 0 | 296.74 | 0.26 | 0.26 | 0 | 0 | 0 | 0 | 0 | 645.21 | 0 | 563.88 | 36.62 | 600.5 | 1633.5 | 1103.33 | 2736.83
2010 | Small Hotel | 6A | 4013.58 | 434.6 | 139.63 | 227.89 | 412.49 | 65.74 | 591.01 | 421.49 | 0 | 302.69 | 0.26 | 0.26 | 0 | 0 | 0 | 0 | 0 | 684.83 | 0 | 965.18 | 139.63 | 1104.81 | 2034.69 | 1245.95 | 3280.64
2010 | Small Hotel | 6B | 4013.58 | 282.93 | 85.87 | 197.81 | 412.58 | 65.7 | 591.01 | 421.49 | 0 | 311.49 | 0.26 | 0.26 | 0 | 0 | 0 | 0 | 0 | 675.54 | 0 | 792.23 | 85.87 | 878.1 | 1861.77 | 1182.9 | 3044.67
2010 | Small Hotel | 7 | 4013.58 | 496.11 | 182.03 | 194.01 | 412.5 | 65.66 | 591.01 | 421.49 | 0 | 301.79 | 0.26 | 0.26 | 0 | 0 | 0 | 0 | 0 | 726.97 | 0 | 991.91 | 182.03 | 1173.94 | 2061.34 | 1330.5 | 3391.84
2010 | Small Hotel | 8 | 4013.58 | 714.81 | 277.88 | 134.01 | 413.61 | 65.3 | 591.01 | 421.49 | 0 | 300.4 | 0.26 | 0.26 | 0 | 0 | 0 | 0 | 0 | 784.3 | 0 | 1149.22 | 277.88 | 1427.1 | 2219.39 | 1483.67 | 3703.06
2013 | Small Hotel | 0A | 4013.58 | 0 | 0 | 940.89 | 319.26 | 65.91 | 557.66 | 421.49 | 0 | 267.45 | 0.26 | 0.26 | 0 | 0 | 0 | 0 | 0 | 457.44 | 0 | 1208.34 | 0 | 1208.34 | 2151.44 | 878.93 | 3030.37
2013 | Small Hotel | 0B | 4013.58 | 0.12 | 0 | 861.24 | 319.59 | 65.92 | 557.66 | 421.49 | 0 | 272.1 | 0.26 | 0.26 | 0 | 0 | 0 | 0 | 0 | 456.39 | 0 | 1133.46 | 0 | 1133.46 | 2076.88 | 877.88 | 2954.76
2013 | Small Hotel | 1A | 4013.58 | 0.05 | 0 | 674.64 | 322.42 | 65.93 | 557.66 | 421.49 | 0 | 263.64 | 0.26 | 0.26 | 0 | 0 | 0 | 0 | 0 | 476.66 | 0 | 938.33 | 0 | 938.33 | 1884.59 | 898.15 | 2782.74
2013 | Small Hotel | 1B | 4013.58 | 3.72 | 0.83 | 723.94 | 321.01 | 65.84 | 557.66 | 421.49 | 0 | 269.03 | 0.26 | 0.26 | 0 | 0 | 0 | 0 | 0 | 477.42 | 0 | 996.69 | 0.83 | 997.52 | 1941.46 | 899.74 | 2841.2
2013 | Small Hotel | 2A | 4013.58 | 8.03 | 2.94 | 584.4 | 322.08 | 65.82 | 557.66 | 421.49 | 0 | 262.87 | 0.26 | 0.26 | 0 | 0 | 0 | 0 | 0 | 499.3 | 0 | 855.3 | 2.94 | 858.24 | 1801.13 | 923.73 | 2724.86
2013 | Small Hotel | 2B | 4013.58 | 7.42 | 2.03 | 470.11 | 324.28 | 65.87 | 557.66 | 421.49 | 0 | 268.87 | 0.26 | 0.26 | 0 | 0 | 0 | 0 | 0 | 503.44 | 0 | 746.4 | 2.03 | 748.43 | 1694.47 | 926.96 | 2621.43
2013 | Small Hotel | 3A | 4013.58 | 65.61 | 25.16 | 379.23 | 323.52 | 65.86 | 557.66 | 421.49 | 0 | 261.59 | 0.26 | 0.26 | 0 | 0 | 0 | 0 | 0 | 554.24 | 0 | 706.43 | 25.16 | 731.59 | 1653.72 | 1000.9 | 2654.62
2013 | Small Hotel | 3B | 4013.58 | 25.94 | 9.44 | 376.19 | 323.5 | 65.85 | 557.66 | 421.49 | 0 | 268.18 | 0.26 | 0.26 | 0 | 0 | 0 | 0 | 0 | 539.51 | 0 | 670.31 | 9.44 | 679.75 | 1617.59 | 970.44 | 2588.03
2013 | Small Hotel | 3C | 4013.58 | 5.22 | 1.04 | 292.79 | 322.78 | 65.84 | 557.66 | 421.49 | 0 | 298.41 | 0.26 | 0.26 | 0 | 0 | 0 | 0 | 0 | 553.18 | 0 | 596.42 | 1.04 | 597.46 | 1542.96 | 975.7 | 2518.66
2013 | Small Hotel | 4A | 4013.58 | 150.59 | 63.14 | 282.06 | 319.02 | 65.75 | 557.66 | 421.49 | 0 | 259.07 | 0.26 | 0.26 | 0 | 0 | 0 | 0 | 0 | 601.9 | 0 | 691.72 | 63.14 | 754.86 | 1634.42 | 1086.53 | 2720.95
2013 | Small Hotel | 4B | 4013.58 | 60 | 24.65 | 292.73 | 319.03 | 65.81 | 557.66 | 421.49 | 0 | 269.28 | 0.26 | 0.26 | 0 | 0 | 0 | 0 | 0 | 586.94 | 0 | 622.01 | 24.65 | 646.66 | 1564.76 | 1033.08 | 2597.84
2013 | Small Hotel | 4C | 4013.58 | 74.45 | 27.4 | 188.99 | 321.13 | 65.68 | 557.66 | 421.49 | 0 | 298.05 | 0.26 | 0.26 | 0 | 0 | 0 | 0 | 0 | 618.08 | 0 | 561.49 | 27.4 | 588.89 | 1506.22 | 1066.97 | 2573.19
2013 | Small Hotel | 5A | 4013.58 | 253.1 | 100.68 | 205.1 | 319.26 | 65.78 | 557.66 | 421.49 | 0 | 258.88 | 0.26 | 0.26 | 0 | 0 | 0 | 0 | 0 | 649.08 | 0 | 717.08 | 100.68 | 817.76 | 1660.04 | 1171.25 | 2831.29
2013 | Small Hotel | 5B | 4013.58 | 139.36 | 44.23 | 233.27 | 319.12 | 65.78 | 557.66 | 421.49 | 0 | 289.05 | 0.26 | 0.26 | 0 | 0 | 0 | 0 | 0 | 635.19 | 0 | 661.68 | 44.23 | 705.91 | 1604.49 | 1100.9 | 2705.39
2013 | Small Hotel | 5C | 4013.58 | 80.45 | 36.37 | 162.69 | 320.54 | 65.67 | 557.66 | 421.49 | 0 | 295.46 | 0.26 | 0.26 | 0 | 0 | 0 | 0 | 0 | 644.97 | 0 | 538.6 | 36.37 | 574.97 | 1482.73 | 1102.83 | 2585.56
2013 | Small Hotel | 6A | 4013.58 | 405.88 | 153.57 | 202.55 | 319.41 | 65.74 | 557.66 | 421.49 | 0 | 260.81 | 0.26 | 0.26 | 0 | 0 | 0 | 0 | 0 | 684.74 | 0 | 869.24 | 153.57 | 1022.81 | 1812.31 | 1259.8 | 3072.11
2013 | Small Hotel | 6B | 4013.58 | 258.61 | 87.44 | 176.65 | 319.61 | 65.7 | 557.66 | 421.49 | 0 | 283.74 | 0.26 | 0.26 | 0 | 0 | 0 | 0 | 0 | 675.44 | 0 | 719 | 87.44 | 806.44 | 1662.24 | 1184.38 | 2846.62
2013 | Small Hotel | 7 | 4013.58 | 477.53 | 200.25 | 170.69 | 318.97 | 65.66 | 557.66 | 421.49 | 0 | 260.18 | 0.26 | 0.26 | 0 | 0 | 0 | 0 | 0 | 726.91 | 0 | 908.4 | 200.25 | 1108.65 | 1850.94 | 1348.65 | 3199.59
2013 | Small Hotel | 8 | 4013.58 | 666.64 | 262.32 | 118.04 | 324.33 | 65.3 | 557.66 | 421.49 | 0 | 297.6 | 0.26 | 0.26 | 0 | 0 | 0 | 0 | 0 | 783.8 | 0 | 1082.28 | 262.32 | 1344.6 | 2029.83 | 1467.61 | 3497.44
2016 | Small Hotel | 0A | 4013.58 | 0.01 | 0 | 797.47 | 286.34 | 44.37 | 557.66 | 421.49 | 0 | 179.52 | 0.26 | 0.26 | 0 | 0 | 0 | 0 | 0 | 423.61 | 0 | 977 | 0 | 977 | 1865.63 | 845.1 | 2710.73
2016 | Small Hotel | 0B | 4013.58 | 0.13 | 0 | 744.41 | 286.94 | 44.38 | 557.66 | 421.49 | 0 | 183.25 | 0.26 | 0.26 | 0 | 0 | 0 | 0 | 0 | 424.25 | 0 | 927.79 | 0 | 927.79 | 1817.04 | 845.74 | 2662.78
2016 | Small Hotel | 1A | 4013.58 | 0.07 | 0 | 587.27 | 288 | 44.39 | 557.66 | 421.49 | 0 | 172.4 | 0.26 | 0.26 | 0 | 0 | 0 | 0 | 0 | 442.88 | 0 | 759.74 | 0 | 759.74 | 1650.05 | 864.37 | 2514.42
2016 | Small Hotel | 1B | 4013.58 | 2.41 | 0.76 | 634.43 | 286.82 | 44.33 | 557.66 | 421.49 | 0 | 178.82 | 0.26 | 0.26 | 0 | 0 | 0 | 0 | 0 | 453.11 | 0 | 815.66 | 0.76 | 816.42 | 1704.73 | 875.36 | 2580.09
2016 | Small Hotel | 2A | 4013.58 | 4.62 | 2.63 | 513.65 | 287.76 | 44.32 | 557.66 | 421.49 | 0 | 170.38 | 0.26 | 0.26 | 0 | 0 | 0 | 0 | 0 | 478.74 | 0 | 688.65 | 2.63 | 691.28 | 1578.65 | 902.87 | 2481.52
2016 | Small Hotel | 2B | 4013.58 | 4.61 | 1.83 | 424.04 | 289.73 | 44.35 | 557.66 | 421.49 | 0 | 175.87 | 0.26 | 0.26 | 0 | 0 | 0 | 0 | 0 | 484.04 | 0 | 604.52 | 1.83 | 606.35 | 1496.52 | 907.36 | 2403.88
2016 | Small Hotel | 3A | 4013.58 | 37.32 | 24.14 | 345.63 | 289.08 | 44.34 | 557.66 | 421.49 | 0 | 166.85 | 0.26 | 0.26 | 0 | 0 | 0 | 0 | 0 | 544.12 | 0 | 549.8 | 24.14 | 573.94 | 1441.13 | 989.74 | 2430.87
2016 | Small Hotel | 3B | 4013.58 | 13.26 | 8.53 | 346.8 | 289.04 | 44.34 | 557.66 | 421.49 | 0 | 173.86 | 0.26 | 0.26 | 0 | 0 | 0 | 0 | 0 | 526.63 | 0 | 533.92 | 8.53 | 542.45 | 1425.21 | 956.65 | 2381.86
2016 | Small Hotel | 3C | 4013.58 | 3.02 | 0.81 | 282.42 | 288.4 | 44.33 | 557.66 | 421.49 | 0 | 203.04 | 0.26 | 0.26 | 0 | 0 | 0 | 0 | 0 | 551.64 | 0 | 488.48 | 0.81 | 489.29 | 1379.12 | 973.94 | 2353.06
2016 | Small Hotel | 4A | 4013.58 | 85.72 | 61.35 | 263.23 | 286.08 | 44.27 | 557.66 | 421.49 | 0 | 163.61 | 0.26 | 0.26 | 0 | 0 | 0 | 0 | 0 | 600.16 | 0 | 512.56 | 61.35 | 573.91 | 1400.83 | 1083 | 2483.83
2016 | Small Hotel | 4B | 4013.58 | 29.93 | 23.06 | 276.52 | 286.21 | 44.31 | 557.66 | 421.49 | 0 | 174.65 | 0.26 | 0.26 | 0 | 0 | 0 | 0 | 0 | 583.94 | 0 | 481.1 | 23.06 | 504.16 | 1369.53 | 1028.49 | 2398.02
2016 | Small Hotel | 4C | 4013.58 | 36.59 | 25.25 | 191.01 | 288.04 | 44.22 | 557.66 | 421.49 | 0 | 200.9 | 0.26 | 0.26 | 0 | 0 | 0 | 0 | 0 | 617.14 | 0 | 428.5 | 25.25 | 453.75 | 1318.68 | 1063.88 | 2382.56
2016 | Small Hotel | 5A | 4013.58 | 151.58 | 98.53 | 199.34 | 285.85 | 44.29 | 557.66 | 421.49 | 0 | 162.56 | 0.26 | 0.26 | 0 | 0 | 0 | 0 | 0 | 648.14 | 0 | 513.48 | 98.53 | 612.01 | 1401.54 | 1168.15 | 2569.69
2016 | Small Hotel | 5B | 4013.58 | 76.74 | 42.31 | 225.89 | 285.76 | 44.29 | 557.66 | 421.49 | 0 | 193.6 | 0.26 | 0.26 | 0 | 0 | 0 | 0 | 0 | 634.24 | 0 | 496.23 | 42.31 | 538.54 | 1384.19 | 1098.03 | 2482.22
2016 | Small Hotel | 5C | 4013.58 | 35.77 | 32.74 | 173.35 | 286.97 | 44.22 | 557.66 | 421.49 | 0 | 198.43 | 0.26 | 0.26 | 0 | 0 | 0 | 0 | 0 | 644.07 | 0 | 407.55 | 32.74 | 440.29 | 1296.66 | 1098.31 | 2394.97
2016 | Small Hotel | 6A | 4013.58 | 256.46 | 150.05 | 196.69 | 285.51 | 44.26 | 557.66 | 421.49 | 0 | 165.08 | 0.26 | 0.26 | 0 | 0 | 0 | 0 | 0 | 683.59 | 0 | 618.23 | 150.05 | 768.28 | 1505.93 | 1255.12 | 2761.05
2016 | Small Hotel | 6B | 4013.58 | 152.04 | 83.99 | 177.65 | 285.72 | 44.23 | 557.66 | 421.49 | 0 | 187.62 | 0.26 | 0.26 | 0 | 0 | 0 | 0 | 0 | 674.37 | 0 | 517.31 | 83.99 | 601.3 | 1405.18 | 1179.85 | 2585.03
2016 | Small Hotel | 7 | 4013.58 | 293.06 | 195.51 | 170.92 | 285.14 | 44.21 | 557.66 | 421.49 | 0 | 164.19 | 0.26 | 0.26 | 0 | 0 | 0 | 0 | 0 | 725.7 | 0 | 628.17 | 195.51 | 823.68 | 1515.43 | 1342.7 | 2858.13
2016 | Small Hotel | 8 | 4013.58 | 391.36 | 252.4 | 127.87 | 289.96 | 43.96 | 557.66 | 421.49 | 0 | 201.1 | 0.26 | 0.26 | 0 | 0 | 0 | 0 | 0 | 782.27 | 0 | 720.33 | 252.4 | 972.73 | 1612.17 | 1456.15 | 3068.32
2019 | Small Hotel | 0A | 4013.58 | 0.01 | 0 | 767.8 | 183.71 | 44.37 | 557.66 | 421.49 | 0 | 173.41 | 0.26 | 0.26 | 0 | 0 | 0 | 0 | 0 | 423.63 | 0 | 941.22 | 0 | 941.22 | 1727.22 | 845.12 | 2572.34
2019 | Small Hotel | 0B | 4013.58 | 0.12 | 0 | 716.08 | 183.76 | 44.38 | 557.66 | 421.49 | 0 | 176.27 | 0.26 | 0.26 | 0 | 0 | 0 | 0 | 0 | 424.27 | 0 | 892.47 | 0 | 892.47 | 1678.52 | 845.76 | 2524.28
2019 | Small Hotel | 1A | 4013.58 | 0.08 | 0 | 557.83 | 185.4 | 44.39 | 557.66 | 421.49 | 0 | 164.72 | 0.26 | 0.26 | 0 | 0 | 0 | 0 | 0 | 442.9 | 0 | 722.63 | 0 | 722.63 | 1510.34 | 864.39 | 2374.73
2019 | Small Hotel | 1B | 4013.58 | 3.09 | 1.08 | 604.64 | 184.64 | 44.33 | 557.66 | 421.49 | 0 | 171.15 | 0.26 | 0.26 | 0 | 0 | 0 | 0 | 0 | 453.12 | 0 | 778.88 | 1.08 | 779.96 | 1565.76 | 875.69 | 2441.45
2019 | Small Hotel | 2A | 4013.58 | 5.54 | 3.2 | 488.08 | 184.52 | 44.32 | 557.66 | 421.49 | 0 | 162.6 | 0.26 | 0.26 | 0 | 0 | 0 | 0 | 0 | 478.75 | 0 | 656.22 | 3.2 | 659.42 | 1442.97 | 903.44 | 2346.41
2019 | Small Hotel | 2B | 4013.58 | 5.7 | 2.39 | 400.88 | 185.65 | 44.35 | 557.66 | 421.49 | 0 | 167.36 | 0.26 | 0.26 | 0 | 0 | 0 | 0 | 0 | 484.05 | 0 | 573.94 | 2.39 | 576.33 | 1361.85 | 907.93 | 2269.78
2019 | Small Hotel | 3A | 4013.58 | 42.88 | 25.27 | 324.93 | 185.25 | 44.34 | 557.66 | 421.49 | 0 | 158.36 | 0.26 | 0.26 | 0 | 0 | 0 | 0 | 0 | 544.18 | 0 | 526.17 | 25.27 | 551.44 | 1313.68 | 990.94 | 2304.62
2019 | Small Hotel | 3B | 4013.58 | 16.61 | 10.54 | 325.84 | 185.29 | 44.34 | 557.66 | 421.49 | 0 | 164.8 | 0.26 | 0.26 | 0 | 0 | 0 | 0 | 0 | 526.68 | 0 | 507.25 | 10.54 | 517.79 | 1294.79 | 958.72 | 2253.51
2019 | Small Hotel | 3C | 4013.58 | 4.04 | 1.44 | 262.31 | 184.96 | 44.33 | 557.66 | 421.49 | 0 | 193.02 | 0.26 | 0.26 | 0 | 0 | 0 | 0 | 0 | 551.71 | 0 | 459.37 | 1.44 | 460.81 | 1246.58 | 974.64 | 2221.22
2019 | Small Hotel | 4A | 4013.58 | 99.92 | 61.16 | 246.14 | 183.62 | 44.27 | 557.66 | 421.49 | 0 | 155.09 | 0.26 | 0.26 | 0 | 0 | 0 | 0 | 0 | 600.25 | 0 | 501.15 | 61.16 | 562.31 | 1286.96 | 1082.9 | 2369.86
2019 | Small Hotel | 4B | 4013.58 | 37.8 | 17.78 | 256.96 | 183.59 | 44.31 | 557.66 | 421.49 | 0 | 185.43 | 0.26 | 0.26 | 0 | 0 | 0 | 0 | 0 | 584.01 | 0 | 480.19 | 17.78 | 497.97 | 1265.99 | 1023.28 | 2289.27
2019 | Small Hotel | 4C | 4013.58 | 47.42 | 28.21 | 174.77 | 184.79 | 44.22 | 557.66 | 421.49 | 0 | 190.88 | 0.26 | 0.26 | 0 | 0 | 0 | 0 | 0 | 617.19 | 0 | 413.07 | 28.21 | 441.28 | 1200.01 | 1066.89 | 2266.9
2019 | Small Hotel | 5A | 4013.58 | 169.76 | 95.82 | 184.7 | 183.47 | 44.29 | 557.66 | 421.49 | 0 | 153.79 | 0.26 | 0.26 | 0 | 0 | 0 | 0 | 0 | 648.19 | 0 | 508.25 | 95.82 | 604.07 | 1293.93 | 1165.5 | 2459.43
2019 | Small Hotel | 5B | 4013.58 | 89.89 | 43.97 | 209.41 | 183.34 | 44.29 | 557.66 | 421.49 | 0 | 182.82 | 0.26 | 0.26 | 0 | 0 | 0 | 0 | 0 | 634.31 | 0 | 482.12 | 43.97 | 526.09 | 1267.66 | 1099.77 | 2367.43
2019 | Small Hotel | 5C | 4013.58 | 47.5 | 36.78 | 157.74 | 184.27 | 44.22 | 557.66 | 421.49 | 0 | 188.57 | 0.26 | 0.26 | 0 | 0 | 0 | 0 | 0 | 644.12 | 0 | 393.81 | 36.78 | 430.59 | 1180.21 | 1102.4 | 2282.61
2019 | Small Hotel | 6A | 4013.58 | 279.11 | 143.85 | 181.53 | 183.55 | 44.26 | 557.66 | 421.49 | 0 | 155.98 | 0.26 | 0.26 | 0 | 0 | 0 | 0 | 0 | 683.65 | 0 | 616.62 | 143.85 | 760.47 | 1402.35 | 1248.99 | 2651.34
2019 | Small Hotel | 6B | 4013.58 | 171.02 | 83.04 | 162.35 | 183.66 | 44.23 | 557.66 | 421.49 | 0 | 176.85 | 0.26 | 0.26 | 0 | 0 | 0 | 0 | 0 | 674.45 | 0 | 510.22 | 83.04 | 593.26 | 1296.04 | 1178.98 | 2475.02
2019 | Small Hotel | 7 | 4013.58 | 314.78 | 173.65 | 155.62 | 183.67 | 44.21 | 557.66 | 421.49 | 0 | 169.98 | 0.26 | 0.26 | 0 | 0 | 0 | 0 | 0 | 725.75 | 0 | 640.38 | 173.65 | 814.03 | 1426.18 | 1320.89 | 2747.07
2019 | Small Hotel | 8 | 4013.58 | 416.22 | 237.05 | 116.14 | 187.04 | 43.96 | 557.66 | 421.49 | 0 | 190.56 | 0.26 | 0.26 | 0 | 0 | 0 | 0 | 0 | 782.32 | 0 | 722.92 | 237.05 | 959.97 | 1511.84 | 1440.86 | 2952.7
2004 | Large Office | 0A | 46320.38 | 0 | 9.88 | 12788.96 | 5139.21 | 988 | 15213.29 | 0 | 2100.17 | 2860.03 | 1947.26 | 1.3294 | 1945.9306 | 4563.7 | 0 | 0 | 0 | 421.99 | 0 | 22158.6206 | 9.88 | 22168.5006 | 45600.63 | 431.87 | 46032.5
2004 | Large Office | 0B | 46320.38 | 0 | 150.51 | 10230.46 | 5139.21 | 988.19 | 15213.29 | 0 | 2100.17 | 2847.56 | 1616.84 | 1.3294 | 1615.5106 | 3498.05 | 19.15 | 0 | 0 | 421.17 | 0 | 18210.7306 | 150.51 | 18361.2406 | 41652.92 | 571.68 | 42224.6
2004 | Large Office | 1A | 46320.38 | 0 | 40.11 | 8622.47 | 5139.21 | 988.3 | 15213.29 | 0 | 2100.17 | 2839.47 | 1817.51 | 1.3294 | 1816.1806 | 3619.17 | 0 | 0 | 0 | 451.87 | 0 | 16897.2906 | 40.11 | 16937.4006 | 40339.59 | 491.98 | 40831.57
2004 | Large Office | 1B | 46320.38 | 0 | 555.54 | 8751.21 | 5139.21 | 987.06 | 15213.29 | 0 | 2100.17 | 2738.99 | 1345.39 | 1.3294 | 1344.0606 | 2935.77 | 110.49 | 0 | 0 | 453.64 | 0 | 15880.5206 | 555.54 | 16436.0606 | 39321.59 | 1009.18 | 40330.77
2004 | Large Office | 2A | 46320.38 | 0 | 1083.1 | 8065.85 | 5139.21 | 986.72 | 15213.29 | 0 | 2100.17 | 2607.01 | 1482.35 | 1.3294 | 1481.0206 | 3101.93 | 12.34 | 0 | 0 | 487 | 0 | 15268.1506 | 1083.1 | 16351.2506 | 38708.87 | 1570.11 | 40278.98
2004 | Large Office | 2B | 46320.38 | 0 | 1248.63 | 5860.47 | 5139.21 | 987.44 | 15213.29 | 0 | 2100.17 | 2807.81 | 1096.08 | 1.3294 | 1094.7506 | 1952.05 | 50.24 | 0 | 0 | 489.36 | 0 | 11765.3206 | 1248.63 | 13013.9506 | 35206.77 | 1737.99 | 36944.76
2004 | Large Office | 3A | 46320.38 | 0 | 3195.4 | 5365.39 | 5139.21 | 987.25 | 15213.29 | 0 | 2100.17 | 2513.47 | 1304.25 | 1.3294 | 1302.9206 | 2036.18 | 44.08 | 0 | 0 | 547.85 | 0 | 11262.0406 | 3195.4 | 14457.4406 | 34703.29 | 3743.25 | 38446.54
2004 | Large Office | 3B | 46320.38 | 0 | 1151.97 | 4862.23 | 5139.21 | 987.21 | 15213.29 | 0 | 2100.17 | 2668.21 | 796.83 | 1.3294 | 795.5006 | 1675.12 | 775.96 | 0 | 0 | 532.09 | 0 | 10777.0206 | 1151.97 | 11928.9906 | 34218.24 | 1684.07 | 35902.31
2004 | Large Office | 3C | 46320.38 | 0 | 1075.69 | 3938.64 | 5139.21 | 987.06 | 15213.29 | 0 | 2100.17 | 2491.25 | 847.01 | 1.3294 | 845.6806 | 1598.53 | 8.04 | 0 | 0 | 554.66 | 0 | 8882.1406 | 1075.69 | 9957.8306 | 32323.2 | 1630.36 | 33953.56
2004 | Large Office | 4A | 46320.38 | 0 | 5623.53 | 4653.41 | 5139.21 | 985.74 | 15213.29 | 0 | 2100.17 | 2373.47 | 1233.54 | 1.3294 | 1232.2106 | 1506.97 | 30.57 | 0 | 0 | 596.32 | 0 | 9796.6306 | 5623.53 | 15420.1606 | 33236.37 | 6219.85 | 39456.22
2004 | Large Office | 4B | 46320.38 | 0 | 2637.2 | 4331.36 | 5139.21 | 986.49 | 15213.29 | 0 | 2100.17 | 2922.95 | 710.79 | 1.3294 | 709.4606 | 1302.97 | 1195.62 | 0 | 0 | 582.36 | 0 | 10462.3606 | 2637.2 | 13099.5606 | 33902.87 | 3219.56 | 37122.43
2004 | Large Office | 4C | 46320.38 | 0 | 3868.99 | 2879.78 | 5139.21 | 984.61 | 15213.29 | 0 | 2100.17 | 2456.18 | 494.05 | 1.3294 | 492.7206 | 936.25 | 18.31 | 0 | 0 | 610.85 | 0 | 6783.2406 | 3868.99 | 10652.2306 | 30221.84 | 4479.85 | 34701.69
2004 | Large Office | 5A | 46320.38 | 0 | 8581.51 | 3464.47 | 5139.21 | 986.04 | 15213.29 | 0 | 2100.17 | 2386.99 | 685.65 | 1.3294 | 684.3206 | 1091.98 | 38.43 | 0 | 0 | 637.76 | 0 | 7666.1906 | 8581.51 | 16247.7006 | 31106.24 | 9219.27 | 40325.51
2004 | Large Office | 5B | 46320.38 | 0 | 5182.37 | 4045.01 | 5139.21 | 986.08 | 15213.29 | 0 | 2100.17 | 2887.89 | 625.13 | 1.3294 | 623.8006 | 1026.42 | 1325.37 | 0 | 0 | 625.98 | 0 | 9908.4906 | 5182.37 | 15090.8606 | 33348.57 | 5808.34 | 39156.91
2004 | Large Office | 5C | 46320.38 | 0 | 3947.87 | 2539.35 | 5139.21 | 984.54 | 15213.29 | 0 | 2100.17 | 2403.04 | 359.89 | 1.3294 | 358.5606 | 724.08 | 19.64 | 0 | 0 | 634.47 | 0 | 6044.6706 | 3947.87 | 9992.5406 | 29483.2 | 4582.34 | 34065.54
2004 | Large Office | 6A | 46320.38 | 0 | 12319.68 | 3549.66 | 5139.21 | 985.59 | 15213.29 | 0 | 2100.17 | 2483.85 | 742.3 | 1.3294 | 740.9706 | 1066.16 | 46.86 | 0 | 0 | 668.82 | 0 | 7887.5006 | 12319.68 | 20207.1806 | 31327.09 | 12988.5 | 44315.59
2004 | Large Office | 6B | 46320.38 | 0 | 8662.45 | 3451.53 | 5139.21 | 984.87 | 15213.29 | 0 | 2100.17 | 2686.39 | 517.07 | 1.3294 | 515.7406 | 861.39 | 912.56 | 0 | 0 | 660.86 | 0 | 8427.6106 | 8662.45 | 17090.0606 | 31866.49 | 9323.31 | 41189.8
2004 | Large Office | 7 | 46320.38 | 0 | 13976.28 | 3353.49 | 5139.21 | 984.27 | 15213.29 | 0 | 2100.17 | 2600.04 | 646.1 | 1.3294 | 644.7706 | 879.87 | 57.52 | 0 | 0 | 706.07 | 0 | 7535.6906 | 13976.28 | 21511.9706 | 30973.98 | 14682.35 | 45656.33
2004 | Large Office | 8 | 46320.38 | 0 | 17944.6 | 2853.01 | 5139.21 | 978.85 | 15213.29 | 0 | 2100.17 | 2523.96 | 469.68 | 1.3294 | 468.3506 | 574.86 | 306.93 | 0 | 0 | 755.93 | 0 | 6727.1106 | 17944.6 | 24671.7106 | 30159.96 | 18700.53 | 48860.49
2007 | Large Office | 0A | 46320.38 | 0 | 9.96 | 11942.36 | 5139.21 | 988 | 15213.29 | 0 | 2100.17 | 2823.78 | 1812.24 | 1.3294 | 1810.9106 | 4375.52 | 0 | 0 | 0 | 421.97 | 0 | 20952.5706 | 9.96 | 20962.5306 | 44394.58 | 431.94 | 44826.52
2007 | Large Office | 0B | 46320.38 | 0 | 145.56 | 9737.6 | 5139.21 | 988.19 | 15213.29 | 0 | 2100.17 | 2801.86 | 1523.81 | 1.3294 | 1522.4806 | 3407.08 | 17.47 | 0 | 0 | 421.22 | 0 | 17486.4906 | 145.56 | 17632.0506 | 40928.69 | 566.77 | 41495.46
2007 | Large Office | 1A | 46320.38 | 0 | 40.95 | 8181.09 | 5139.21 | 988.3 | 15213.29 | 0 | 2100.17 | 2692.09 | 1704.79 | 1.3294 | 1703.4606 | 3525.09 | 0 | 0 | 0 | 451.87 | 0 | 16101.7306 | 40.95 | 16142.6806 | 39544.04 | 492.82 | 40036.86
2007 | Large Office | 1B | 46320.38 | 0 | 513.69 | 8391.02 | 5139.21 | 987.06 | 15213.29 | 0 | 2100.17 | 2694.86 | 1283.23 | 1.3294 | 1281.9006 | 2871.87 | 106.08 | 0 | 0 | 453.65 | 0 | 15345.7306 | 513.69 | 15859.4206 | 38786.79 | 967.33 | 39754.12
2007 | Large Office | 2A | 46320.38 | 0 | 548.36 | 7484.35 | 5139.21 | 986.72 | 15213.29 | 0 | 2100.17 | 2475.74 | 1678.28 | 1.3294 | 1676.9506 | 2978.97 | 10.39 | 0 | 0 | 487 | 0 | 14626.4006 | 548.36 | 15174.7606 | 38067.12 | 1035.36 | 39102.48
2007 | Large Office | 2B | 46320.38 | 0 | 520.58 | 5552.19 | 5139.21 | 987.44 | 15213.29 | 0 | 2100.17 | 2686.62 | 989.04 | 1.3294 | 987.7106 | 1881.68 | 42.76 | 0 | 0 | 489.36 | 0 | 11150.9606 | 520.58 | 11671.5406 | 34592.4 | 1009.94 | 35602.34
2007 | Large Office | 3A | 46320.38 | 0 | 2671.15 | 5234.9 | 5139.21 | 987.25 | 15213.29 | 0 | 2100.17 | 2394.36 | 1258.92 | 1.3294 | 1257.5906 | 1987.47 | 37.57 | 0 | 0 | 547.8 | 0 | 10911.8906 | 2671.15 | 13583.0406 | 34353.14 | 3218.96 | 37572.1
2007 | Large Office | 3B | 46320.38 | 0 | 956.34 | 4812.4 | 5139.21 | 987.21 | 15213.29 | 0 | 2100.17 | 2642.76 | 772.39 | 1.3294 | 771.0606 | 1662.24 | 767.63 | 0 | 0 | 532.09 | 0 | 10656.0906 | 956.34 | 11612.4306 | 34097.3 | 1488.43 | 35585.73
2007 | Large Office | 3C | 46320.38 | 0 | 429.15 | 3755.91 | 5139.21 | 987.06 | 15213.29 | 0 | 2100.17 | 2318.12 | 796.18 | 1.3294 | 794.8506 | 1557.37 | 6.72 | 0 | 0 | 554.68 | 0 | 8432.9706 | 429.15 | 8862.1206 | 31874.02 | 983.84 | 32857.86
2007 | Large Office | 4A | 46320.38 | 0 | 4218.19 | 4634.7 | 5139.21 | 985.74 | 15213.29 | 0 | 2100.17 | 2326.39 | 1223.54 | 1.3294 | 1222.2106 | 1491.9 | 25.92 | 0 | 0 | 596.33 | 0 | 9701.1206 | 4218.19 | 13919.3106 | 33140.86 | 4814.52 | 37955.38
2007 | Large Office | 4B | 46320.38 | 0 | 1772.5 | 4315.71 | 5139.21 | 986.49 | 15213.29 | 0 | 2100.17 | 2895.62 | 697.93 | 1.3294 | 696.6006 | 1299.77 | 1183.62 | 0 | 0 | 582.42 | 0 | 10391.3206 | 1772.5 | 12163.8206 | 33831.82 | 2354.91 | 36186.73
2007 | Large Office | 4C | 46320.38 | 0 | 2829.24 | 2892.06 | 5139.21 | 984.61 | 15213.29 | 0 | 2100.17 | 2334.55 | 483.59 | 1.3294 | 482.2606 | 939.86 | 15.39 | 0 | 0 | 610.85 | 0 | 6664.1206 | 2829.24 | 9493.3606 | 30102.73 | 3440.09 | 33542.82
2007 | Large Office | 5A | 46320.38 | 0 | 6532.26 | 3488.9 | 5139.21 | 986.04 | 15213.29 | 0 | 2100.17 | 2357.85 | 663.11 | 1.3294 | 661.7806 | 1095.57 | 32.64 | 0 | 0 | 637.71 | 0 | 7636.7406 | 6532.26 | 14169.0006 | 31076.78 | 7169.97 | 38246.75
2007 | Large Office | 5B | 46320.38 | 0 | 3509.19 | 4089.76 | 5139.21 | 986.08 | 15213.29 | 0 | 2100.17 | 2885.7 | 622.05 | 1.3294 | 620.7206 | 1033.12 | 1318.58 | 0 | 0 | 626.06 | 0 | 9947.8806 | 3509.19 | 13457.0706 | 33387.96 | 4135.25 | 37523.21
2007 | Large Office | 5C | 46320.38 | 0 | 2664.92 | 2570.45 | 5139.21 | 984.54 | 15213.29 | 0 | 2100.17 | 2314.03 | 354.22 | 1.3294 | 352.8906 | 734.4 | 17.02 | 0 | 0 | 634.47 | 0 | 5988.7906 | 2664.92 | 8653.7106 | 29427.32 | 3299.39 | 32726.71
2007 | Large Office | 6A | 46320.38 | 0 | 9758.78 | 3563.83 | 5139.21 | 985.59 | 15213.29 | 0 | 2100.17 | 2449.76 | 709.39 | 1.3294 | 708.0606 | 1065 | 39.68 | 0 | 0 | 668.78 | 0 | 7826.3306 | 9758.78 | 17585.1106 | 31265.92 | 10427.56 | 41693.48
2007 | Large Office | 6B | 46320.38 | 0 | 6536.12 | 3504.83 | 5139.21 | 984.87 | 15213.29 | 0 | 2100.17 | 2663.82 | 507.55 | 1.3294 | 506.2206 | 869.31 | 904.08 | 0 | 0 | 660.83 | 0 | 8448.2606 | 6536.12 | 14984.3806 | 31887.14 | 7196.95 | 39084.09
2007 | Large Office | 7 | 46320.38 | 0 | 10577.65 | 3329.85 | 5139.21 | 984.27 | 15213.29 | 0 | 2100.17 | 2472.76 | 609.08 | 1.3294 | 607.7506 | 874.52 | 48.65 | 0 | 0 | 705.96 | 0 | 7333.5306 | 10577.65 | 17911.1806 | 30771.8 | 11283.61 | 42055.41
2007 | Large Office | 8 | 46320.38 | 0 | 14887.2 | 2883.6 | 5139.21 | 978.85 | 15213.29 | 0 | 2100.17 | 2448.49 | 453.15 | 1.3294 | 451.8206 | 578.87 | 294.07 | 0 | 0 | 755.87 | 0 | 6656.8506 | 14887.2 | 21544.0506 | 30089.69 | 15643.07 | 45732.76
2010 | Large Office | 0A | 46320.38 | 0 | 9.96 | 9480.78 | 3760.32 | 681.39 | 14695.31 | 0 | 1985.26 | 2618.01 | 1204.07 | 1.3294 | 1202.7406 | 2942.7 | 0 | 0 | 0 | 417.66 | 0 | 16244.2306 | 9.96 | 16254.1906 | 37367.83 | 427.62 | 37795.45
2010 | Large Office | 0B | 46320.38 | 0 | 41 | 8409.61 | 3763.1 | 681.1 | 14695.31 | 0 | 1985.26 | 2518.72 | 1089.92 | 1.3294 | 1088.5906 | 2456.85 | 17.77 | 0 | 0 | 416.81 | 0 | 14491.5406 | 41 | 14532.5406 | 35617.64 | 457.81 | 36075.45
2010 | Large Office | 1A | 46320.38 | 0 | 12.75 | 6838.9 | 3769.11 | 681.2 | 14695.31 | 0 | 1985.26 | 2470.05 | 943.61 | 1.3294 | 942.2806 | 2455.97 | 0 | 0 | 0 | 447.95 | 0 | 12707.2006 | 12.75 | 12719.9506 | 33839.42 | 460.7 | 34300.12
2010 | Large Office | 1B | 46320.38 | 0 | 242.85 | 7317.83 | 3769.53 | 680.09 | 14695.31 | 0 | 1985.26 | 2479.45 | 933.7 | 1.3294 | 932.3706 | 2145.07 | 105.83 | 0 | 0 | 449.29 | 0 | 12980.5506 | 242.85 | 13223.4006 | 34112.09 | 692.14 | 34804.23
2010 | Large Office | 2A | 46320.38 | 0 | 262.34 | 5735.45 | 3767.2 | 679.79 | 14695.31 | 0 | 1985.26 | 2277.48 | 855.76 | 1.3294 | 854.4306 | 2113.36 | 5.1 | 0 | 0 | 482.84 | 0 | 10985.8206 | 262.34 | 11248.1606 | 32114.7 | 745.17 | 32859.87
2010 | Large Office | 2B | 46320.38 | 0 | 208.02 | 4249.67 | 3770.46 | 680.43 | 14695.31 | 0 | 1985.26 | 2494.4 | 595.96 | 1.3294 | 594.6306 | 1391.82 | 1464.77 | 0 | 0 | 485.04 | 0 | 10195.2906 | 208.02 | 10403.3106 | 31328.08 | 693.06 | 32021.14
2010 | Large Office | 3A | 46320.38 | 0 | 1260.26 | 4318.96 | 3779.97 | 680.26 | 14695.31 | 0 | 1985.27 | 2214.72 | 643.99 | 1.3294 | 642.6606 | 1528.65 | 18.26 | 0 | 0 | 543.68 | 0 | 8723.2506 | 1260.26 | 9983.5106 | 29865.39 | 1803.93 | 31669.32
2010 | Large Office | 3B | 46320.38 | 0 | 485.9 | 3448.38 | 3772.39 | 680.22 | 14695.31 | 0 | 1985.26 | 2483.72 | 501.11 | 1.3294 | 499.7806 | 1170.48 | 1692.24 | 0 | 0 | 527.99 | 0 | 9294.6006 | 485.9 | 9780.5006 | 30429.12 | 1013.89 | 31443.01
2010 | Large Office | 3C | 46320.38 | 0 | 133.32 | 2259 | 3776.47 | 681.99 | 14695.31 | 0 | 1985.27 | 2191.01 | 472.11 | 1.3294 | 470.7806 | 944.63 | 419.92 | 0 | 0 | 550.62 | 0 | 6285.3406 | 133.32 | 6418.6606 | 27425.72 | 683.94 | 28109.66
2010 | Large Office | 4A | 46320.38 | 0 | 2310.99 | 3686.94 | 3775.75 | 682.77 | 14695.31 | 0 | 1985.27 | 2187.49 | 499.22 | 1.3294 | 497.8906 | 1185.27 | 26.44 | 0 | 0 | 592.1 | 0 | 7584.0306 | 2310.99 | 9895.0206 | 28724.48 | 2903.08 | 31627.56
2010 | Large Office | 4B | 46320.38 | 0 | 970.34 | 2710.51 | 3763.81 | 680.11 | 14695.31 | 0 | 1985.26 | 2743.52 | 458.01 | 1.3294 | 456.6806 | 845.65 | 2080.02 | 0 | 0 | 578.43 | 0 | 8836.3806 | 970.34 | 9806.7206 | 29962.21 | 1548.77 | 31510.98
2010 | Large Office | 4C | 46320.38 | 0 | 1415.49 | 1394.1 | 3787.95 | 682.99 | 14695.31 | 0 | 1985.28 | 2209.04 | 309.26 | 1.3294 | 307.9306 | 465.97 | 897.99 | 0 | 0 | 606.77 | 0 | 5275.0306 | 1415.49 | 6690.5206 | 26427.9 | 2022.25 | 28450.15
2010 | Large Office | 5A | 46320.38 | 0 | 3857.78 | 1963.33 | 3773.59 | 681 | 14695.31 | 0 | 1985.27 | 2216.21 | 425.01 | 1.3294 | 423.6806 | 649.74 | 1305.67 | 0 | 0 | 633.8 | 0 | 6558.6306 | 3857.78 | 10416.4106 | 27695.14 | 4491.58 | 32186.72
2010 | Large Office | 5B | 46320.38 | 0 | 2159.57 | 2145.83 | 3772.11 | 682.09 | 14695.31 | 0 | 1985.27 | 2728.75 | 410.21 | 1.3294 | 408.8806 | 632.89 | 2307.16 | 0 | 0 | 622 | 0 | 8223.5106 | 2159.57 | 10383.0806 | 29359.64 | 2781.58 | 32141.22
2010 | Large Office | 5C | 46320.38 | 0 | 1401.98 | 958.52 | 3791.74 | 682.49 | 14695.31 | 0 | 1985.28 | 2228.28 | 242.62 | 1.3294 | 241.2906 | 296.57 | 997.66 | 0 | 0 | 630.4 | 0 | 4722.3206 | 1401.98 | 6124.3006 | 25878.46 | 2032.37 | 27910.83
2010 | Large Office | 6A | 46320.38 | 0 | 6085.54 | 2066.46 | 3776.29 | 681.75 | 14695.31 | 0 | 1985.27 | 2291.63 | 463.75 | 1.3294 | 462.4206 | 642.76 | 1365.06 | 0 | 0 | 664.89 | 0 | 6828.3306 | 6085.54 | 12913.8706 | 27968.29 | 6750.44 | 34718.73
2010 | Large Office | 6B | 46320.38 | 0 | 4015.14 | 1634.26 | 3779.25 | 680.75 | 14695.31 | 0 | 1985.27 | 2512.62 | 349.01 | 1.3294 | 347.6806 | 479.38 | 2340.13 | 0 | 0 | 657.06 | 0 | 7314.0706 | 4015.14 | 11329.2106 | 28455.98 | 4672.19 | 33128.17
2010 | Large Office | 7 | 46320.38 | 0 | 6744.28 | 1781.35 | 3777.83 | 682.64 | 14695.31 | 0 | 1985.27 | 2318.71 | 404.6 | 1.3294 | 403.2706 | 520.4 | 1561.83 | 0 | 0 | 701.95 | 0 | 6585.5606 | 6744.28 | 13329.8406 | 27727.93 | 7446.23 | 35174.16
2010 | Large Office | 8 | 46320.38 | 0 | 10089.4 | 1115.92 | 3866.89 | 691.19 | 14695.31 | 0 | 1985.34 | 2306.47 | 314.61 | 1.3294 | 313.2806 | 293.35 | 1947.63 | 0 | 0 | 752.46 | 0 | 5976.6506 | 10089.4 | 16066.0506 | 27216.72 | 10841.86 | 38058.58
2013 | Large Office | 0A | 46320.38 | 0 | 14.92 | 8315.19 | 3399.22 | 681.39 | 14676.31 | 0 | 1980.75 | 2421.21 | 925.49 | 1.3294 | 924.1606 | 2740.56 | 0 | 128.67 | 0 | 417.66 | 0 | 14529.7906 | 14.92 | 14544.7106 | 35268.78 | 432.58 | 35701.36
2013 | Large Office | 0B | 46320.38 | 0 | 14.82 | 8241.53 | 3402.39 | 681.1 | 14676.31 | 0 | 1980.75 | 2367.63 | 917.36 | 1.3294 | 916.0306 | 2362.67 | 17.91 | 0 | 0 | 416.86 | 0 | 13905.7706 | 14.82 | 13920.5906 | 34647.66 | 431.68 | 35079.34
2013 | Large Office | 1A | 46320.38 | 0 | 16.01 | 6511.15 | 3407.05 | 681.2 | 14676.31 | 0 | 1980.75 | 2299.53 | 715.72 | 1.3294 | 714.3906 | 2335.36 | 0 | 118.24 | 0 | 447.96 | 0 | 11978.6706 | 16.01 | 11994.6806 | 32725.31 | 463.97 | 33189.28
2013 | Large Office | 1B | 46320.38 | 0 | 94.87 | 7133.27 | 3408.4 | 680.09 | 14676.31 | 0 | 1980.75 | 2327.24 | 788.17 | 1.3294 | 786.8406 | 2066.1 | 106.25 | 0 | 0 | 449.32 | 0 | 12419.7006 | 94.87 | 12514.5706 | 33166.58 | 544.19 | 33710.77
2013 | Large Office | 2A | 46320.38 | 0 | 159.18 | 5469.92 | 3406.51 | 679.79 | 14676.31 | 0 | 1980.75 | 2139.59 | 624.48 | 1.3294 | 623.1506 | 2005.08 | 5.05 | 65.81 | 0 | 482.83 | 0 | 10308.6006 | 159.18 | 10467.7806 | 31053.28 | 642.01 | 31695.29
2013 | Large Office | 2B | 46320.38 | 0 | 114.41 | 4184.97 | 3408.32 | 680.43 | 14676.31 | 0 | 1980.75 | 2390.79 | 507.38 | 1.3294 | 506.0506 | 1339.43 | 1525.35 | 0 | 0 | 485.04 | 0 | 9946.5906 | 114.41 | 10061.0006 | 30693.73 | 599.44 | 31293.17
2013 | Large Office | 3A | 46320.38 | 0 | 843.68 | 4237.46 | 3417.01 | 680.26 | 14676.31 | 0 | 1980.76 | 2115.64 | 469.77 | 1.3294 | 468.4406 | 1484.96 | 17.93 | 52.89 | 0 | 543.64 | 0 | 8377.3206 | 843.68 | 9221.0006 | 29132.98 | 1387.32 | 30520.3
2013 | Large Office | 3B | 46320.38 | 0 | 321.5 | 3686.21 | 3409.19 | 680.22 | 14676.31 | 0 | 1980.75 | 2417.27 | 427.79 | 1.3294 | 426.4606 | 1199.76 | 1527 | 0 | 0 | 527.98 | 0 | 9256.7006 | 321.5 | 9578.2006 | 30004.51 | 849.48 | 30853.99
2013 | Large Office | 3C | 46320.38 | 0 | 50.38 | 2463.79 | 3412.76 | 681.99 | 14676.31 | 0 | 1980.76 | 2058.85 | 361.36 | 1.3294 | 360.0306 | 982.41 | 340.45 | 0 | 0 | 550.64 | 0 | 6205.5306 | 50.38 | 6255.9106 | 26958.67 | 601.02 | 27559.69
2013 | Large Office | 4A | 46320.38 | 0 | 1133.23 | 3681.87 | 3412.43 | 682.77 | 14676.31 | 0 | 1980.76 | 2121.61 | 382.68 | 1.3294 | 381.3506 | 1161.43 | 26.27 | 57.51 | 0 | 592.12 | 0 | 7430.0406 | 1133.23 | 8563.2706 | 28183.63 | 1725.35 | 29908.98
2013 | Large Office | 4B | 46320.38 | 0 | 637.09 | 2840.13 | 3400.82 | 680.11 | 14676.31 | 0 | 1980.75 | 2627.96 | 362.62 | 1.3294 | 361.2906 | 855.52 | 1987 | 0 | 0 | 578.39 | 0 | 8671.9006 | 637.09 | 9308.9906 | 29411.23 | 1215.48 | 30626.71
2013 | Large Office | 4C | 46320.38 | 0 | 1012.76 | 1284.2 | 3423.99 | 682.99 | 14676.31 | 0 | 1980.76 | 2095.04 | 238.82 | 1.3294 | 237.4906 | 444.5 | 1005.71 | 0 | 0 | 606.75 | 0 | 5066.9406 | 1012.76 | 6079.7006 | 25832.31 | 1619.51 | 27451.82
2013 | Large Office | 5A | 46320.38 | 0 | 1851.22 | 1988.08 | 3410.81 | 681 | 14676.31 | 0 | 1980.76 | 2124.19 | 311.05 | 1.3294 | 309.7206 | 655.39 | 1283.12 | 48.39 | 0 | 633.69 | 0 | 6408.8906 | 1851.22 | 8260.1106 | 27159.09 | 2484.92 | 29644.01
2013 | Large Office | 5B | 46320.38 | 0 | 1666.52 | 2121.36 | 3408.45 | 682.09 | 14676.31 | 0 | 1980.75 | 2619.92 | 325.25 | 1.3294 | 323.9206 | 630.29 | 2316.61 | 0 | 0 | 621.95 | 0 | 8012.1006 | 1666.52 | 9678.6206 | 28761.03 | 2288.47 | 31049.5
2013 | Large Office | 5C | 46320.38 | 0 | 1025.26 | 1334.8 | 3426.94 | 682.49 | 14676.31 | 0 | 1980.77 | 2127.71 | 191.61 | 1.3294 | 190.2806 | 378.46 | 728.56 | 0 | 0 | 630.38 | 0 | 4759.8106 | 1025.26 | 5785.0706 | 25527.65 | 1655.64 | 27183.29
2013 | Large Office | 6A | 46320.38 | 0 | 3526.72 | 2003.91 | 3412.99 | 681.75 | 14676.31 | 0 | 1980.76 | 2201.55 | 338.41 | 1.3294 | 337.0806 | 632.78 | 1386.21 | 53.09 | 0 | 664.76 | 0 | 6614.6206 | 3526.72 | 10141.3406 | 27367.75 | 4191.47 | 31559.22
2013 | Large Office | 6B | 46320.38 | 0 | 3287.87 | 1844.42 | 3414.68 | 680.75 | 14676.31 | 0 | 1980.76 | 2409 | 276.97 | 1.3294 | 275.6406 | 531.91 | 2147.3 | 0 | 0 | 656.96 | 0 | 7208.2706 | 3287.87 | 10496.1406 | 27962.09 | 3944.83 | 31906.92
2013 | Large Office | 7 | 46320.38 | 0 | 3841.51 | 1858.9 | 3413.69 | 682.64 | 14676.31 | 0 | 1980.76 | 2251.38 | 332.61 | 1.3294 | 331.2806 | 526.37 | 1407.03 | 57.43 | 0 | 701.67 | 0 | 6432.3906 | 3841.51 | 10273.9006 | 27187.1 | 4543.18 | 31730.28
2013 | Large Office | 8 | 46320.38 | 0 | 6130.24 | 1307.11 | 3487.61 | 691.19 | 14676.31 | 0 | 1980.82 | 2261.64 | 274.87 | 1.3294 | 273.5406 | 313.8 | 1693.96 | 60.72 | 0 | 752.09 | 0 | 5910.7706 | 6130.24 | 12041.0106 | 26748.03 | 6882.33 | 33630.36
2016 | Large Office | 0A | 46320.38 | 0 | 14.05 | 7767.28 | 3161.49 | 335.81 | 14676.31 | 0 | 1955.89 | 2367.3 | 809.58 | 1.3294 | 808.2506 | 2712.95 | 0 | 128.08 | 0 | 402.09 | 0 | 13783.8606 | 14.05 | 13797.9106 | 33914.68 | 416.14 | 34330.82
2016 | Large Office | 0B | 46320.38 | 0 | 15.87 | 8084.38 | 3165.62 | 341.46 | 14676.31 | 0 | 1955.89 | 2318.93 | 844.85 | 1.3294 | 843.5206 | 2344.11 | 17.88 | 0 | 0 | 401.01 | 0 | 13608.8206 | 15.87 | 13624.6906 | 33749.42 | 416.88 | 34166.3
2016 | Large Office | 1A | 46320.38 | 0 | 15.6 | 6308.12 | 3166.44 | 343 | 14676.31 | 0 | 1955.89 | 2279.7 | 654.03 | 1.3294 | 652.7006 | 2311.13 | 0 | 117.85 | 0 | 432.54 | 0 | 11669.5006 | 15.6 | 11685.1006 | 31812.46 | 448.14 | 32260.6
2016 | Large Office | 1B | 46320.38 | 0 | 102.26 | 7104.48 | 3167.85 | 341.78 | 14676.31 | 0 | 1955.89 | 2308.98 | 739.39 | 1.3294 | 738.0606 | 2066.45 | 105.84 | 0 | 0 | 433.68 | 0 | 12323.8106 | 102.26 | 12426.0706 | 32466.95 | 535.94 | 33002.89
2016 | Large Office | 2A | 46320.38 | 0 | 143.59 | 4955.77 | 3166.17 | 342.93 | 14676.31 | 0 | 1955.89 | 2120.98 | 568.6 | 1.3294 | 567.2706 | 1858.94 | 250 | 61.38 | 0 | 467.59 | 0 | 9814.3406 | 143.59 | 9957.9306 | 29956.97 | 611.18 | 30568.15
2016 | Large Office | 2B | 46320.38 | 0 | 109.95 | 4256.03 | 3167.93 | 343.14 | 14676.31 | 0 | 1955.89 | 2370.43 | 478.06 | 1.3294 | 476.7306 | 1364.04 | 1408.72 | 0 | 0 | 469.66 | 0 | 9875.9506 | 109.95 | 9985.9006 | 30020.53 | 579.61 | 30600.14
2016 | Large Office | 3A | 46320.38 | 0 | 709.49 | 3467.36 | 3176.39 | 345.73 | 14676.31 | 0 | 1955.9 | 2100.71 | 427.19 | 1.3294 | 425.8606 | 1263.82 | 725.49 | 42.27 | 0 | 528.67 | 0 | 8025.5106 | 709.49 | 8735.0006 | 28181.16 | 1238.16 | 29419.32
2016 | Large Office | 3B | 46320.38 | 0 | 293.53 | 3661.27 | 3168.62 | 340.29 | 14676.31 | 0 | 1955.89 | 2555.7 | 434.24 | 1.3294 | 432.9106 | 1198.12 | 1527.43 | 0 | 0 | 513.03 | 0 | 9375.4306 | 293.53 | 9668.9606 | 29517.86 | 806.56 | 30324.42
2016 | Large Office | 3C | 46320.38 | 0 | 41.32 | 2482.56 | 3172.03 | 339.86 | 14676.31 | 0 | 1955.89 | 2049.32 | 342.77 | 1.3294 | 341.4406 | 984.3 | 348.38 | 0 | 0 | 535.38 | 0 | 6206.0006 | 41.32 | 6247.3206 | 26351.42 | 576.7 | 26928.12
2016 | Large Office | 4A | 46320.38 | 0 | 903 | 2800.18 | 3175.07 | 343.99 | 14676.31 | 0 | 1955.9 | 2071.78 | 337.21 | 1.3294 | 335.8806 | 920.14 | 780.88 | 49.75 | 0 | 577.36 | 0 | 6958.6106 | 903 | 7861.6106 | 27111.19 | 1480.36 | 28591.55
2016 | Large Office | 4B | 46320.38 | 0 | 633.34 | 2801.07 | 3162.88 | 341.09 | 14676.31 | 0 | 1955.89 | 2567.14 | 331.08 | 1.3294 | 329.7506 | 853.92 | 1990.57 | 0 | 0 | 563.48 | 0 | 8542.4506 | 633.34 | 9175.7906 | 28679.95 | 1196.82 | 29876.77
2016 | Large Office | 4C | 46320.38 | 0 | 969.65 | 1353.8 | 3187.59 | 348.75 | 14676.31 | 0 | 1955.9 | 2076.54 | 219.29 | 1.3294 | 217.9606 | 461.68 | 880.75 | 0 | 0 | 592.25 | 0 | 4990.7306 | 969.65 | 5960.3806 | 25160.6 | 1561.9 | 26722.5
2016 | Large Office | 5A | 46320.38 | 0 | 1473.69 | 1963.82 | 3172.12 | 345.67 | 14676.31 | 0 | 1955.89 | 2091.18 | 275.03 | 1.3294 | 273.7006 | 653.18 | 1267.44 | 40.21 | 0 | 618.88 | 0 | 6289.5306 | 1473.69 | 7763.2206 | 26440.84 | 2092.58 | 28533.42
2016 | Large Office | 5B | 46320.38 | 0 | 1606.36 | 2108.61 | 3169.56 | 343.44 | 14676.31 | 0 | 1955.89 | 2584.85 | 293.88 | 1.3294 | 292.5506 | 631.39 | 2320.22 | 0 | 0 | 607.16 | 0 | 7937.6206 | 1606.36 | 9543.9806 | 28084.16 | 2213.52 | 30297.68
2016 | Large Office | 5C | 46320.38 | 0 | 998.66 | 1254.03 | 3188.21 | 349.24 | 14676.31 | 0 | 1955.9 | 2101.88 | 175.04 | 1.3294 | 173.7106 | 355.97 | 734.21 | 0 | 0 | 615.92 | 0 | 4619.8006 | 998.66 | 5618.4606 | 24790.79 | 1614.57 | 26405.36
2016 | Large Office | 6A | 46320.38 | 0 | 2631.87 | 1980.22 | 3172.82 | 346.08 | 14676.31 | 0 | 1955.9 | 2180.98 | 291.37 | 1.3294 | 290.0406 | 630.88 | 1399.71 | 45.94 | 0 | 650.01 | 0 | 6527.7706 | 2631.87 | 9159.6406 | 26680.19 | 3281.88 | 29962.07
2016 | Large Office | 6B | 46320.38 | 0 | 3035.59 | 1844.49 | 3174.48 | 348.85 | 14676.31 | 0 | 1955.9 | 2462.53 | 253.06 | 1.3294 | 251.7306 | 533.85 | 2149.19 | 0 | 0 | 642.14 | 0 | 7241.7906 | 3035.59 | 10277.3806 | 27398.66 | 3677.74 | 31076.4
2016 | Large Office | 7 | 46320.38 | 0 | 2729.97 | 1860.35 | 3173.7 | 349.58 | 14676.31 | 0 | 1955.9 | 2231.03 | 281.89 | 1.3294 | 280.5606 | 524.44 | 1396.24 | 50.85 | 0 | 686.94 | 0 | 6343.4706 | 2729.97 | 9073.4406 | 26500.28 | 3416.92 | 29917.2
2016 | Large Office | 8 | 46320.38 | 0 | 3843.2 | 1359.61 | 3246.75 | 376.91 | 14676.31 | 0 | 1955.93 | 2240.5 | 219.43 | 1.3294 | 218.1006 | 315.99 | 1641.49 | 55.29 | 0 | 736.88 | 0 | 5830.9806 | 3843.2 | 9674.1806 | 26088.21 | 4580.08 | 30668.29
2019 | Large Office | 0A | 46320.38 | 0 | 14.86 | 7392.13 | 2574.7 | 335.81 | 14676.31 | 0 | 1955.63 | 2337.01 | 787.63 | 1.3294 | 786.3006 | 2455.6 | 0 | 106.46 | 0 | 402.11 | 0 | 13077.5006 | 14.86 | 13092.3606 | 32621.28 | 416.96 | 33038.24
2019 | Large Office | 0B | 46320.38 | 0 | 18.21 | 7735.48 | 2576.27 | 341.46 | 14676.31 | 0 | 1955.63 | 2292.27 | 800.2 | 1.3294 | 798.8706 | 2123.69 | 18.34 | 0 | 0 | 401.04 | 0 | 12968.6506 | 18.21 | 12986.8606 | 32519.65 | 419.25 | 32938.9
2019 | Large Office | 1A | 46320.38 | 0 | 20.96 | 5890.71 | 2579.39 | 343 | 14676.31 | 0 | 1955.63 | 2219.08 | 627.57 | 1.3294 | 626.2406 | 2079.42 | 0 | 97.28 | 0 | 432.52 | 0 | 10912.7306 | 20.96 | 10933.6906 | 30468.39 | 453.49 | 30921.88
2019 | Large Office | 1B | 46320.38 | 0 | 87.58 | 6684.4 | 2580.03 | 341.78 | 14676.31 | 0 | 1955.63 | 2247.56 | 694.5 | 1.3294 | 693.1706 | 1858.19 | 106.87 | 0 | 0 | 433.65 | 0 | 11590.1906 | 87.58 | 11677.7706 | 31145.27 | 521.23 | 31666.5
2019 | Large Office | 2A | 46320.38 | 0 | 80.08 | 4595.48 | 2576.74 | 342.93 | 14676.31 | 0 | 1955.63 | 2073.42 | 548.41 | 1.3294 | 547.0806 | 1661.34 | 276.91 | 50.26 | 0 | 467.55 | 0 | 9204.4906 | 80.08 | 9284.5706 | 28757.45 | 547.64 | 29305.09
2019 | Large Office | 2B | 46320.38 | 0 | 92.59 | 4015.37 | 2578.03 | 343.14 | 14676.31 | 0 | 1955.63 | 2321.93 | 459.85 | 1.3294 | 458.5206 | 1228.97 | 1334.6 | 0 | 0 | 469.68 | 0 | 9359.3906 | 92.59 | 9451.9806 | 28913.82 | 562.27 | 29476.09
2019 | Large Office | 3A | 46320.38 | 0 | 355.24 | 3119.47 | 2582.34 | 345.73 | 14676.31 | 0 | 1955.64 | 2047.85 | 396.69 | 1.3294 | 395.3606 | 1104.24 | 786.85 | 40.86 | 0 | 528.6 | 0 | 7494.6306 | 355.24 | 7849.8706 | 27055.95 | 883.84 | 27939.79
2019 | Large Office | 3B | 46320.38 | 0 | 352.72 | 3495.58 | 2579.34 | 340.29 | 14676.31 | 0 | 1955.63 | 2486.57 | 419.72 | 1.3294 | 418.3906 | 1091.07 | 1440.84 | 0 | 0 | 513.03 | 0 | 8932.4506 | 352.72 | 9285.1706 | 28485.36 | 865.75 | 29351.11
2019 | Large Office | 3C | 46320.38 | 0 | 53.01 | 2248.84 | 2582.74 | 339.86 | 14676.31 | 0 | 1955.64 | 2001.33 | 329.22 | 1.3294 | 327.8906 | 862.81 | 385.78 | 0 | 0 | 535.44 | 0 | 5826.6506 | 53.01 | 5879.6606 | 25382.53 | 588.45 | 25970.98
2019 | Large Office | 4A | 46320.38 | 0 | 715.39 | 2290.59 | 2584.57 | 343.99 | 14676.31 | 0 | 1955.64 | 1976.55 | 317.29 | 1.3294 | 315.9606 | 768.29 | 1200.39 | 44.33 | 0 | 577.34 | 0 | 6596.1106 | 715.39 | 7311.5006 | 26157.94 | 1292.73 | 27450.67
2019 | Large Office | 4B | 46320.38 | 0 | 769.95 | 2570.83 | 2576.4 | 341.09 | 14676.31 | 0 | 1955.63 | 2518.09 | 326.05 | 1.3294 | 324.7206 | 748.83 | 2037.27 | 0 | 0 | 563.52 | 0 | 8199.7406 | 769.95 | 8969.6906 | 27750.5 | 1333.47 | 29083.97
2019 | Large Office | 4C | 46320.38 | 0 | 1094.73 | 1276.53 | 2591.76 | 348.75 | 14676.31 | 0 | 1955.64 | 1979.81 | 213.09 | 1.3294 | 211.7606 | 411.61 | 854.3 | 0 | 0 | 592.28 | 0 | 4734.0106 | 1094.73 | 5828.7406 | 24307.82 | 1687.01 | 25994.83
2019 | Large Office | 5A | 46320.38 | 0 | 1228.52 | 2112.71 | 2581.89 | 345.67 | 14676.31 | 0 | 1955.64 | 2014.71 | 270.72 | 1.3294 | 269.3906 | 618.82 | 854.12 | 36.51 | 0 | 618.86 | 0 | 5906.2606 | 1228.52 | 7134.7806 | 25467.1 | 1847.37 | 27314.47
2019 | Large Office | 5B | 46320.38 | 0 | 1753.92 | 1955.23 | 2581.33 | 343.44 | 14676.31 | 0 | 1955.64 | 2485.53 | 287.39 | 1.3294 | 286.0606 | 561.21 | 2322.76 | 0 | 0 | 607.13 | 0 | 7610.7906 | 1753.92 | 9364.7106 | 27168.83 | 2361.04 | 29529.87
2019 | Large Office | 5C | 46320.38 | 0 | 1210.75 | 991.38 | 2593.49 | 349.24 | 14676.31 | 0 | 1955.64 | 2004.55 | 172.43 | 1.3294 | 171.1006 | 288.19 | 972.36 | 0 | 0 | 615.92 | 0 | 4427.5806 | 1210.75 | 5638.3306 | 24003.59 | 1826.68 | 25830.27
2019 | Large Office | 6A | 46320.38 | 0 | 2400.32 | 2012.66 | 2583.76 | 346.08 | 14676.31 | 0 | 1955.64 | 2080.65 | 281.49 | 1.3294 | 280.1606 | 583.29 | 1188.02 | 40.7 | 0 | 650.1 | 0 | 6185.4806 | 2400.32 | 8585.8006 | 25748.6 | 3050.42 | 28799.02
2019 | Large Office | 6B | 46320.38 | 0 | 3186.33 | 1712.17 | 2585.16 | 348.85 | 14676.31 | 0 | 1955.64 | 2360.31 | 247.61 | 1.3294 | 246.2806 | 474.13 | 2144.14 | 0 | 0 | 642.08 | 0 | 6937.0306 | 3186.33 | 10123.3606 | 26504.31 | 3828.42 | 30332.73
2019 | Large Office | 7 | 46320.38 | 0 | 2350.98 | 1710.77 | 2585.9 | 349.58 | 14676.31 | 0 | 1955.64 | 2100.9 | 275.45 | 1.3294 | 274.1206 | 466.39 | 1403.32 | 46.3 | 0 | 686.96 | 0 | 6001.8006 | 2350.98 | 8352.7806 | 25570.54 | 3037.93 | 28608.47
2019 | Large Office | 8 | 46320.38 | 0 | 3299.47 | 1229.42 | 2642.46 | 376.91 | 14676.31 | 0 | 1955.67 | 2097.71 | 219.02 | 1.3294 | 217.6906 | 285.6 | 1697.79 | 48.81 | 0 | 736.99 | 0 | 5577.0206 | 3299.47 | 8876.4906 | 25229.7 | 4036.47 | 29266.17
2004 | Medium Office | 0A | 4982.19 | 0.05 | 0 | 1697.18 | 552.77 | 225.64 | 816.24 | 0 | 33.76 | 167.55 | 0.15 | 0.15 | 0 | 0 | 0 | 0 | 0 | 69.53 | 0 | 1864.78 | 0 | 1864.78 | 3493.34 | 69.53 | 3562.87
2004 | Medium Office | 0B | 4982.19 | 7.54 | 0 | 1347.75 | 552.77 | 225.68 | 816.24 | 0 | 33.76 | 163.76 | 0.15 | 0.15 | 0 | 0 | 0 | 0 | 0 | 70.23 | 0 | 1519.05 | 0 | 1519.05 | 3147.64 | 70.23 | 3217.87
2004 | Medium Office | 1A | 4982.19 | 1.73 | 0 | 1071.53 | 552.77 | 225.71 | 816.24 | 0 | 33.76 | 147.87 | 0.15 | 0.15 | 0 | 0 | 0 | 0 | 0 | 72.35 | 0 | 1221.13 | 0 | 1221.13 | 2849.75 | 72.35 | 2922.1
2004 | Medium Office | 1B | 4982.19 | 38.54 | 1.34 | 1084.77 | 552.77 | 225.42 | 816.24 | 0 | 33.76 | 153.9 | 0.15 | 0.15 | 0 | 0 | 0 | 0 | 0 | 72.81 | 0 | 1277.21 | 1.34 | 1278.55 | 2905.56 | 74.15 | 2979.71
2004 | Medium Office | 2A | 4982.19 | 70.97 | 13.2 | 975 | 552.77 | 225.34 | 816.24 | 0 | 33.76 | 129.59 | 0.15 | 0.15 | 0 | 0 | 0 | 0 | 0 | 75.81 | 0 | 1175.56 | 13.2 | 1188.76 | 2803.82 | 89.01 | 2892.83
2004 | Medium Office | 2B | 4982.19 | 88.64 | 2.53 | 678.53 | 552.77 | 225.51 | 816.24 | 0 | 33.76 | 151.39 | 0.15 | 0.15 | 0 | 0 | 0 | 0 | 0 | 76.03 | 0 | 918.56 | 2.53 | 921.09 | 2546.98 | 78.56 | 2625.54
2004 | Medium Office | 3A | 4982.19 | 187.28 | 144.62 | 537.44 | 552.77 | 225.46 | 816.24 | 0 | 33.76 | 105.96 | 0.15 | 0.15 | 0 | 0 | 0 | 0 | 0 | 81.97 | 0 | 830.68 | 144.62 | 975.3 | 2459.06 | 226.59 | 2685.65
2004 | Medium Office | 3B | 4982.19 | 102.1 | 26.57 | 449.47 | 552.77 | 225.46 | 816.24 | 0 | 33.76 | 127.35 | 0.15 | 0.15 | 0 | 0 | 0 | 0 | 0 | 80.34 | 0 | 678.92 | 26.57 | 705.49 | 2307.29 | 106.91 | 2414.2
2004 | Medium Office | 3C | 4982.19 | 98.73 | 1.13 | 398.67 | 552.77 | 225.42 | 816.24 | 0 | 33.76 | 109.35 | 0.15 | 0.15 | 0 | 0 | 0 | 0 | 0 | 82.56 | 0 | 606.75 | 1.13 | 607.88 | 2235.09 | 83.69 | 2318.78
2004 | Medium Office | 4A | 4982.19 | 404.63 | 230.05 | 380.81 | 552.77 | 225.12 | 816.24 | 0 | 33.76 | 102.03 | 0.15 | 0.15 | 0 | 0 | 0 | 0 | 0 | 87.05 | 0 | 887.47 | 230.05 | 1117.52 | 2515.5 | 317.1 | 2832.6
2004 | Medium Office | 4B | 4982.19 | 214.98 | 70.28 | 348.65 | 552.77 | 225.29 | 816.24 | 0 | 33.76 | 127.82 | 0.15 | 0.15 | 0 | 0 | 0 | 0 | 0 | 85.61 | 0 | 691.45 | 70.28 | 761.73 | 2319.66 | 155.89 | 2475.55
2004 | Medium Office | 4C | 4982.19 | 362.28 | 97.4 | 168.32 | 552.77 | 224.86 | 816.24 | 0 | 33.76 | 94.09 | 0.15 | 0.15 | 0 | 0 | 0 | 0 | 0 | 88.54 | 0 | 624.69 | 97.4 | 722.09 | 2252.46 | 185.94 | 2438.4
2004 | Medium Office | 5A | 4982.19 | 546 | 411.21 | 223.22 | 552.77 | 225.19 | 816.24 | 0 | 33.76 | 97.55 | 0.15 | 0.15 | 0 | 0 | 0 | 0 | 0 | 91.42 | 0 | 866.77 | 411.21 | 1277.98 | 2494.87 | 502.63 | 2997.5
2004 | Medium Office | 5B | 4982.19 | 359.37 | 207.49 | 259.67 | 552.77 | 225.2 | 816.24 | 0 | 33.76 | 119.74 | 0.15 | 0.15 | 0 | 0 | 0 | 0 | 0 | 90.18 | 0 | 738.78 | 207.49 | 946.27 | 2366.89 | 297.68 | 2664.57
2004 | Medium Office | 5C | 4982.19 | 331.91 | 146.32 | 109.12 | 552.77 | 224.85 | 816.24 | 0 | 33.76 | 88.51 | 0.15 | 0.15 | 0 | 0 | 0 | 0 | 0 | 91.06 | 0 | 529.54 | 146.32 | 675.86 | 2157.31 | 237.39 | 2394.7
2004 | Medium Office | 6A | 4982.19 | 778.79 | 618.61 | 239.96 | 552.77 | 225.09 | 816.24 | 0 | 33.76 | 105.94 | 0.15 | 0.15 | 0 | 0 | 0 | 0 | 0 | 94.76 | 0 | 1124.69 | 618.61 | 1743.3 | 2752.68 | 713.36 | 3466.04
2004 | Medium Office | 6B | 4982.19 | 600.76 | 390.71 | 175.76 | 552.77 | 224.92 | 816.24 | 0 | 33.76 | 109.95 | 0.15 | 0.15 | 0 | 0 | 0 | 0 | 0 | 93.87 | 0 | 886.47 | 390.71 | 1277.18 | 2514.31 | 484.59 | 2998.9
2004 | Medium Office | 7 | 4982.19 | 860.58 | 765.4 | 202.59 | 552.77 | 224.78 | 816.24 | 0 | 33.76 | 115.33 | 0.15 | 0.15 | 0 | 0 | 0 | 0 | 0 | 98.76 | 0 | 1178.5 | 765.4 | 1943.9 | 2806.2 | 864.16 | 3670.36
2004 | Medium Office | 8 | 4982.19 | 1012.36 | 1149.7 | 111.86 | 552.77 | 223.55 | 816.24 | 0 | 33.76 | 115.24 | 0.15 | 0.15 | 0 | 0 | 0 | 0 | 0 | 104.08 | 0 | 1239.46 | 1149.7 | 2389.16 | 2865.93 | 1253.78 | 4119.71
2007 | Medium Office | 0A | 4982.19 | 0.06 | 0 | 1550.95 | 552.77 | 225.64 | 816.24 | 0 | 33.76 | 148.91 | 0.15 | 0.15 | 0 | 0 | 0 | 0 | 0 | 69.53 | 0 | 1699.92 | 0 | 1699.92 | 3328.48 | 69.53 | 3398.01
2007 | Medium Office | 0B | 4982.19 | 7.07 | 0 | 1259.09 | 552.77 | 225.68 | 816.24 | 0 | 33.76 | 144.12 | 0.15 | 0.15 | 0 | 0 | 0 | 0 | 0 | 70.23 | 0 | 1410.28 | 0 | 1410.28 | 3038.87 | 70.23 | 3109.1
2007 | Medium Office | 1A | 4982.19 | 1.7 | 0 | 1007.43 | 552.77 | 225.71 | 816.24 | 0 | 33.76 | 131.2 | 0.15 | 0.15 | 0 | 0 | 0 | 0 | 0 | 72.35 | 0 | 1140.33 | 0 | 1140.33 | 2768.95 | 72.35 | 2841.3
2007 | Medium Office | 1B | 4982.19 | 36.61 | 0.41 | 1019.86 | 552.77 | 225.42 | 816.24 | 0 | 33.76 | 135.13 | 0.15 | 0.15 | 0 | 0 | 0 | 0 | 0 | 72.81 | 0 | 1191.6 | 0.41 | 1192.01 | 2819.94 | 73.22 | 2893.16
2007 | Medium Office | 2A | 4982.19 | 41.84 | 7.52 | 891.02 | 552.77 | 225.34 | 816.24 | 0 | 33.76 | 109.64 | 0.15 | 0.15 | 0 | 0 | 0 | 0 | 0 | 75.81 | 0 | 1042.5 | 7.52 | 1050.02 | 2670.77 | 83.33 | 2754.1
2007 | Medium Office | 2B | 4982.19 | 49.83 | 1.26 | 628.63 | 552.77 | 225.51 | 816.24 | 0 | 33.76 | 127.79 | 0.15 | 0.15 | 0 | 0 | 0 | 0 | 0 | 76.04 | 0 | 806.25 | 1.26 | 807.51 | 2434.67 | 77.3 | 2511.97
2007 | Medium Office | 3A | 4982.19 | 156.87 | 94.33 | 507.96 | 552.77 | 225.46 | 816.24 | 0 | 33.76 | 91.29 | 0.15 | 0.15 | 0 | 0 | 0 | 0 | 0 | 81.95 | 0 | 756.12 | 94.33 | 850.45 | 2384.5 | 176.28 | 2560.78
2007 | Medium Office | 3B | 4982.19 | 82.39 | 12.78 | 431.38 | 552.77 | 225.46 | 816.24 | 0 | 33.76 | 110.14 | 0.15 | 0.15 | 0 | 0 | 0 | 0 | 0 | 80.33 | 0 | 623.91 | 12.78 | 636.69 | 2252.28 | 93.11 | 2345.39
2007 | Medium Office | 3C | 4982.19 | 35.3 | 1.33 | 343.12 | 552.77 | 225.42 | 816.24 | 0 | 33.76 | 81.7 | 0.15 | 0.15 | 0 | 0 | 0 | 0 | 0 | 82.56 | 0 | 460.12 | 1.33 | 461.45 | 2088.46 | 83.89 | 2172.35
2007 | Medium Office | 4A | 4982.19 | 282.19 | 154.16 | 370.12 | 552.77 | 225.12 | 816.24 | 0 | 33.76 | 86.69 | 0.15 | 0.15 | 0 | 0 | 0 | 0 | 0 | 87.04 | 0 | 739 | 154.16 | 893.16 | 2367.04 | 241.21 | 2608.25
2007 | Medium Office | 4B | 4982.19 | 136.9 | 29.93 | 340.11 | 552.77 | 225.29 | 816.24 | 0 | 33.76 | 112.15 | 0.15 | 0.15 | 0 | 0 | 0 | 0 | 0 | 85.61 | 0 | 589.16 | 29.93 | 619.09 | 2217.36 | 115.54 | 2332.9
2007 | Medium Office | 4C | 4982.19 | 247.07 | 52.11 | 173.07 | 552.77 | 224.86 | 816.24 | 0 | 33.76 | 80.73 | 0.15 | 0.15 | 0 | 0 | 0 | 0 | 0 | 88.51 | 0 | 500.87 | 52.11 | 552.98 | 2128.64 | 140.62 | 2269.26
2007 | Medium Office | 5A | 4982.19 | 416.49 | 299.13 | 221.15 | 552.77 | 225.19 | 816.24 | 0 | 33.76 | 82.68 | 0.15 | 0.15 | 0 | 0 | 0 | 0 | 0 | 91.39 | 0 | 720.32 | 299.13 | 1019.45 | 2348.43 | 390.53 | 2738.96
2007 | Medium Office | 5B | 4982.19 | 260.57 | 108.64 | 259.56 | 552.77 | 225.2 | 816.24 | 0 | 33.76 | 105.21 | 0.15 | 0.15 | 0 | 0 | 0 | 0 | 0 | 90.17 | 0 | 625.34 | 108.64 | 733.98 | 2253.45 | 198.81 | 2452.26
2007 | Medium Office | 5C | 4982.19 | 230.61 | 79.86 | 115.98 | 552.77 | 224.85 | 816.24 | 0 | 33.76 | 76.66 | 0.15 | 0.15 | 0 | 0 | 0 | 0 | 0 | 91.05 | 0 | 423.25 | 79.86 | 503.11 | 2051.02 | 170.91 | 2221.93
2007 | Medium Office | 6A | 4982.19 | 607.42 | 471.27 | 237.4 | 552.77 | 225.09 | 816.24 | 0 | 33.76 | 89.86 | 0.15 | 0.15 | 0 | 0 | 0 | 0 | 0 | 94.72 | 0 | 934.68 | 471.27 | 1405.95 | 2562.68 | 566 | 3128.68
2007 | Medium Office | 6B | 4982.19 | 452.06 | 256.25 | 178.57 | 552.77 | 224.92 | 816.24 | 0 | 33.76 | 95.07 | 0.15 | 0.15 | 0 | 0 | 0 | 0 | 0 | 93.85 | 0 | 725.7 | 256.25 | 981.95 | 2353.54 | 350.1 | 2703.64
2007 | Medium Office | 7 | 4982.19 | 637.02 | 594.91 | 194.7 | 552.77 | 224.78 | 816.24 | 0 | 33.76 | 93.27 | 0.15 | 0.15 | 0 | 0 | 0 | 0 | 0 | 98.73 | 0 | 924.99 | 594.91 | 1519.9 | 2552.69 | 693.64 | 3246.33
2007 | Medium Office | 8 | 4982.19 | 911.02 | 903.7 | 115.26 | 552.77 | 223.55 | 816.24 | 0 | 33.76 | 96.75 | 0.15 | 0.15 | 0 | 0 | 0 | 0 | 0 | 104.05 | 0 | 1123.03 | 903.7 | 2026.73 | 2749.5 | 1007.75 | 3757.25
2010 | Medium Office | 0A | 4982.19 | 0 | 0 | 1201.35 | 370.13 | 103.11 | 757.68 | 0 | 17.38 | 130.1 | 0.15 | 0.15 | 0 | 0 | 0 | 0 | 0 | 67.15 | 0 | 1331.45 | 0 | 1331.45 | 2579.89 | 67.15 | 2647.04
2010 | Medium Office | 0B | 4982.19 | 1.27 | 0 | 1011.9 | 370.65 | 103.08 | 757.68 | 0 | 17.38 | 125.75 | 0.15 | 0.15 | 0 | 0 | 0 | 0 | 0 | 67.6 | 0 | 1138.92 | 0 | 1138.92 | 2387.86 | 67.6 | 2455.46
2010 | Medium Office | 1A | 4982.19 | 0.13 | 0 | 799.93 | 371.68 | 103.1 | 757.68 | 0 | 17.38 | 110.84 | 0.15 | 0.15 | 0 | 0 | 0 | 0 | 0 | 70.11 | 0 | 910.9 | 0 | 910.9 | 2160.89 | 70.11 | 2231
2010 | Medium Office | 1B | 4982.19 | 13.97 | 1.96 | 815.97 | 371.71 | 102.94 | 757.68 | 0 | 17.38 | 117.66 | 0.15 | 0.15 | 0 | 0 | 0 | 0 | 0 | 70.36 | 0 | 947.6 | 1.96 | 949.56 | 2197.46 | 72.32 | 2269.78
2010 | Medium Office | 2A | 4982.19 | 28.06 | 1.77 | 673.69 | 371.48 | 102.9 | 757.68 | 0 | 17.38 | 91.27 | 0.15 | 0.15 | 0 | 0 | 0 | 0 | 0 | 73.61 | 0 | 793.02 | 1.77 | 794.79 | 2042.61 | 75.37 | 2117.98
2010 | Medium Office | 2B | 4982.19 | 18.08 | 6.36 | 489.17 | 372.23 | 102.99 | 757.68 | 0 | 17.38 | 110.26 | 0.15 | 0.15 | 0 | 0 | 0 | 0 | 0 | 73.82 | 0 | 617.51 | 6.36 | 623.87 | 1867.94 | 80.18 | 1948.12
2010 | Medium Office | 3A | 4982.19 | 133.91 | 35.37 | 376.25 | 373.7 | 102.96 | 757.68 | 0 | 17.39 | 74.44 | 0.15 | 0.15 | 0 | 0 | 0 | 0 | 0 | 79.93 | 0 | 584.6 | 35.37 | 619.97 | 1836.47 | 115.3 | 1951.77
2010 | Medium Office | 3B | 4982.19 | 34.15 | 28.51 | 327.84 | 372.35 | 102.96 | 757.68 | 0 | 17.38 | 95.08 | 0.15 | 0.15 | 0 | 0 | 0 | 0 | 0 | 78.28 | 0 | 457.07 | 28.51 | 485.58 | 1707.58 | 106.79 | 1814.37
2010 | Medium Office | 3C | 4982.19 | 15.06 | 4.71 | 216.59 | 372.88 | 103.14 | 757.68 | 0 | 17.39 | 70.38 | 0.15 | 0.15 | 0 | 0 | 0 | 0 | 0 | 80.53 | 0 | 302.03 | 4.71 | 306.74 | 1553.25 | 85.24 | 1638.49
2010 | Medium Office | 4A | 4982.19 | 152.49 | 122.59 | 249.59 | 372.64 | 103.18 | 757.68 | 0 | 17.39 | 74.34 | 0.15 | 0.15 | 0 | 0 | 0 | 0 | 0 | 85.12 | 0 | 476.42 | 122.59 | 599.01 | 1727.44 | 207.71 | 1935.15
2010 | Medium Office | 4B | 4982.19 | 55.9 | 47.32 | 245.66 | 370.78 | 102.92 | 757.68 | 0 | 17.38 | 99.9 | 0.15 | 0.15 | 0 | 0 | 0 | 0 | 0 | 83.61 | 0 | 401.46 | 47.32 | 448.78 | 1650.37 | 130.93 | 1781.3
2010 | Medium Office | 4C | 4982.19 | 121.13 | 59.52 | 90.98 | 374.66 | 103.17 | 757.68 | 0 | 17.39 | 69.31 | 0.15 | 0.15 | 0 | 0 | 0 | 0 | 0 | 86.74 | 0 | 281.42 | 59.52 | 340.94 | 1534.47 | 146.26 | 1680.73
2010 | Medium Office | 5A | 4982.19 | 245.05 | 227.8 | 161.72 | 372.32 | 103 | 757.68 | 0 | 17.39 | 69.7 | 0.15 | 0.15 | 0 | 0 | 0 | 0 | 0 | 89.66 | 0 | 476.47 | 227.8 | 704.27 | 1727.01 | 317.46 | 2044.47
2010 | Medium Office | 5B | 4982.19 | 136.21 | 124.06 | 177.14 | 372.12 | 103.12 | 757.68 | 0 | 17.39 | 91.45 | 0.15 | 0.15 | 0 | 0 | 0 | 0 | 0 | 88.32 | 0 | 404.8 | 124.06 | 528.86 | 1655.24 | 212.38 | 1867.62
2010 | Medium Office | 5C | 4982.19 | 119.08 | 81.52 | 49.32 | 375.2 | 103.11 | 757.68 | 0 | 17.39 | 68.36 | 0.15 | 0.15 | 0 | 0 | 0 | 0 | 0 | 89.29 | 0 | 236.76 | 81.52 | 318.28 | 1490.29 | 170.81 | 1661.1
2010 | Medium Office | 6A | 4982.19 | 374.32 | 358.82 | 176.43 | 372.78 | 103.07 | 757.68 | 0 | 17.39 | 74.64 | 0.15 | 0.15 | 0 | 0 | 0 | 0 | 0 | 93.01 | 0 | 625.39 | 358.82 | 984.21 | 1876.44 | 451.83 | 2328.27
2010 | Medium Office | 6B | 4982.19 | 258.25 | 233.21 | 115.49 | 373.28 | 102.94 | 757.68 | 0 | 17.39 | 80.63 | 0.15 | 0.15 | 0 | 0 | 0 | 0 | 0 | 92.16 | 0 | 454.37 | 233.21 | 687.58 | 1705.8 | 325.37 | 2031.17
2010 | Medium Office | 7 | 4982.19 | 401.11 | 460.16 | 136.57 | 372.99 | 103.12 | 757.68 | 0 | 17.39 | 77.09 | 0.15 | 0.15 | 0 | 0 | 0 | 0 | 0 | 97.09 | 0 | 614.77 | 460.16 | 1074.93 | 1866.09 | 557.25 | 2423.34
2010 | Medium Office | 8 | 4982.19 | 635.33 | 701.33 | 58.62 | 386.98 | 103.85 | 757.68 | 0 | 17.41 | 80.43 | 0.15 | 0.15 | 0 | 0 | 0 | 0 | 0 | 102.61 | 0 | 774.38 | 701.33 | 1475.71 | 2040.45 | 803.94 | 2844.39
2013 | Medium Office | 0A | 4982.19 | 0 | 0 | 983.59 | 326.07 | 103.11 | 750.07 | 0 | 17.05 | 121.85 | 0.15 | 0.15 | 0 | 0 | 0 | 0 | 0 | 67.15 | 0 | 1105.44 | 0 | 1105.44 | 2301.88 | 67.15 | 2369.03
2013 | Medium Office | 0B | 4982.19 | 0.51 | 0 | 914.38 | 326.66 | 103.08 | 750.07 | 0 | 17.05 | 108.82 | 0.15 | 0.15 | 0 | 0 | 0 | 0 | 0 | 67.6 | 0 | 1023.71 | 0 | 1023.71 | 2220.73 | 67.6 | 2288.33
2013 | Medium Office | 1A | 4982.19 | 0.02 | 0 | 660.53 | 327.52 | 103.1 | 750.07 | 0 | 17.06 | 102.83 | 0.15 | 0.15 | 0 | 0 | 0 | 16.82 | 0 | 70.1 | 0 | 780.2 | 0 | 780.2 | 1978.08 | 70.1 | 2048.18
2013 | Medium Office | 1B | 4982.19 | 4.45 | 1.84 | 741.09 | 327.68 | 102.94 | 750.07 | 0 | 17.06 | 101.6 | 0.15 | 0.15 | 0 | 0 | 0 | 0 | 0 | 70.36 | 0 | 847.14 | 1.84 | 848.98 | 2045.04 | 72.19 | 2117.23
2013 | Medium Office | 2A | 4982.19 | 12.7 | 0.91 | 551.19 | 327.52 | 102.9 | 750.07 | 0 | 17.06 | 84.77 | 0.15 | 0.15 | 0 | 0 | 0 | 11.09 | 0 | 73.6 | 0 | 659.75 | 0.91 | 660.66 | 1857.43 | 74.51 | 1931.94
2013 | Medium Office | 2B | 4982.19 | 7.8 | 5.31 | 452.31 | 328.02 | 102.99 | 750.07 | 0 | 17.06 | 98.51 | 0.15 | 0.15 | 0 | 0 | 0 | 0 | 0 | 73.84 | 0 | 558.62 | 5.31 | 563.93 | 1756.89 | 79.15 | 1836.04
2013 | Medium Office | 3A | 4982.19 | 93.51 | 31.19 | 332.8 | 329.35 | 102.96 | 750.07 | 0 | 17.06 | 71.56 | 0.15 | 0.15 | 0 | 0 | 0 | 0 | 0 | 79.92 | 0 | 497.87 | 31.19 | 529.06 | 1697.45 | 111.12 | 1808.57
2013 | Medium Office | 3B | 4982.19 | 18.92 | 25.53 | 315.32 | 327.97 | 102.96 | 750.07 | 0 | 17.06 | 89.01 | 0.15 | 0.15 | 0 | 0 | 0 | 0 | 0 | 78.27 | 0 | 423.25 | 25.53 | 448.78 | 1621.45 | 103.8 | 1725.25
2013 | Medium Office | 3C | 4982.19 | 4.93 | 3.04 | 206.79 | 328.44 | 103.14 | 750.07 | 0 | 17.06 | 64.59 | 0.15 | 0.15 | 0 | 0 | 0 | 0 | 0 | 80.48 | 0 | 276.31 | 3.04 | 279.35 | 1475.17 | 83.52 | 1558.69
2013 | Medium Office | 4A | 4982.19 | 107.59 | 118.66 | 233.72 | 328.24 | 103.18 | 750.07 | 0 | 17.06 | 74.28 | 0.15 | 0.15 | 0 | 0 | 0 | 0 | 0 | 85.07 | 0 | 415.59 | 118.66 | 534.25 | 1614.29 | 203.73 | 1818.02
2013 | Medium Office | 4B | 4982.19 | 27.89 | 42.76 | 233.73 | 326.37 | 102.92 | 750.07 | 0 | 17.05 | 97.2 | 0.15 | 0.15 | 0 | 0 | 0 | 0 | 0 | 83.56 | 0 | 358.82 | 42.76 | 401.58 | 1555.39 | 126.32 | 1681.71
2013 | Medium Office | 4C | 4982.19 | 75.83 | 57.28 | 88.48 | 330.19 | 103.17 | 750.07 | 0 | 17.06 | 65.08 | 0.15 | 0.15 | 0 | 0 | 0 | 0 | 0 | 86.72 | 0 | 229.39 | 57.28 | 286.67 | 1430.02 | 144 | 1574.02
2013 | Medium Office | 5A | 4982.19 | 189.95 | 219.33 | 150.77 | 328.01 | 103 | 750.07 | 0 | 17.06 | 69.63 | 0.15 | 0.15 | 0 | 0 | 0 | 0 | 0 | 89.61 | 0 | 410.35 | 219.33 | 629.68 | 1608.64 | 308.94 | 1917.58
2013 | Medium Office | 5B | 4982.19 | 88.47 | 115.34 | 173.25 | 327.62 | 103.12 | 750.07 | 0 | 17.06 | 89.09 | 0.15 | 0.15 | 0 | 0 | 0 | 0 | 0 | 88.28 | 0 | 350.81 | 115.34 | 466.15 | 1548.82 | 203.62 | 1752.44
2013 | Medium Office | 5C | 4982.19 | 70.36 | 77.56 | 50.67 | 330.61 | 103.11 | 750.07 | 0 | 17.06 | 65.51 | 0.15 | 0.15 | 0 | 0 | 0 | 0 | 0 | 89.27 | 0 | 186.54 | 77.56 | 264.1 | 1387.55 | 166.83 | 1554.38
2013 | Medium Office | 6A | 4982.19 | 296.92 | 344.71 | 164.57 | 328.39 | 103.07 | 750.07 | 0 | 17.06 | 73.19 | 0.15 | 0.15 | 0 | 0 | 0 | 0 | 0 | 92.96 | 0 | 534.68 | 344.71 | 879.39 | 1733.41 | 437.67 | 2171.08
2013 | Medium Office | 6B | 4982.19 | 188.15 | 221.19 | 111.25 | 328.66 | 102.94 | 750.07 | 0 | 17.06 | 79.38 | 0.15 | 0.15 | 0 | 0 | 0 | 0 | 0 | 92.11 | 0 | 378.78 | 221.19 | 599.97 | 1577.66 | 313.29 | 1890.95
2013 | Medium Office | 7 | 4982.19 | 314 | 184.42 | 127.9 | 328.45 | 103.12 | 750.07 | 0 | 17.06 | 75.93 | 0.15 | 0.15 | 0 | 0 | 0 | 26.49 | 0 | 97.04 | 0 | 544.32 | 184.42 | 728.74 | 1743.15 | 281.46 | 2024.61
2013 | Medium Office | 8 | 4982.19 | 476.04 | 382.08 | 57.58 | 340.12 | 103.85 | 750.07 | 0 | 17.08 | 79.33 | 0.15 | 0.15 | 0 | 0 | 0 | 27.1 | 0 | 102.55 | 0 | 640.05 | 382.08 | 1022.13 | 1851.31 | 484.63 | 2335.94
2016 | Medium Office | 0A | 4982.19 | 0 | 0 | 893.77 | 301.86 | 45.59 | 750.07 | 0 | 11.76 | 115.78 | 0.15 | 0.15 | 0 | 0 | 0 | 17.17 | 0 | 64.69 | 0 | 1026.72 | 0 | 1026.72 | 2136.15 | 64.69 | 2200.84
2016 | Medium Office | 0B | 4982.19 | 0.51 | 0 | 882.22 | 302.6 | 46.56 | 750.07 | 0 | 11.76 | 104.38 | 0.15 | 0.15 | 0 | 0 | 0 | 0 | 0 | 64.88 | 0 | 987.11 | 0 | 987.11 | 2098.25 | 64.88 | 2163.13
2016 | Medium Office | 1A | 4982.19 | 0.02 | 0 | 643.51 | 302.77 | 46.81 | 750.07 | 0 | 11.76 | 101.14 | 0.15 | 0.15 | 0 | 0 | 0 | 16.79 | 0 | 67.7 | 0 | 761.46 | 0 | 761.46 | 1873.03 | 67.7 | 1940.73
2016 | Medium Office | 1B | 4982.19 | 4.82 | 1.91 | 733.94 | 302.95 | 46.64 | 750.07 | 0 | 11.76 | 100.17 | 0.15 | 0.15 | 0 | 0 | 0 | 0 | 0 | 68.03 | 0 | 838.93 | 1.91 | 840.84 | 1950.49 | 69.94 | 2020.43
2016 | Medium Office | 2A | 4982.19 | 12.2 | 0.91 | 538.29 | 302.82 | 46.84 | 750.07 | 0 | 11.76 | 83.52 | 0.15 | 0.15 | 0 | 0 | 0 | 12.13 | 0 | 71.5 | 0 | 646.14 | 0.91 | 647.05 | 1757.77 | 72.42 | 1830.19
2016 | Medium Office | 2B | 4982.19 | 7.48 | 5.41 | 446.83 | 303.3 | 46.85 | 750.07 | 0 | 11.76 | 97.17 | 0.15 | 0.15 | 0 | 0 | 0 | 0 | 0 | 71.74 | 0 | 551.48 | 5.41 | 556.89 | 1663.61 | 77.15 | 1740.76
2016 | Medium Office | 3A | 4982.19 | 85.24 | 30.17 | 330.04 | 304.59 | 47.29 | 750.07 | 0 | 11.77 | 70.74 | 0.15 | 0.15 | 0 | 0 | 0 | 0 | 0 | 78.14 | 0 | 486.02 | 30.17 | 516.19 | 1599.88 | 108.31 | 1708.19
2016 | Medium Office | 3B | 4982.19 | 15.93 | 25.41 | 311.72 | 303.23 | 46.38 | 750.07 | 0 | 11.76 | 88.42 | 0.15 | 0.15 | 0 | 0 | 0 | 0 | 0 | 76.4 | 0 | 416.07 | 25.41 | 441.48 | 1527.66 | 101.81 | 1629.47
2016 | Medium Office | 3C | 4982.19 | 4.35 | 3.04 | 205.75 | 303.67 | 46.2 | 750.07 | 0 | 11.77 | 64.56 | 0.15 | 0.15 | 0 | 0 | 0 | 0 | 0 | 78.82 | 0 | 274.66 | 3.04 | 277.7 | 1386.52 | 81.85 | 1468.37
2016 | Medium Office | 4A | 4982.19 | 103.95 | 122.13 | 225.22 | 304.07 | 46.81 | 750.07 | 0 | 11.77 | 70.67 | 0.15 | 0.15 | 0 | 0 | 0 | 0 | 0 | 83.46 | 0 | 399.84 | 122.13 | 521.97 | 1512.71 | 205.59 | 1718.3
2016 | Medium Office | 4B | 4982.19 | 26.71 | 45.22 | 223.09 | 302.12 | 46.5 | 750.07 | 0 | 11.76 | 91.85 | 0.15 | 0.15 | 0 | 0 | 0 | 0 | 0 | 81.91 | 0 | 341.65 | 45.22 | 386.87 | 1452.25 | 127.13 | 1579.38
2016 | Medium Office | 4C | 4982.19 | 70.79 | 60.37 | 84.04 | 306.2 | 47.55 | 750.07 | 0 | 11.77 | 61.95 | 0.15 | 0.15 | 0 | 0 | 0 | 0 | 0 | 85.08 | 0 | 216.78 | 60.37 | 277.15 | 1332.52 | 145.45 | 1477.97
2016 | Medium Office | 5A | 4982.19 | 179.08 | 220.84 | 147.05 | 303.61 | 47.2 | 750.07 | 0 | 11.77 | 67.89 | 0.15 | 0.15 | 0 | 0 | 0 | 0 | 0 | 88 | 0 | 394.02 | 220.84 | 614.86 | 1506.82 | 308.84 | 1815.66
2016 | Medium Office | 5B | 4982.19 | 81.27 | 116.6 | 168.69 | 303.18 | 46.77 | 750.07 | 0 | 11.77 | 86.54 | 0.15 | 0.15 | 0 | 0 | 0 | 0 | 0 | 86.69 | 0 | 336.5 | 116.6 | 453.1 | 1448.42 | 203.29 | 1651.71
2016 | Medium Office | 5C | 4982.19 | 63.96 | 79.32 | 49.3 | 306.19 | 47.66 | 750.07 | 0 | 11.77 | 64.08 | 0.15 | 0.15 | 0 | 0 | 0 | 0 | 0 | 87.66 | 0 | 177.34 | 79.32 | 256.66 | 1293.19 | 166.98 | 1460.17
2016 | Medium Office | 6A | 4982.19 | 263.01 | 341.98 | 164.45 | 303.71 | 47.21 | 750.07 | 0 | 11.77 | 72.88 | 0.15 | 0.15 | 0 | 0 | 0 | 0 | 0 | 91.51 | 0 | 500.34 | 341.98 | 842.32 | 1613.25 | 433.49 | 2046.74
2016 | Medium Office | 6B | 4982.19 | 161.21 | 218.57 | 111.34 | 303.98 | 47.71 | 750.07 | 0 | 11.77 | 79.85 | 0.15 | 0.15 | 0 | 0 | 0 | 0 | 0 | 90.56 | 0 | 352.4 | 218.57 | 570.97 | 1466.08 | 309.13 | 1775.21
2016 | Medium Office | 7 | 4982.19 | 278.53 | 83.5 | 126.85 | 303.8 | 47.7 | 750.07 | 0 | 11.77 | 75.65 | 0.15 | 0.15 | 0 | 0 | 0 | 23.28 | 0 | 95.61 | 0 | 504.31 | 83.5 | 587.81 | 1617.79 | 179.11 | 1796.9
2016 | Medium Office | 8 | 4982.19 | 383.83 | 188.94 | 57.93 | 315.34 | 51.59 | 750.07 | 0 | 11.78 | 78.93 | 0.15 | 0.15 | 0 | 0 | 0 | 24.34 | 0 | 101.22 | 0 | 545.03 | 188.94 | 733.97 | 1673.96 | 290.16 | 1964.12
2019 | Medium Office | 0A | 4982.19 | 0 | 0 | 945.14 | 245.68 | 45.59 | 750.07 | 0 | 11.7 | 117 | 0.15 | 0.15 | 0 | 0 | 0 | 0 | 0 | 64.7 | 0 | 1062.14 | 0 | 1062.14 | 2115.32 | 64.7 | 2180.02
2019 | Medium Office | 0B | 4982.19 | 0.39 | 0 | 871.23 | 245.98 | 46.56 | 750.07 | 0 | 11.7 | 105.4 | 0.15 | 0.15 | 0 | 0 | 0 | 0 | 0 | 64.88 | 0 | 977.02 | 0 | 977.02 | 2031.48 | 64.88 | 2096.36
2019 | Medium Office | 1A | 4982.19 | 0.01 | 0 | 638.96 | 246.52 | 46.81 | 750.07 | 0 | 11.7 | 98.22 | 0.15 | 0.15 | 0 | 0 | 0 | 0 | 0 | 67.7 | 0 | 737.19 | 0 | 737.19 | 1792.45 | 67.7 | 1860.15
2019 | Medium Office | 1B | 4982.19 | 3.39 | 2.37 | 701.51 | 246.61 | 46.64 | 750.07 | 0 | 11.7 | 97.49 | 0.15 | 0.15 | 0 | 0 | 0 | 0 | 0 | 68.03 | 0 | 802.39 | 2.37 | 804.76 | 1857.54 | 70.4 | 1927.94
2019 | Medium Office | 2A | 4982.19 | 5.98 | 3.51 | 548.27 | 246.11 | 46.84 | 750.07 | 0 | 11.7 | 81.92 | 0.15 | 0.15 | 0 | 0 | 0 | 0 | 0 | 71.49 | 0 | 636.17 | 3.51 | 639.68 | 1691.03 | 75 | 1766.03
2019 | Medium Office | 2B | 4982.19 | 3.58 | 10.41 | 433.15 | 246.37 | 46.85 | 750.07 | 0 | 11.7 | 96.56 | 0.15 | 0.15 | 0 | 0 | 0 | 0 | 0 | 71.74 | 0 | 533.29 | 10.41 | 543.7 | 1588.43 | 82.15 | 1670.58
2019 | Medium Office | 3A | 4982.19 | 64.18 | 45.77 | 318.03 | 247.08 | 47.29 | 750.07 | 0 | 11.7 | 66.59 | 0.15 | 0.15 | 0 | 0 | 0 | 0 | 0 | 78.13 | 0 | 448.8 | 45.77 | 494.57 | 1505.09 | 123.9 | 1628.99
2019 | Medium Office | 3B | 4982.19 | 9.89 | 39.4 | 305.27 | 246.51 | 46.38 | 750.07 | 0 | 11.7 | 86.9 | 0.15 | 0.15 | 0 | 0 | 0 | 0 | 0 | 76.4 | 0 | 402.06 | 39.4 | 441.46 | 1456.87 | 115.81 | 1572.68
2019 | Medium Office | 3C | 4982.19 | 2.93 | 6.82 | 193.53 | 247 | 46.2 | 750.07 | 0 | 11.7 | 61.88 | 0.15 | 0.15 | 0 | 0 | 0 | 0 | 0 | 78.82 | 0 | 258.34 | 6.82 | 265.16 | 1313.47 | 85.64 | 1399.11
2019 | Medium Office | 4A | 4982.19 | 84.37 | 157.41 | 217.87 | 247.29 | 46.81 | 750.07 | 0 | 11.71 | 64.5 | 0.15 | 0.15 | 0 | 0 | 0 | 0 | 0 | 83.45 | 0 | 366.74 | 157.41 | 524.15 | 1422.75 | 240.86 | 1663.61
2019 | Medium Office | 4B | 4982.19 | 15.93 | 71.43 | 218.56 | 245.97 | 46.5 | 750.07 | 0 | 11.7 | 89.95 | 0.15 | 0.15 | 0 | 0 | 0 | 0 | 0 | 81.9 | 0 | 324.44 | 71.43 | 395.87 | 1378.82 | 153.32 | 1532.14
2019 | Medium Office | 4C | 4982.19 | 51.49 | 91.84 | 81.96 | 248.51 | 47.55 | 750.07 | 0 | 11.71 | 56.89 | 0.15 | 0.15 | 0 | 0 | 0 | 0 | 0 | 85.09 | 0 | 190.34 | 91.84 | 282.18 | 1248.32 | 176.93 | 1425.25
2019 | Medium Office | 5A | 4982.19 | 149.58 | 259.99 | 141.63 | 246.87 | 47.2 | 750.07 | 0 | 11.7 | 61.56 | 0.15 | 0.15 | 0 | 0 | 0 | 0 | 0 | 88 | 0 | 352.77 | 259.99 | 612.76 | 1408.75 | 347.99 | 1756.74
2019 | Medium Office | 5B | 4982.19 | 57.44 | 153.15 | 165.06 | 246.76 | 46.77 | 750.07 | 0 | 11.7 | 82.3 | 0.15 | 0.15 | 0 | 0 | 0 | 0 | 0 | 86.68 | 0 | 304.8 | 153.15 | 457.95 | 1360.24 | 239.83 | 1600.07
2019 | Medium Office | 5C | 4982.19 | 43.89 | 119.15 | 47.03 | 248.73 | 47.66 | 750.07 | 0 | 11.71 | 57.93 | 0.15 | 0.15 | 0 | 0 | 0 | 0 | 0 | 87.66 | 0 | 148.85 | 119.15 | 268 | 1207.16 | 206.8 | 1413.96
2019 | Medium Office | 6A | 4982.19 | 224.67 | 380.8 | 155.75 | 247.17 | 47.21 | 750.07 | 0 | 11.71 | 64.57 | 0.15 | 0.15 | 0 | 0 | 0 | 0 | 0 | 91.5 | 0 | 444.99 | 380.8 | 825.79 | 1501.29 | 472.3 | 1973.59
2019 | Medium Office | 6B | 4982.19 | 128.48 | 262.44 | 106.41 | 247.39 | 47.71 | 750.07 | 0 | 11.71 | 71.2 | 0.15 | 0.15 | 0 | 0 | 0 | 0 | 0 | 90.55 | 0 | 306.09 | 262.44 | 568.53 | 1363.12 | 352.99 | 1716.11
2019 | Medium Office | 7 | 4982.19 | 228.22 | 98.27 | 116.58 | 247.5 | 47.7 | 750.07 | 0 | 11.71 | 65.87 | 0.15 | 0.15 | 0 | 0 | 0 | 20.74 | 0 | 95.61 | 0 | 431.41 | 98.27 | 529.68 | 1488.53 | 193.88 | 1682.41
2019 | Medium Office | 8 | 4982.19 | 311.15 | 207.16 | 52.23 | 256.44 | 51.59 | 750.07 | 0 | 11.72 | 68.19 | 0.15 | 0.15 | 0 | 0 | 0 | 21.18 | 0 | 101.21 | 0 | 452.75 | 207.16 | 659.91 | 1522.71 | 308.37 | 1831.08
2004 | Small Office | 0A | 511.16 | 0 | 0 | 135.63 | 70.96 | 24.9 | 52.8 | 0 | 0 | 33.4 | 0 | 0 | 0 | 0 | 0 | 0 | 18.04 | 0 | 0 | 169.03 | 0 | 169.03 | 335.74 | 0 | 335.74
2004 | Small Office | 0B | 511.16 | 0 | 0 | 105.92 | 70.96 | 24.91 | 52.8 | 0 | 0 | 30.17 | 0 | 0 | 0 | 0 | 0 | 0 | 18.04 | 0 | 0 | 136.09 | 0 | 136.09 | 302.8 | 0 | 302.8
2004 | Small Office | 1A | 511.16 | 0 | 0 | 96.7 | 70.96 | 24.91 | 52.8 | 0 | 0 | 30.21 | 0 | 0 | 0 | 0 | 0 | 0 | 18.04 | 0 | 0 | 126.91 | 0 | 126.91 | 293.62 | 0 | 293.62
2004 | Small Office | 1B | 511.16 | 0.05 | 0 | 84.43 | 70.96 | 24.88 | 52.8 | 0 | 0 | 28.12 | 0 | 0 | 0 | 0 | 0 | 0 | 18.04 | 0 | 0 | 112.6 | 0 | 112.6 | 279.27 | 0 | 279.27
2004 | Small Office | 2A | 511.16 | 0.48 | 0.01 | 79.22 | 70.96 | 24.87 | 52.8 | 0 | 0 | 29.3 | 0 | 0 | 0 | 0 | 0 | 0 | 18.04 | 0 | 0 | 109 | 0.01 | 109.01 | 275.67 | 0.01 | 275.68
2004 | Small Office | 2B | 511.16 | 0.45 | 0.01 | 59.21 | 70.96 | 24.89 | 52.8 | 0 | 0 | 29.44 | 0 | 0 | 0 | 0 | 0 | 0 | 18.04 | 0 | 0 | 89.1 | 0.01 | 89.11 | 255.79 | 0.01 | 255.8
2004 | Small Office | 3A | 511.16 | 7.56 | 1.93 | 44.03 | 70.96 | 24.89 | 52.8 | 0 | 0 | 26.73 | 0 | 0 | 0 | 0 | 0 | 0 | 18.04 | 0 | 0 | 78.32 | 1.93 | 80.25 | 245 | 1.93 | 246.93
2004 | Small Office | 3B | 511.16 | 2.88 | 0.22 | 41 | 70.96 | 24.88 | 52.8 | 0 | 0 | 28.19 | 0 | 0 | 0 | 0 | 0 | 0 | 18.04 | 0 | 0 | 72.07 | 0.22 | 72.29 | 238.75 | 0.22 | 238.97
2004 | Small Office | 3C | 511.16 | 0.26 | 0 | 30.4 | 70.96 | 24.88 | 52.8 | 0 | 0 | 21.91 | 0 | 0 | 0 | 0 | 0 | 0 | 18.04 | 0 | 0 | 52.57 | 0 | 52.57 | 219.24 | 0 | 219.24
2004 | Small Office | 4A | 511.16 | 16.82 | 6.23 | 29.05 | 70.96 | 24.85 | 52.8 | 0 | 0 | 23.23 | 0 | 0 | 0 | 0 | 0 | 0 | 18.04 | 0 | 0 | 69.1 | 6.23 | 75.33 | 235.75 | 6.23 | 241.98
2004 | Small Office | 4B | 511.16 | 7.16 | 1.28 | 33.28 | 70.96 | 24.87 | 52.8 | 0 | 0 | 29.15 | 0 | 0 | 0 | 0 | 0 | 0 | 18.04 | 0 | 0 | 69.59 | 1.28 | 70.87 | 236.26 | 1.28 | 237.54
2004 | Small Office | 4C | 511.16 | 10.01 | 1.29 | 12.75 | 70.96 | 24.82 | 52.8 | 0 | 0 | 22.53 | 0 | 0 | 0 | 0 | 0 | 0 | 18.04 | 0 | 0 | 45.29 | 1.29 | 46.58 | 211.91 | 1.29 | 213.2
2004 | Small Office | 5A | 511.16 | 29.61 | 25.63 | 16.59 | 70.96 | 24.86 | 52.8 | 0 | 0 | 22.93 | 0 | 0 | 0 | 0 | 0 | 0 | 18.04 | 0 | 0 | 69.13 | 25.63 | 94.76 | 235.79 | 25.63 | 261.42
2004 | Small Office | 5B | 511.16 | 17.86 | 13.96 | 22.52 | 70.96 | 24.86 | 52.8 | 0 | 0 | 27.52 | 0 | 0 | 0 | 0 | 0 | 0 | 18.04 | 0 | 0 | 67.9 | 13.96 | 81.86 | 234.56 | 13.96 | 248.52
2004 | Small Office | 5C | 511.16 | 12.56 | 2.57 | 8.21 | 70.96 | 24.82 | 52.8 | 0 | 0 | 20.59 | 0 | 0 | 0 | 0 | 0 | 0 | 18.04 | 0 | 0 | 41.36 | 2.57 | 43.93 | 207.98 | 2.57 | 210.55
2004 | Small Office | 6A | 511.16 | 33.52 | 72.95 | 17.03 | 70.96 | 24.84 | 52.8 | 0 | 0 | 26.32 | 0 | 0 | 0 | 0 | 0 | 0 | 18.04 | 0 | 0 | 76.87 | 72.95 | 149.82 | 243.51 | 72.95 | 316.46
2004 | Small Office | 6B | 511.16 | 21.96 | 46.26 | 13.68 | 70.96 | 24.83 | 52.8 | 0 | 0 | 26.28 | 0 | 0 | 0 | 0 | 0 | 0 | 18.04 | 0 | 0 | 61.92 | 46.26 | 108.18 | 228.54 | 46.26 | 274.8
2004 | Small Office | 7 | 511.16 | 29.99 | 117.52 | 13.74 | 70.96 | 24.81 | 52.8 | 0 | 0 | 28 | 0 | 0 | 0 | 0 | 0 | 0 | 18.06 | 0 | 0 | 71.73 | 117.52 | 189.25 | 238.36 | 117.52 | 355.88
2004 | Small Office | 8 | 511.16 | 23.65 | 172.83 | 8.91 | 70.96 | 24.67 | 52.8 | 0 | 0 | 28.21 | 0 | 0 | 0 | 0 | 0 | 0 | 18.11 | 0 | 0 | 60.77 | 172.83 | 233.6 | 227.32 | 172.83 | 400.15
2007 | Small Office | 0A | 511.16 | 0 | 0 | 105.21 | 70.96 | 24.9 | 52.8 | 0 | 0 | 33.43 | 0 | 0 | 0 | 0 | 0 | 0 | 18.04 | 0 | 0 | 138.64 | 0 | 138.64 | 305.35 | 0 | 305.35
2007 | Small Office | 0B | 511.16 | 0 | 0 | 83.33 | 70.96 | 24.91 | 52.8 | 0 | 0 | 30.16 | 0 | 0 | 0 | 0 | 0 | 0 | 18.04 | 0 | 0 | 113.49 | 0 | 113.49 | 280.2 | 0 | 280.2
2007 | Small Office | 1A | 511.16 | 0 | 0 | 76.17 | 70.96 | 24.91 | 52.8 | 0 | 0 | 30.28 | 0 | 0 | 0 | 0 | 0 | 0 | 18.04 | 0 | 0 | 106.45 | 0 | 106.45 | 273.16 | 0 | 273.16
2007 | Small Office | 1B | 511.16 | 0.03 | 0 | 66.73 | 70.96 | 24.88 | 52.8 | 0 | 0 | 28.11 | 0 | 0 | 0 | 0 | 0 | 0 | 18.04 | 0 | 0 | 94.87 | 0 | 94.87 | 261.55 | 0 | 261.55
2007 | Small Office | 2A | 511.16 | 0.37 | 0 | 61.71 | 70.96 | 24.87 | 52.8 | 0 | 0 | 28.8 | 0 | 0 | 0 | 0 | 0 | 0 | 18.04 | 0 | 0 | 90.88 | 0 | 90.88 | 257.55 | 0 | 257.55
2007 | Small Office | 2B | 511.16 | 0.34 | 0 | 46.93 | 70.96 | 24.89 | 52.8 | 0 | 0 | 28.77 | 0 | 0 | 0 | 0 | 0 | 0 | 18.04 | 0 | 0 | 76.04 | 0 | 76.04 | 242.73 | 0 | 242.73
2007 | Small Office | 3A | 511.16 | 5.11 | 1.31 | 34.38 | 70.96 | 24.89 | 52.8 | 0 | 0 | 25.07 | 0 | 0 | 0 | 0 | 0 | 0 | 18.04 | 0 | 0 | 64.56 | 1.31 | 65.87 | 231.24 | 1.31 | 232.55
2007 | Small Office | 3B | 511.16 | 1.82 | 0.1 | 32.56 | 70.96 | 24.88 | 52.8 | 0 | 0 | 26.2 | 0 | 0 | 0 | 0 | 0 | 0 | 18.04 | 0 | 0 | 60.58 | 0.1 | 60.68 | 227.27 | 0.1 | 227.37
2007 | Small Office | 3C | 511.16 | 0.19 | 0 | 24.85 | 70.96 | 24.88 | 52.8 | 0 | 0 | 21.65 | 0 | 0 | 0 | 0 | 0 | 0 | 18.04 | 0 | 0 | 46.69 | 0 | 46.69 | 213.37 | 0 | 213.37
2007 | Small Office | 4A | 511.16 | 12.66 | 5.16 | 23.45 | 70.96 | 24.85 | 52.8 | 0 | 0 | 22.79 | 0 | 0 | 0 | 0 | 0 | 0 | 18.04 | 0 | 0 | 58.9 | 5.16 | 64.06 | 225.55 | 5.16 | 230.71
2007 | Small Office | 4B | 511.16 | 5.32 | 0.79 | 27.49 | 70.96 | 24.87 | 52.8 | 0 | 0 | 28.67 | 0 | 0 | 0 | 0 | 0 | 0 | 18.04 | 0 | 0 | 61.48 | 0.79 | 62.27 | 228.14 | 0.79 | 228.93
2007 | Small Office | 4C | 511.16 | 7.12 | 0.89 | 11.35 | 70.96 | 24.82 | 52.8 | 0 | 0 | 22.38 | 0 | 0 | 0 | 0 | 0 | 0 | 18.04 | 0 | 0 | 40.85 | 0.89 | 41.74 | 207.47 | 0.89 | 208.36
2007 | Small Office | 5A | 511.16 | 20.62 | 17.24 | 14.02 | 70.96 | 24.86 | 52.8 | 0 | 0 | 21.62 | 0 | 0 | 0 | 0 | 0 | 0 | 18.04 | 0 | 0 | 56.26 | 17.24 | 73.5 | 222.91 | 17.24 | 240.15
2007 | Small Office | 5B | 511.16 | 11.48 | 8.13 | 18.88 | 70.96 | 24.86 | 52.8 | 0 | 0 | 25.98 | 0 | 0 | 0 | 0 | 0 | 0 | 18.04 | 0 | 0 | 56.34 | 8.13 | 64.47 | 222.99 | 8.13 | 231.12
2007 | Small Office | 5C | 511.16 | 7.23 | 1.08 | 8.27 | 70.96 | 24.82 | 52.8 | 0 | 0 | 20.15 | 0 | 0 | 0 | 0 | 0 | 0 | 18.04 | 0 | 0 | 35.65 | 1.08 | 36.73 | 202.26 | 1.08 | 203.34
2007 | Small Office | 6A | 511.16 | 22.34 | 53.9 | 15.59 | 70.96 | 24.84 | 52.8 | 0 | 0 | 24.38 | 0 | 0 | 0 | 0 | 0 | 0 | 18.04 | 0 | 0 | 62.31 | 53.9 | 116.21 | 228.95 | 53.9 | 282.85
2007 | Small Office | 6B | 511.16 | 13.82 | 30.14 | 13.21 | 70.96 | 24.83 | 52.8 | 0 | 0 | 25.68 | 0 | 0 | 0 | 0 | 0 | 0 | 18.04 | 0 | 0 | 52.71 | 30.14 | 82.85 | 219.34 | 30.14 | 249.48
2007 | Small Office | 7 | 511.16 | 19.39 | 79.82 | 12.95 | 70.96 | 24.81 | 52.8 | 0 | 0 | 25.06 | 0 | 0 | 0 | 0 | 0 | 0 | 18.06 | 0 | 0 | 57.4 | 79.82 | 137.22 | 224.03 | 79.82 | 303.85
2007 | Small Office | 8 | 511.16 | 17.55 | 129.31 | 8.29 | 70.96 | 24.67 | 52.8 | 0 | 0 | 26.09 | 0 | 0 | 0 | 0 | 0 | 0 | 18.11 | 0 | 0 | 51.93 | 129.31 | 181.24 | 218.47 | 129.31 | 347.78
2010 | Small Office | 0A | 511.16 | 0 | 0 | 97.51 | 51.67 | 11.92 | 49.19 | 0 | 0 | 30.34 | 0 | 0 | 0 | 0 | 0 | 0 | 18.01 | 0 | 0 | 127.85 | 0 | 127.85 | 258.64 | 0 | 258.64
2010 | Small Office | 0B | 511.16 | 0 | 0 | 77.08 | 51.79 | 11.92 | 49.19 | 0 | 0 | 27.59 | 0 | 0 | 0 | 0 | 0 | 0 | 18.01 | 0 | 0 | 104.67 | 0 | 104.67 | 235.58 | 0 | 235.58
2010 | Small Office | 1A | 511.16 | 0 | 0 | 69.65 | 52.15 | 11.92 | 49.19 | 0 | 0 | 27.49 | 0 | 0 | 0 | 0 | 0 | 0 | 18.01 | 0 | 0 | 97.14 | 0 | 97.14 | 228.41 | 0 | 228.41
2010 | Small Office | 1B | 511.16 | 0.06 | 0 | 61.37 | 52.07 | 11.9 | 49.19 | 0 | 0 | 25.74 | 0 | 0 | 0 | 0 | 0 | 0 | 18.01 | 0 | 0 | 87.17 | 0 | 87.17 | 218.34 | 0 | 218.34
2010 | Small Office | 2A | 511.16 | 0.4 | 0 | 55.9 | 52.14 | 11.9 | 49.19 | 0 | 0 | 26.19 | 0 | 0 | 0 | 0 | 0 | 0 | 18.01 | 0 | 0 | 82.49 | 0 | 82.49 | 213.72 | 0 | 213.72
2010 | Small Office | 2B | 511.16 | 0.4 | 0 | 42.46 | 52.38 | 11.91 | 49.19 | 0 | 0 | 26.36 | 0 | 0 | 0 | 0 | 0 | 0 | 18.01 | 0 | 0 | 69.22 | 0 | 69.22 | 200.71 | 0 | 200.71
2010 | Small Office | 3A | 511.16 | 5.4 | 1.36 | 30.3 | 52.29 | 11.9 | 49.19 | 0 | 0 | 22.64 | 0 | 0 | 0 | 0 | 0 | 0 | 18.01 | 0 | 0 | 58.34 | 1.36 | 59.7 | 189.73 | 1.36 | 191.09
2010 | Small Office | 3B | 511.16 | 2.05 | 0.14 | 28.88 | 52.34 | 11.9 | 49.19 | 0 | 0 | 23.91 | 0 | 0 | 0 | 0 | 0 | 0 | 18.01 | 0 | 0 | 54.84 | 0.14 | 54.98 | 186.29 | 0.14 | 186.43
2010 | Small Office | 3C | 511.16 | 0.24 | 0 | 20.62 | 52.35 | 11.92 | 49.19 | 0 | 0 | 19.48 | 0 | 0 | 0 | 0 | 0 | 0 | 18.01 | 0 | 0 | 40.34 | 0 | 40.34 | 171.82 | 0 | 171.82
2010 | Small Office | 4A | 511.16 | 11.86 | 3.38 | 20.18 | 51.84 | 11.93 | 49.19 | 0 | 0 | 20.29 | 0 | 0 | 0 | 0 | 0 | 0 | 18.01 | 0 | 0 | 52.33 | 3.38 | 55.71 | 183.29 | 3.38 | 186.67
2010 | Small Office | 4B | 511.16 | 5.02 | 0.48 | 24.21 | 51.82 | 11.9 | 49.19 | 0 | 0 | 25.88 | 0 | 0 | 0 | 0 | 0 | 0 | 18.01 | 0 | 0 | 55.11 | 0.48 | 55.59 | 186.04 | 0.48 | 186.52
2010 | Small Office | 4C | 511.16 | 7.13 | 0.66 | 9.59 | 52.12 | 11.93 | 49.19 | 0 | 0 | 20.34 | 0 | 0 | 0 | 0 | 0 | 0 | 18.01 | 0 | 0 | 37.06 | 0.66 | 37.72 | 168.3 | 0.66 | 168.96
2010 | Small Office | 5A | 511.16 | 19.29 | 14.3 | 11.78 | 51.89 | 11.91 | 49.19 | 0 | 0 | 19.01 | 0 | 0 | 0 | 0 | 0 | 0 | 18.01 | 0 | 0 | 50.08 | 14.3 | 64.38 | 181.09 | 14.3 | 195.39
2010 | Small Office | 5B | 511.16 | 11.51 | 7.01 | 16.28 | 51.85 | 11.92 | 49.19 | 0 | 0 | 23.27 | 0 | 0 | 0 | 0 | 0 | 0 | 18.01 | 0 | 0 | 51.06 | 7.01 | 58.07 | 182.03 | 7.01 | 189.04
2010 | Small Office | 5C | 511.16 | 8.34 | 1.11 | 6.58 | 52.02 | 11.92 | 49.19 | 0 | 0 | 18.27 | 0 | 0 | 0 | 0 | 0 | 0 | 18.01 | 0 | 0 | 33.19 | 1.11 | 34.3 | 164.32 | 1.11 | 165.43
2010 | Small Office | 6A | 511.16 | 20.86 | 40.65 | 13.32 | 51.9 | 11.92 | 49.19 | 0 | 0 | 21.33 | 0 | 0 | 0 | 0 | 0 | 0 | 18.01 | 0 | 0 | 55.51 | 40.65 | 96.16 | 186.53 | 40.65 | 227.18
2010 | Small Office | 6B | 511.16 | 13.75 | 23.38 | 11.43 | 51.94 | 11.9 | 49.19 | 0 | 0 | 23.01 | 0 | 0 | 0 | 0 | 0 | 0 | 18.01 | 0 | 0 | 48.19 | 23.38 | 71.57 | 179.23 | 23.38 | 202.61
2010 | Small Office | 7 | 511.16 | 18.69 | 63.26 | 10.99 | 51.81 | 11.92 | 49.19 | 0 | 0 | 22.07 | 0 | 0 | 0 | 0 | 0 | 0 | 18.01 | 0 | 0 | 51.75 | 63.26 | 115.01 | 182.69 | 63.26 | 245.95
2010 | Small Office | 8 | 511.16 | 17.22 | 110.44 | 7 | 52.4 | 12 | 49.19 | 0 | 0 | 23.46 | 0 | 0 | 0 | 0 | 0 | 0 | 18.01 | 0 | 0 | 47.68 | 110.44 | 158.12 | 179.28 | 110.44 | 289.72
2013 | Small Office | 0A | 511.16 | 0 | 0 | 70.36 | 43.77 | 11.92 | 48.29 | 0 | 0 | 19.91 | 0 | 0 | 0 | 0 | 0 | 0 | 18.01 | 0 | 0 | 90.27 | 0 | 90.27 | 212.26 | 0 | 212.26
2013 | Small Office | 0B | 511.16 | 0 | 0 | 66.75 | 43.93 | 11.92 | 48.29 | 0 | 0 | 23.49 | 0 | 0 | 0 | 0 | 0 | 0 | 18.01 | 0 | 0 | 90.24 | 0 | 90.24 | 212.39 | 0 | 212.39
2013 | Small Office | 1A | 511.16 | 0 | 0 | 51.09 | 44.49 | 11.92 | 48.29 | 0 | 0 | 19.03 | 0 | 0 | 0 | 0 | 0 | 0 | 18.01 | 0 | 0 | 70.12 | 0 | 70.12 | 192.83 | 0 | 192.83
2013 | Small Office | 1B | 511.16 | 0.02 | 0 | 53.29 | 44.37 | 11.9 | 48.29 | 0 | 0 | 21.91 | 0 | 0 | 0 | 0 | 0 | 0 | 18.01 | 0 | 0 | 75.22 | 0 | 75.22 | 197.78 | 0 | 197.78
2013 | Small Office | 2A | 511.16 | 0.22 | 0 | 42.16 | 44.47 | 11.9 | 48.29 | 0 | 0 | 19.66 | 0 | 0 | 0 | 0 | 0 | 0 | 18.01 | 0 | 0 | 62.04 | 0 | 62.04 | 184.7 | 0 | 184.7
2013 | Small Office | 2B | 511.16 | 0.27 | 0 | 37.15 | 44.84 | 11.91 | 48.29 | 0 | 0 | 23.12 | 0 | 0 | 0 | 0 | 0 | 0 | 18.01 | 0 | 0 | 60.54 | 0 | 60.54 | 183.6 | 0 | 183.6
2013 | Small Office | 3A | 511.16 | 4.77 | 1.25 | 23.23 | 44.64 | 11.9 | 48.29 | 0 | 0 | 18.74 | 0 | 0 | 0 | 0 | 0 | 0 | 18.01 | 0 | 0 | 46.74 | 1.25 | 47.99 | 169.59 | 1.25 | 170.84
2013 | Small Office | 3B | 511.16 | 1.78 | 0.12 | 25.82 | 44.71 | 11.9 | 48.29 | 0 | 0 | 22 | 0 | 0 | 0 | 0 | 0 | 0 | 18.01 | 0 | 0 | 49.6 | 0.12 | 49.72 | 172.51 | 0.12 | 172.63
2013 | Small Office | 3C | 511.16 | 0.19 | 0 | 17.14 | 44.64 | 11.92 | 48.29 | 0 | 0 | 17.28 | 0 | 0 | 0 | 0 | 0 | 0 | 18.01 | 0 | 0 | 34.61 | 0 | 34.61 | 157.47 | 0 | 157.47
2013 | Small Office | 4A | 511.16 | 8.96 | 2.39 | 17.49 | 43.84 | 11.93 | 48.29 | 0 | 0 | 17.6 | 0 | 0 | 0 | 0 | 0 | 0 | 18.01 | 0 | 0 | 44.05 | 2.39 | 46.44 | 166.12 | 2.39 | 168.51
2013 | Small Office | 4B | 511.16 | 3.37 | 0.19 | 20.64 | 43.79 | 11.9 | 48.29 | 0 | 0 | 22.06 | 0 | 0 | 0 | 0 | 0 | 0 | 18.01 | 0 | 0 | 46.07 | 0.19 | 46.26 | 168.06 | 0.19 | 168.25
2013 | Small Office | 4C | 511.16 | 4.81 | 0.36 | 9.25 | 44.29 | 11.93 | 48.29 | 0 | 0 | 18.6 | 0 | 0 | 0 | 0 | 0 | 0 | 18.01 | 0 | 0 | 32.66 | 0.36 | 33.02 | 155.18 | 0.36 | 155.54
2013 | Small Office | 5A | 511.16 | 16.11 | 11.48 | 10.78 | 43.93 | 11.91 | 48.29 | 0 | 0 | 17.31 | 0 | 0 | 0 | 0 | 0 | 0 | 18.01 | 0 | 0 | 44.2 | 11.48 | 55.68 | 166.33 | 11.48 | 177.81
2013 | Small Office | 5B | 511.16 | 8.6 | 5.04 | 14.45 | 43.82 | 11.92 | 48.29 | 0 | 0 | 20.95 | 0 | 0 | 0 | 0 | 0 | 0 | 18.01 | 0 | 0 | 44 | 5.04 | 49.04 | 166.05 | 5.04 | 171.09
2013 | Small Office | 5C | 511.16 | 6.12 | 0.62 | 6.74 | 44.12 | 11.92 | 48.29 | 0 | 0 | 17.3 | 0 | 0 | 0 | 0 | 0 | 0 | 18.01 | 0 | 0 | 30.16 | 0.62 | 30.78 | 152.51 | 0.62 | 153.13
2013 | Small Office | 6A | 511.16 | 19.2 | 37.7 | 10.97 | 43.93 | 11.92 | 48.29 | 0 | 0 | 19.06 | 0 | 0 | 0 | 0 | 0 | 0 | 18.01 | 0 | 0 | 49.23 | 37.7 | 86.93 | 171.38 | 37.7 | 209.08
2013 | Small Office | 6B | 511.16 | 12.47 | 21.44 | 9.2 | 43.99 | 11.9 | 48.29 | 0 | 0 | 20.61 | 0 | 0 | 0 | 0 | 0 | 0 | 18.01 | 0 | 0 | 42.28 | 21.44 | 63.72 | 164.48 | 21.44 | 185.92
2013 | Small Office | 7 | 511.16 | 16.76 | 57.09 | 9.01 | 43.82 | 11.92 | 48.29 | 0 | 0 | 19.39 | 0 | 0 | 0 | 0 | 0 | 0 | 18.01 | 0 | 0 | 45.16 | 57.09 | 102.25 | 167.2 | 57.09 | 224.29
2013 | Small Office | 8 | 511.16 | 15.47 | 100.29 | 6.33 | 44.7 | 12 | 48.29 | 0 | 0 | 21.43 | 0 | 0 | 0 | 0 | 0 | 0 | 18.01 | 0 | 0 | 43.23 | 100.29 | 143.52 | 166.24 | 100.29 | 266.53
2016 | Small Office | 0A | 511.16 | 0 | 0 | 67.15 | 31.97 | 5.56 | 48.29 | 0 | 0 | 19.08 | 0 | 0 | 0 | 0 | 0 | 0 | 18.01 | 0 | 0 | 86.23 | 0 | 86.23 | 190.06 | 0 | 190.06
2016 | Small Office | 0B | 511.16 | 0 | 0 | 63.15 | 32.07 | 5.66 | 48.29 | 0 | 0 | 22.44 | 0 | 0 | 0 | 0 | 0 | 0 | 18.01 | 0 | 0 | 85.59 | 0 | 85.59 | 189.62 | 0 | 189.62
2016 | Small Office | 1A | 511.16 | 0 | 0 | 49.13 | 32.22 | 5.69 | 48.29 | 0 | 0 | 18.8 | 0 | 0 | 0 | 0 | 0 | 0 | 18.01 | 0 | 0 | 67.93 | 0 | 67.93 | 172.13 | 0 | 172.13
2016 | Small Office | 1B | 511.16 | 0.04 | 0 | 51.01 | 32.11 | 5.67 | 48.29 | 0 | 0 | 21.54 | 0 | 0 | 0 | 0 | 0 | 0 | 18.01 | 0 | 0 | 72.59 | 0 | 72.59 | 176.66 | 0 | 176.66
2016 | Small Office | 2A | 511.16 | 0.25 | 0 | 40.25 | 32.2 | 5.69 | 48.29 | 0 | 0 | 19.37 | 0 | 0 | 0 | 0 | 0 | 0 | 18.01 | 0 | 0 | 59.87 | 0 | 59.87 | 164.05 | 0 | 164.05
2016 | Small Office | 2B | 511.16 | 0.33 | 0 | 35.23 | 32.52 | 5.69 | 48.29 | 0 | 0 | 22.7 | 0 | 0 | 0 | 0 | 0 | 0 | 18.01 | 0 | 0 | 58.26 | 0 | 58.26 | 162.77 | 0 | 162.77
2016 | Small Office | 3A | 511.16 | 5.14 | 1.39 | 21.92 | 32.34 | 5.73 | 48.29 | 0 | 0 | 18.45 | 0 | 0 | 0 | 0 | 0 | 0 | 18.01 | 0 | 0 | 45.51 | 1.39 | 46.9 | 149.88 | 1.39 | 151.27
2016 | Small Office | 3B | 511.16 | 1.95 | 0.15 | 24.4 | 32.4 | 5.64 | 48.29 | 0 | 0 | 21.59 | 0 | 0 | 0 | 0 | 0 | 0 | 18.01 | 0 | 0 | 47.94 | 0.15 | 48.09 | 152.28 | 0.15 | 152.43
2016 | Small Office | 3C | 511.16 | 0.26 | 0 | 15.74 | 32.36 | 5.63 | 48.29 | 0 | 0 | 17.03 | 0 | 0 | 0 | 0 | 0 | 0 | 18.01 | 0 | 0 | 33.03 | 0 | 33.03 | 137.31 | 0 | 137.31
2016 | Small Office | 4A | 511.16 | 9.97 | 2.87 | 15.84 | 31.87 | 5.69 | 48.29 | 0 | 0 | 16.94 | 0 | 0 | 0 | 0 | 0 | 0 | 18.01 | 0 | 0 | 42.75 | 2.87 | 45.62 | 146.61 | 2.87 | 149.48
2016 | Small Office | 4B | 511.16 | 3.96 | 0.33 | 18.35 | 31.84 | 5.65 | 48.29 | 0 | 0 | 21.19 | 0 | 0 | 0 | 0 | 0 | 0 | 18.01 | 0 | 0 | 43.5 | 0.33 | 43.83 | 147.3 | 0.33 | 147.63
2016 | Small Office | 4C | 511.16 | 5.7 | 0.53 | 7.75 | 32.27 | 5.77 | 48.29 | 0 | 0 | 17.69 | 0 | 0 | 0 | 0 | 0 | 0 | 18.01 | 0 | 0 | 31.14 | 0.53 | 31.67 | 135.48 | 0.53 | 136.01
2016 | Small Office | 5A | 511.16 | 16.94 | 12.33 | 9.69 | 31.87 | 5.73 | 48.29 | 0 | 0 | 16.91 | 0 | 0 | 0 | 0 | 0 | 0 | 18.01 | 0 | 0 | 43.54 | 12.33 | 55.87 | 147.43 | 12.33 | 159.76
2016 | Small Office | 5B | 511.16 | 9.43 | 5.56 | 13.06 | 31.74 | 5.68 | 48.29 | 0 | 0 | 20.41 | 0 | 0 | 0 | 0 | 0 | 0 | 18.01 | 0 | 0 | 42.9 | 5.56 | 48.46 | 146.63 | 5.56 | 152.19
2016 | Small Office | 5C | 511.16 | 7 | 0.86 | 5.71 | 32.02 | 5.78 | 48.29 | 0 | 0 | 16.78 | 0 | 0 | 0 | 0 | 0 | 0 | 18.01 | 0 | 0 | 29.49 | 0.86 | 30.35 | 133.59 | 0.86 | 134.45
2016 | Small Office | 6A | 511.16 | 19.48 | 37.46 | 10.24 | 31.76 | 5.73 | 48.29 | 0 | 0 | 18.81 | 0 | 0 | 0 | 0 | 0 | 0 | 18.01 | 0 | 0 | 48.53 | 37.46 | 85.99 | 152.31 | 37.46 | 189.77
2016 | Small Office | 6B | 511.16 | 12.83 | 21.32 | 8.57 | 31.81 | 5.78 | 48.29 | 0 | 0 | 20.33 | 0 | 0 | 0 | 0 | 0 | 0 | 18.01 | 0 | 0 | 41.73 | 21.32 | 63.05 | 145.62 | 21.32 | 166.94
2016 | Small Office | 7 | 511.16 | 17.11 | 56.9 | 8.35 | 31.65 | 5.78 | 48.29 | 0 | 0 | 19.16 | 0 | 0 | 0 | 0 | 0 | 0 | 18.01 | 0 | 0 | 44.62 | 56.9 | 101.52 | 148.34 | 56.9 | 205.24
2016 | Small Office | 8 | 511.16 | 15.17 | 95.83 | 5.94 | 32.42 | 6.19 | 48.29 | 0 | 0 | 20.9 | 0 | 0 | 0 | 0 | 0 | 0 | 18.01 | 0 | 0 | 42.01 | 95.83 | 137.84 | 146.93 | 95.83 | 242.76
2019 | Small Office | 0A | 511.16 | 0 | 0 | 65.37 | 25.55 | 5.56 | 48.29 | 0 | 0 | 18.05 | 0 | 0 | 0 | 0 | 0 | 0 | 18.01 | 0 | 0 | 83.42 | 0 | 83.42 | 180.83 | 0 | 180.83
2019 | Small Office | 0B | 511.16 | 0 | 0 | 61.29 | 25.67 | 5.66 | 48.29 | 0 | 0 | 21.31 | 0 | 0 | 0 | 0 | 0 | 0 | 18.01 | 0 | 0 | 82.6 | 0 | 82.6 | 180.23 | 0 | 180.23
2019 | Small Office | 1A | 511.16 | 0 | 0 | 46.81 | 26.01 | 5.69 | 48.29 | 0 | 0 | 17.23 | 0 | 0 | 0 | 0 | 0 | 0 | 18.01 | 0 | 0 | 64.04 | 0 | 64.04 | 162.04 | 0 | 162.04
2019 | Small Office | 1B | 511.16 | 0.04 | 0 | 48.46 | 25.94 | 5.67 | 48.29 | 0 | 0 | 19.8 | 0 | 0 | 0 | 0 | 0 | 0 | 18.01 | 0 | 0 | 68.3 | 0 | 68.3 | 166.21 | 0 | 166.21
2019 | Small Office | 2A | 511.16 | 0.24 | 0 | 38.75 | 25.86 | 5.69 | 48.29 | 0 | 0 | 17.82 | 0 | 0 | 0 | 0 | 0 | 0 | 18.01 | 0 | 0 | 56.81 | 0 | 56.81 | 154.66 | 0 | 154.66
2019 | Small Office | 2B | 511.16 | 0.31 | 0 | 33.71 | 26.11 | 5.69 | 48.29 | 0 | 0 | 20.94 | 0 | 0 | 0 | 0 | 0 | 0 | 18.01 | 0 | 0 | 54.96 | 0 | 54.96 | 153.06 | 0 | 153.06
2019 | Small Office | 3A | 511.16 | 5.24 | 1.48 | 20.84 | 25.98 | 5.73 | 48.29 | 0 | 0 | 16.98 | 0 | 0 | 0 | 0 | 0 | 0 | 18.01 | 0 | 0 | 43.06 | 1.48 | 44.54 | 141.06 | 1.48 | 142.54
2019 | Small Office | 3B | 511.16 | 2.02 | 0.17 | 23.15 | 26.03 | 5.64 | 48.29 | 0 | 0 | 19.95 | 0 | 0 | 0 | 0 | 0 | 0 | 18.01 | 0 | 0 | 45.12 | 0.17 | 45.29 | 143.09 | 0.17 | 143.26
2019 | Small Office | 3C | 511.16 | 0.28 | 0 | 14.56 | 25.99 | 5.63 | 48.29 | 0 | 0 | 15.53 | 0 | 0 | 0 | 0 | 0 | 0 | 18.01 | 0 | 0 | 30.37 | 0 | 30.37 | 128.28 | 0 | 128.28
2019 | Small Office | 4A | 511.16 | 10.23 | 3.08 | 15.04 | 25.69 | 5.69 | 48.29 | 0 | 0 | 15.57 | 0 | 0 | 0 | 0 | 0 | 0 | 18.01 | 0 | 0 | 40.84 | 3.08 | 43.92 | 138.51 | 3.08 | 141.59
2019 | Small Office | 4B | 511.16 | 4.11 | 0.39 | 17.3 | 25.65 | 5.65 | 48.29 | 0 | 0 | 19.5 | 0 | 0 | 0 | 0 | 0 | 0 | 18.01 | 0 | 0 | 40.91 | 0.39 | 41.3 | 138.52 | 0.39 | 138.91
2019 | Small Office | 4C | 511.16 | 6.05 | 0.62 | 7.1 | 25.97 | 5.77 | 48.29 | 0 | 0 | 16.17 | 0 | 0 | 0 | 0 | 0 | 0 | 18.01 | 0 | 0 | 29.32 | 0.62 | 29.94 | 127.35 | 0.62 | 127.97
2019 | Small Office | 5A | 511.16 | 17.02 | 13.03 | 9.07 | 25.66 | 5.73 | 48.29 | 0 | 0 | 15.49 | 0 | 0 | 0 | 0 | 0 | 0 | 18.01 | 0 | 0 | 41.58 | 13.03 | 54.61 | 139.26 | 13.03 | 152.29
2019 | Small Office | 5B | 511.16 | 9.62 | 5.9 | 12.22 | 25.62 | 5.68 | 48.29 | 0 | 0 | 18.68 | 0 | 0 | 0 | 0 | 0 | 0 | 18.01 | 0 | 0 | 40.52 | 5.9 | 46.42 | 138.11 | 5.9 | 144.01
2019 | Small Office | 5C | 511.16 | 7.37 | 1.05 | 5.17 | 25.8 | 5.78 | 48.29 | 0 | 0 | 15.29 | 0 | 0 | 0 | 0 | 0 | 0 | 18.01 | 0 | 0 | 27.83 | 1.05 | 28.88 | 125.72 | 1.05 | 126.77
2019 | Small Office | 6A | 511.16 | 19.69 | 38.56 | 9.35 | 25.68 | 5.73 | 48.29 | 0 | 0 | 17.07 | 0 | 0 | 0 | 0 | 0 | 0 | 18.01 | 0 | 0 | 46.11 | 38.56 | 84.67 | 143.82 | 38.56 | 182.38
2019 | Small Office | 6B | 511.16 | 13.26 | 22.3 | 7.68 | 25.72 | 5.78 | 48.29 | 0 | 0 | 18.35 | 0 | 0 | 0 | 0 | 0 | 0 | 18.01 | 0 | 0 | 39.29 | 22.3 | 61.59 | 137.08 | 22.3 | 159.38
2019 | Small Office | 7 | 511.16 | 17.16 | 58.47 | 7.21 | 25.7 | 5.78 | 48.29 | 0 | 0 | 16.78 | 0 | 0 | 0 | 0 | 0 | 0 | 18.01 | 0 | 0 | 41.15 | 58.47 | 99.62 | 138.93 | 58.47 | 197.4
2019 | Small Office | 8 | 511.16 | 15.08 | 97.03 | 4.93 | 26.35 | 6.19 | 48.29 | 0 | 0 | 18.49 | 0 | 0 | 0 | 0 | 0 | 0 | 18.01 | 0 | 0 | 38.5 | 97.03 | 135.53 | 137.33 | 97.03 | 234.36
2004 | Outpatient Healthcare | 0A | 3804.01 | 233.17 | 518.48 | 2796.57 | 611.28 | 227.27 | 1853.61 | 188.37 | 0 | 651.27 | 4.49 | 0.22745 | 4.2626 | 0 | 0 | 0 | 0 | 240.92 | 0 | 3685.2726 | 518.48 | 4203.7526 | 6377.67 | 947.78 | 7325.45
2004 | Outpatient Healthcare | 0B | 3804.01 | 413.84 | 493.14 | 2470.7 | 611.28 | 227.31 | 1853.61 | 188.37 | 0 | 629.64 | 3.72 | 0.22745 | 3.4926 | 0 | 0.52 | 0 | 0 | 240.92 | 0 | 3518.1926 | 493.14 | 4011.3326 | 6210.63 | 922.44 | 7133.07
2004 | Outpatient Healthcare | 1A | 3804.01 | 292.81 | 477.53 | 2068.53 | 611.28 | 227.34 | 1853.61 | 188.37 | 0 | 601.13 | 4.36 | 0.22745 | 4.1326 | 0 | 0 | 0 | 0 | 240.92 | 0 | 2966.6026 | 477.53 | 3444.1326 | 5659.06 | 906.83 | 6565.89
2004 | Outpatient Healthcare | 1B | 3804.01 | 446.23 | 397.26 | 2125.51 | 611.28 | 227.05 | 1853.61 | 188.37 | 0 | 603.24 | 2.58 | 0.22745 | 2.3526 | 0 | 0.42 | 0 | 0 | 240.92 | 0 | 3177.7526 | 397.26 | 3575.0126 | 5869.92 | 826.56 | 6696.48
2004 | Outpatient Healthcare | 2A | 3804.01 | 494.65 | 431 | 1944.46 | 611.28 | 226.98 | 1853.61 | 188.37 | 0 | 590.44 | 2.75 | 0.22745 | 2.5226 | 0 | 12.24 | 0 | 0 | 240.92 | 0 | 3044.3126 | 431 | 3475.3126 | 5736.4 | 860.29 | 6596.69
2004 | Outpatient Healthcare | 2B | 3804.01 | 643.36 | 288.68 | 1405.38 | 611.28 | 227.14 | 1853.61 | 188.37 | 0 | 619.36 | 2.13 | 0.22745 | 1.9026 | 0 | 201.01 | 0 | 0 | 240.92 | 0 | 2871.0126 | 288.68 | 3159.6926 | 5563.28 | 717.98 | 6281.26
2004 | Outpatient Healthcare | 3A | 3804.01 | 677.55 | 552.53 | 1340.17 | 611.28 | 227.1 | 1853.61 | 188.37 | 0 | 561.29 | 4.14 | 0.22745 | 3.9126 | 0 | 109.55 | 0 | 0 | 243.89 | 0 | 2692.4726 | 552.53 | 3245.0026 | 5384.68 | 984.79 | 6369.47
2004 | Outpatient Healthcare | 3B | 3804.01 | 652.05 | 348.36 | 1077.33 | 611.28 | 227.09 | 1853.61 | 188.37 | 0 | 594.86 | 2.84 | 0.22745 | 2.6126 | 0 | 243.54 | 0 | 0 | 242.65 | 0 | 2570.3926 | 348.36 | 2918.7526 | 5262.6 | 779.39 | 6041.99
2004 | Outpatient Healthcare | 3C | 3804.01 | 610.38 | 379.9 | 1082.21 | 611.28 | 227.05 | 1853.61 | 188.37 | 0 | 578.78 | 2.48 | 0.22745 | 2.2526 | 0 | 32.77 | 0 | 0 | 241.58 | 0 | 2306.3926 | 379.9 | 2686.2926 | 4998.56 | 809.86 | 5808.42
2004 | Outpatient Healthcare | 4A | 3804.01 | 884.13 | 764.88 | 1088.43 | 611.28 | 226.75 | 1853.61 | 188.37 | 0 | 552.85 | 5.51 | 0.22745 | 5.2826 | 0 | 170.59 | 0 | 0 | 248.38 | 0 | 2701.2826 | 764.88 | 3466.1626 | 5393.15 | 1201.63 | 6594.78
2004 | Outpatient Healthcare | 4B | 3804.01 | 755.07 | 472.77 | 818.78 | 611.28 | 226.92 | 1853.61 | 188.37 | 0 | 621.31 | 3.68 | 0.22745 | 3.4526 | 0 | 340.1 | 0 | 0 | 246.77 | 0 | 2538.7126 | 472.77 | 3011.4826 | 5230.76 | 907.91 | 6138.67
2004 | Outpatient Healthcare | 4C | 3804.01 | 856.08 | 635.72 | 603.85 | 611.28 | 226.49 | 1853.61 | 188.37 | 0 | 558.27 | 4.65 | 0.22745 | 4.4226 | 0 | 45.28 | 0 | 0 | 249.28 | 0 | 2067.9026 | 635.72 | 2703.6226 | 4759.5 | 1073.37 | 5832.87
2004 | Outpatient Healthcare | 5A | 3804.01 | 956.44 | 1001.3 | 641.26 | 611.28 | 226.82 | 1853.61 | 188.37 | 0 | 548.37 | 6.15 | 0.22745 | 5.9226 | 0 | 216.06 | 0 | 0 | 253.89 | 0 | 2368.0526 | 1001.3 | 3369.3526 | 5059.99 | 1443.57 | 6503.56
2004 | Outpatient Healthcare | 5B | 3804.01 | 842.99 | 607.36 | 630.31 | 611.28 | 226.83 | 1853.61 | 188.37 | 0 | 607.78 | 4.38 | 0.22745 | 4.1526 | 0 | 327.76 | 0 | 0 | 251.85 | 0 | 2412.9926 | 607.36 | 3020.3526 | 5104.94 | 1047.58 | 6152.52
2004 | Outpatient Healthcare | 5C | 3804.01 | 802.74 | 504.34 | 426.58 | 611.28 | 226.47 | 1853.61 | 188.37 | 0 | 555.49 | 3.86 | 0.22745 | 3.6326 | 0 | 15.8 | 0 | 0 | 253.17 | 0 | 1804.2426 | 504.34 | 2308.5826 | 4495.84 | 945.88 | 5441.72
2004 | Outpatient Healthcare | 6A | 3804.01 | 1112.85 | 1521.5 | 662.1 | 611.28 | 226.72 | 1853.61 | 188.37 | 0 | 579.56 | 8.11 | 0.22745 | 7.8826 | 0 | 347.34 | 0 | 0 | 259.22 | 0 | 2709.7326 | 1521.5 | 4231.2326 | 5401.55 | 1969.09 | 7370.64
2004 | Outpatient Healthcare | 6B | 3804.01 | 1048.24 | 1212.84 | 524.98 | 611.28 | 226.55 | 1853.61 | 188.37 | 0 | 608.93 | 7.05 | 0.22745 | 6.8226 | 0 | 427.98 | 0 | 0 | 257.86 | 0 | 2616.9526 | 1212.84 | 3829.7926 | 5308.62 | 1659.08 | 6967.7
2004 | Outpatient Healthcare | 7 | 3804.01 | 1202.37 | 1845.62 | 553.1 | 611.28 | 226.41 | 1853.61 | 188.37 | 0 | 592.8 | 9.1 | 0.22745 | 8.8726 | 0 | 452.17 | 0 | 0 | 265.98 | 0 | 2809.3126 | 1845.62 | 4654.9326 | 5500.84 | 2299.97 | 7800.81
2004 | Outpatient Healthcare | 8 | 3804.01 | 1347.43 | 2490.03 | 340.88 | 611.28 | 225.17 | 1853.61 | 188.37 | 0 | 601.91 | 11.18 | 0.22745 | 10.9526 | 0 | 592.04 | 0 | 0 | 274.87 | 0 | 2893.2126 | 2490.03 | 5383.2426 | 5583.5 | 2953.28 | 8536.78
2007 | Outpatient Healthcare | 0A | 3804.01 | 216.71 | 532.51 | 2593.8 | 611.28 | 227.27 | 1853.61 | 188.37 | 0 | 584.18 | 4.62 | 0.22745 | 4.3926 | 0 | 0 | 0 | 0 | 240.92 | 0 | 3399.0826 | 532.51 | 3931.5926 | 6091.48 | 961.81 | 7053.29
2007 | Outpatient Healthcare | 0B | 3804.01 | 376.98 | 497.8 | 2316.63 | 611.28 | 227.31 | 1853.61 | 188.37 | 0 | 569.74 | 3.82 | 0.22745 | 3.5926 | 0 | 0.39 | 0 | 0 | 240.92 | 0 | 3267.3326 | 497.8 | 3765.1326 | 5959.76 | 927.1 | 6886.86
2007 | Outpatient Healthcare | 1A | 3804.01 | 258.62 | 472.45 | 1926.68 | 611.28 | 227.34 | 1853.61 | 188.37 | 0 | 551.38 | 4.34 | 0.22745 | 4.1126 | 0 | 0 | 0 | 0 | 240.92 | 0 | 2740.7926 | 472.45 | 3213.2426 | 5433.25 | 901.75 | 6335
2007 | Outpatient Healthcare | 1B | 3804.01 | 403.16 | 397.01 | 1992 | 611.28 | 227.05 | 1853.61 | 188.37 | 0 | 548.58 | 2.55 | 0.22745 | 2.3226 | 0 | 0.29 | 0 | 0 | 240.92 | 0 | 2946.3526 | 397.01 | 3343.3626 | 5638.51 | 826.31 | 6464.82
2007 | Outpatient Healthcare | 2A | 3804.01 | 403.62 | 452.56 | 1787.62 | 611.28 | 226.98 | 1853.61 | 188.37 | 0 | 530.26 | 2.9 | 0.22745 | 2.6726 | 0 | 9.53 | 0 | 0 | 240.92 | 0 | 2733.7026 | 452.56 | 3186.2626 | 5425.81 | 881.85 | 6307.66
2007 | Outpatient Healthcare | 2B | 3804.01 | 537.76 | 390.92 | 1330.44 | 611.28 | 227.14 | 1853.61 | 188.37 | 0 | 557.13 | 2.46 | 0.22745 | 2.2326 | 0 | 170.39 | 0 | 0 | 240.92 | 0 | 2597.9526 | 390.92 | 2988.8726 | 5290.21 | 820.21 | 6110.42
2007 | Outpatient Healthcare | 3A | 3804.01 | 567.9 | 514.09 | 1259.91 | 611.28 | 227.1 | 1853.61 | 188.37 | 0 | 506.89 | 3.83 | 0.22745 | 3.6026 | 0 | 88.63 | 0 | 0 | 243.89 | 0 | 2426.9326 | 514.09 | 2941.0226 | 5119.15 | 946.35 | 6065.5
2007 | Outpatient Healthcare | 3B | 3804.01 | 539.88 | 438.64 | 1033.13 | 611.28 | 227.09 | 1853.61 | 188.37 | 0 | 537.48 | 3.31 | 0.22745 | 3.0826 | 0 | 201.27 | 0 | 0 | 242.65 | 0 | 2314.8426 | 438.64 | 2753.4826 | 5007.04 | 869.67 | 5876.71
2007 | Outpatient Healthcare | 3C | 3804.01 | 453.09 | 460.39 | 967.79 | 611.28 | 227.05 | 1853.61 | 188.37 | 0 | 502.72 | 3.37 | 0.22745 | 3.1426 | 0 | 26.51 | 0 | 0 | 241.58 | 0 | 1953.2526 | 460.39 | 2413.6426 | 4645.44 | 890.35 | 5535.79
2007 | Outpatient Healthcare | 4A | 3804.01 | 697.31 | 603.26 | 1032.85 | 611.28 | 226.75 | 1853.61 | 188.37 | 0 | 500.14 | 4.47 | 0.22745 | 4.2426 | 0 | 134.82 | 0 | 0 | 248.38 | 0 | 2369.3626 | 603.26 | 2972.6226 | 5061.23 | 1040.02 | 6101.25
2007 | Outpatient Healthcare | 4B | 3804.01 | 593.39 | 371.72 | 771.52 | 611.28 | 226.92 | 1853.61 | 188.37 | 0 | 560.73 | 3.05 | 0.22745 | 2.8226 | 0 | 289.62 | 0 | 0 | 246.77 | 0 | 2218.0826 | 371.72 | 2589.8026 | 4910.12 | 806.86 | 5716.98
2007 | Outpatient Healthcare | 4C | 3804.01 | 646.09 | 441.74 | 571.7 | 611.28 | 226.49 | 1853.61 | 188.37 | 0 | 500.4 | 3.32 | 0.22745 | 3.0926 | 0 | 20.32 | 0 | 0 | 249.28 | 0 | 1741.6026 | 441.74 | 2183.3426 | 4433.21 | 879.39 | 5312.6
2007 | Outpatient Healthcare | 5A | 3804.01 | 788.35 | 730.23 | 624.54 | 611.28 | 226.82 | 1853.61 | 188.37 | 0 | 496.7 | 4.98 | 0.22745 | 4.7526 | 0 | 173.33 | 0 | 0 | 253.91 | 0 | 2087.6726 | 730.23 | 2817.9026 | 4779.61 | 1172.51 | 5952.12
2007 | Outpatient Healthcare | 5B | 3804.01 | 698.23 | 511.95 | 627.59 | 611.28 | 226.83 | 1853.61 | 188.37 | 0 | 554.67 | 3.97 | 0.22745 | 3.7426 | 0 | 281.39 | 0 | 0 | 251.85 | 0 | 2165.6226 | 511.95 | 2677.5726 | 4857.58 | 952.17 | 5809.75
2007 | Outpatient Healthcare | 5C | 3804.01 | 645.33 | 595.63 | 455.35 | 611.28 | 226.47 | 1853.61 | 188.37 | 0 | 501.38 | 4.55 | 0.22745 | 4.3226 | 0 | 12.34 | 0 | 0 | 253.17 | 0 | 1618.7226 | 595.63 | 2214.3526 | 4310.3 | 1037.18 | 5347.48
2007 | Outpatient Healthcare | 6A | 3804.01 | 906.34 | 1283.69 | 652.62 | 611.28 | 226.72 | 1853.61 | 188.37 | 0 | 525.43 | 7.33 | 0.22745 | 7.1026 | 0 | 290.68 | 0 | 0 | 259.2 | 0 | 2382.1726 | 1283.69 | 3665.8626 | 5074 | 1731.26 | 6805.26
2007 | Outpatient Healthcare | 6B | 3804.01 | 861.27 | 1062.55 | 532.11 | 611.28 | 226.55 | 1853.61 | 188.37 | 0 | 554.89 | 6.58 | 0.22745 | 6.3526 | 0 | 365.42 | 0 | 0 | 257.86 | 0 | 2320.0426 | 1062.55 | 3382.5926 | 5011.71 | 1508.79 | 6520.5
2007 | Outpatient Healthcare | 7 | 3804.01 | 985.71 | 1529.53 | 546.15 | 611.28 | 226.41 | 1853.61 | 188.37 | 0 | 533.8 | 7.98 | 0.22745 | 7.7526 | 0 | 380.45 | 0 | 0 | 265.96 | 0 | 2453.8626 | 1529.53 | 3983.3926 | 5145.4 | 1983.86 | 7129.26
2007 | Outpatient Healthcare | 8 | 3804.01 | 1242.11 | 2052.63 | 352.74 | 611.28 | 225.17 | 1853.61 | 188.37 | 0 | 539.85 | 9.69 | 0.22745 | 9.4626 | 0 | 494.59 | 0 | 0 | 274.86 | 0 | 2638.7526 | 2052.63 | 4691.3826 | 5329.04 | 2515.87 | 7844.91
2010 | Outpatient Healthcare | 0A | 3804.01 | 107.59 | 378.3 | 2254.59 | 541 | 112.36 | 1833.75 | 188.37 | 0 | 464 | 3.25 | 0.22745 | 3.0226 | 0 | 0 | 0 | 0 | 236.98 | 0 | 2829.2026 | 378.3 | 3207.5026 | 5316.54 | 803.66 | 6120.2
2010 | Outpatient Healthcare | 0B | 3804.01 | 174.96 | 368.54 | 1982.7 | 541.08 | 112.34 | 1833.75 | 188.37 | 0 | 436.62 | 2.97 | 0.22745 | 2.7426 | 0 | 0.97 | 0 | 0 | 236.98 | 0 | 2597.9926 | 368.54 | 2966.5326 | 5085.39 | 793.89 | 5879.28
2010 | Outpatient Healthcare | 1A | 3804.01 | 140.89 | 378.87 | 1609.03 | 541.11 | 112.36 | 1833.75 | 188.37 | 0 | 429.26 | 3.48 | 0.22745 | 3.2526 | 0 | 0 | 30.21 | 0 | 236.98 | 0 | 2212.6426 | 378.87 | 2591.5126 | 4700.09 | 804.23 | 5504.32
2010 | Outpatient Healthcare | 1B | 3804.01 | 166.51 | 336.45 | 1694.44 | 541.15 | 112.19 | 1833.75 | 188.37 | 0 | 423.42 | 2.35 | 0.22745 | 2.1226 | 0 | 1.84 | 0 | 0 | 236.98 | 0 | 2288.3326 | 336.45 | 2624.7826 | 4775.65 | 761.8 | 5537.45
2010 | Outpatient Healthcare | 2A | 3804.01 | 258.44 | 360.46 | 1422.61 | 541.14 | 112.15 | 1833.75 | 188.37 | 0 | 405.11 | 2.76 | 0.22745 | 2.5326 | 0 | 19.72 | 24.55 | 0 | 236.98 | 0 | 2132.9626 | 360.46 | 2493.4226 | 4620.24 | 785.82 | 5406.06
2010 | Outpatient Healthcare | 2B | 3804.01 | 272.9 | 277.91 | 1070.5 | 541.23 | 112.24 | 1833.75 | 188.37 | 0 | 428.98 | 2.25 | 0.22745 | 2.0226 | 0 | 292.77 | 0 | 0 | 237.12 | 0 | 2067.1726 | 277.91 | 2345.0826 | 4554.64 | 703.4 | 5258.04
2010 | Outpatient Healthcare | 3A | 3804.01 | 411.41 | 421.59 | 916.62 | 541.24 | 112.22 | 1833.75 | 188.37 | 0 | 385.81 | 3.34 | 0.22745 | 3.1126 | 0 | 119.77 | 19.57 | 0 | 240.4 | 0 | 1856.2926 | 421.59 | 2277.8826 | 4343.72 | 850.37 | 5194.09
2010 | Outpatient Healthcare | 3B | 3804.01 | 248.8 | 299.65 | 806.94 | 541.14 | 112.21 | 1833.75 | 188.37 | 0 | 416.69 | 2.41 | 0.22745 | 2.1826 | 0 | 274.57 | 0 | 0 | 239.16 | 0 | 1749.1826 | 299.65 | 2048.8326 | 4236.5 | 727.19 | 4963.69
2010 | Outpatient Healthcare | 3C | 3804.01 | 176.77 | 331.28 | 711.39 | 541.16 | 112.39 | 1833.75 | 188.37 | 0 | 403.42 | 2.81 | 0.22745 | 2.5826 | 0 | 43.78 | 0 | 0 | 238.15 | 0 | 1337.9426 | 331.28 | 1669.2226 | 3825.48 | 757.8 | 4583.28
2010 | Outpatient Healthcare | 4A | 3804.01 | 310.03 | 519.93 | 666.47 | 541.06 | 112.41 | 1833.75 | 188.37 | 0 | 397.24 | 3.98 | 0.22745 | 3.7526 | 0 | 168.25 | 21.36 | 0 | 245.02 | 0 | 1567.1026 | 519.93 | 2087.0326 | 4054.57 | 953.33 | 5007.9
2010 | Outpatient Healthcare | 4B | 3804.01 | 267.36 | 329.1 | 597.18 | 541.01 | 112.17 | 1833.75 | 188.37 | 0 | 447.22 | 2.55 | 0.22745 | 2.3226 | 0 | 368.3 | 0 | 0 | 243.39 | 0 | 1682.3826 | 329.1 | 2011.4826 | 4169.55 | 760.87 | 4930.42
2010 | Outpatient Healthcare | 4C | 3804.01 | 211.44 | 502.79 | 393.01 | 541.18 | 112.38 | 1833.75 | 188.37 | 0 | 400.63 | 3.79 | 0.22745 | 3.5626 | 0 | 37.29 | 0 | 0 | 246.33 | 0 | 1045.9326 | 502.79 | 1548.7226 | 3533.48 | 937.5 | 4470.98
2010 | Outpatient Healthcare | 5A | 3804.01 | 352.13 | 649.7 | 468.71 | 541.09 | 112.24 | 1833.75 | 188.37 | 0 | 393.69 | 4.57 | 0.22745 | 4.3426 | 0 | 207.1 | 20.21 | 0 | 251.06 | 0 | 1446.1826 | 649.7 | 2095.8826 | 3933.5 | 1089.13 | 5022.63
2010 | Outpatient Healthcare | 5B | 3804.01 | 328.58 | 469.35 | 474.18 | 541.03 | 112.35 | 1833.75 | 188.37 | 0 | 440.23 | 3.29 | 0.22745 | 3.0626 | 0 | 365.45 | 0 | 0 | 249.02 | 0 | 1611.5026 | 469.35 | 2080.8526 | 4098.87 | 906.75 | 5005.62
2010 | Outpatient Healthcare | 5C | 3804.01 | 198.32 | 535.66 | 290.73 | 541.2 | 112.33 | 1833.75 | 188.37 | 0 | 406.98 | 4.1 | 0.22745 | 3.8726 | 0 | 25.18 | 0 | 0 | 250.58 | 0 | 925.0826 | 535.66 | 1460.7426 | 3412.59 | 974.62 | 4387.21
2010 | Outpatient Healthcare | 6A | 3804.01 | 456.24 | 1065.31 | 496.65 | 541.08 | 112.3 | 1833.75 | 188.37 | 0 | 419.72 | 7.35 | 0.22745 | 7.1226 | 0 | 352.61 | 21.21 | 0 | 256.56 | 0 | 1753.5526 | 1065.31 | 2818.8626 | 4240.91 | 1510.25 | 5751.16
2010 | Outpatient Healthcare | 6B | 3804.01 | 421.94 | 947.09 | 389.11 | 541.13 | 112.16 | 1833.75 | 188.37 | 0 | 445.36 | 6.98 | 0.22745 | 6.7526 | 0 | 465.97 | 0 | 0 | 255.16 | 0 | 1729.1326 | 947.09 | 2676.2226 | 4216.41 | 1390.62 | 5607.03
2010 | Outpatient Healthcare | 7 | 3804.01 | 508.71 | 1303.55 | 412.29 | 541.08 | 112.33 | 1833.75 | 188.37 | 0 | 428.17 | 8.31 | 0.22745 | 8.0826 | 0 | 453.32 | 21.47 | 0 | 263.16 | 0 | 1832.0426 | 1303.55 | 3135.5926 | 4319.43 | 1755.08 | 6074.51
2010 | Outpatient Healthcare | 8 | 3804.01 | 664.83 | 1992.63 | 240.85 | 541.53 | 112.98 | 1833.75 | 188.37 | 0 | 429.59 | 10.61 | 0.22745 | 10.3826 | 0 | 568.13 | 0 | 0 | 272.32 | 0 | 1913.7826 | 1992.63 | 3906.4126 | 4402.26 | 2453.32 | 6855.58
2013 | Outpatient Healthcare | 0A | 3804.01 | 118.94 | 354.64 | 2074.91 | 500.32 | 112.36 | 1829.4 | 188.37 | 0 | 407.75 | 3.15 | 0.22745 | 2.9226 | 0 | 0 | 30.21 | 0 | 236.98 | 0 | 2634.7326 | 354.64 | 2989.3726 | 5077.04 | 780 | 5857.04
2013 | Outpatient Healthcare | 0B | 3804.01 | 151.61 | 372.79 | 1904.87 | 501.7 | 112.34 | 1829.4 | 188.37 | 0 | 393.17 | 3.24 | 0.22745 | 3.0126 | 0 | 0.5 | 0 | 0 | 236.98 | 0 | 2453.1626 | 372.79 | 2825.9526 | 4896.84 | 798.14 | 5694.98
2013 | Outpatient Healthcare | 1A | 3804.01 | 138.6 | 359.81 | 1555.72 | 504.08 | 112.36 | 1829.4 | 188.37 | 0 | 383.56 | 3.4 | 0.22745 | 3.1726 | 0 | 0 | 30.21 | 0 | 236.98 | 0 | 2111.2626 | 359.81 | 2471.0726 | 4557.31 | 785.17 | 5342.48
2013 | Outpatient Healthcare | 1B | 3804.01 | 157.78 | 347.44 | 1633.07 | 503.66 | 112.19 | 1829.4 | 188.37 | 0 | 380.46 | 2.79 | 0.22745 | 2.5626 | 0 | 1.07 | 0 | 0 | 236.98 | 0 | 2174.9426 | 347.44 | 2522.3826 | 4620.42 | 772.8 | 5393.22
2013 | Outpatient Healthcare | 2A | 3804.01 | 232.74 | 371.54 | 1376.65 | 504.48 | 112.15 | 1829.4 | 188.37 | 0 | 365.35 | 3.06 | 0.22745 | 2.8326 | 0 | 20.17 | 24.59 | 0 | 236.98 | 0 | 2022.3326 | 371.54 | 2393.8726 | 4468.59 | 796.9 | 5265.49
2013 | Outpatient Healthcare | 2B | 3804.01 | 154.84 | 311.63 | 1012.21 | 506.31 | 112.24 | 1829.4 | 188.37 | 0 | 382.93 | 2.7 | 0.22745 | 2.4726 | 0 | 166.61 | 0 | 0 | 237.12 | 0 | 1719.0626 | 311.63 | 2030.6926 | 4167.24 | 737.13 | 4904.37
2013 | Outpatient Healthcare | 3A | 3804.01 | 329.68 | 414.56 | 894.81 | 505.26 | 112.22 | 1829.4 | 188.37 | 0 | 370.96 | 3.38 | 0.22745 | 3.1526 | 0 | 94 | 19.67 | 0 | 240.4 | 0 | 1712.2726 | 414.56 | 2126.8326 | 4159.37 | 843.34 | 5002.71
2013 | Outpatient Healthcare | 3B | 3804.01 | 149.38 | 339.85 | 767.26 | 505.4 | 112.21 | 1829.4 | 188.37 | 0 | 379.56 | 2.81 | 0.22745 | 2.5826 | 0 | 143.05 | 0 | 0 | 239.16 | 0 | 1441.8326 | 339.85 | 1781.6826 | 3889.08 | 767.39 | 4656.47
2013 | Outpatient Healthcare | 3C | 3804.01 | 152.94 | 395.22 | 696.88 | 505.07 | 112.39 | 1829.4 | 188.37 | 0 | 357.4 | 3.3 | 0.22745 | 3.0726 | 0 | 36.67 | 0 | 0 | 238.15 | 0 | 1246.9626 | 395.22 | 1642.1826 | 3694.05 | 821.75 | 4515.8
2013 | Outpatient Healthcare | 4A | 3804.01 | 210.53 | 528.02 | 651.15 | 500.71 | 112.41 | 1829.4 | 188.37 | 0 | 384.07 | 4.11 | 0.22745 | 3.8826 | 0 | 153.12 | 21.06 | 0 | 245.02 | 0 | 1423.8126 | 528.02 | 1951.8326 | 3866.57 | 961.42 | 4827.99
2013 | Outpatient Healthcare | 4B | 3804.01 | 134.65 | 380.91 | 572.42 | 500.99 | 112.17 | 1829.4 | 188.37 | 0 | 411.39 | 3 | 0.22745 | 2.7726 | 0 | 188.04 | 0 | 0 | 243.39 | 0 | 1309.2726 | 380.91 | 1690.1826 | 3752.07 | 812.68 | 4564.75
2013 | Outpatient Healthcare | 4C | 3804.01 | 172.09 | 490.14 | 387.51 | 503.12 | 112.38 | 1829.4 | 188.37 | 0 | 375.5 | 3.87 | 0.22745 | 3.6426 | 0 | 48.42 | 0 | 0 | 246.32 | 0 | 987.1626 | 490.14 | 1477.3026 | 3432.3 | 924.84 | 4357.14
2013 | Outpatient Healthcare | 5A | 3804.01 | 241.22 | 668.34 | 459.97 | 501.37 | 112.24 | 1829.4 | 188.37 | 0 | 377.25 | 4.8 | 0.22745 | 4.5726 | 0 | 181.82 | 20.01 | 0 | 251.06 | 0 | 1284.8426 | 668.34 | 1953.1826 | 3728.07 | 1107.78 | 4835.85
2013 | Outpatient Healthcare | 5B | 3804.01 | 164.15 | 470.38 | 446.9 | 501.12 | 112.35 | 1829.4 | 188.37 | 0 | 411.45 | 3.27 | 0.22745 | 3.0426 | 0 | 163.48 | 0 | 0 | 249 | 0 | 1189.0226 | 470.38 | 1659.4026 | 3632.13 | 907.76 | 4539.89
2013 | Outpatient Healthcare | 5C | 3804.01 | 158.31 | 469.89 | 283.88 | 502.25 | 112.33 | 1829.4 | 188.37 | 0 | 381.66 | 3.94 | 0.22745 | 3.7126 | 0 | 45.41 | 0 | 0 | 250.58 | 0 | 872.9726 | 469.89 | 1342.8626 | 3317.18 | 908.83 | 4226.01
2013 | Outpatient Healthcare | 6A | 3804.01 | 298.3 | 964.08 | 457.05 | 501.52 | 112.3 | 1829.4 | 188.37 | 0 | 380.48 | 6.65 | 0.22745 | 6.4226 | 0 | 231.58 | 21.04 | 0 | 256.57 | 0 | 1394.8726 | 964.08 | 2358.9526 | 3838.32 | 1409.02 | 5247.34
2013 | Outpatient Healthcare | 6B | 3804.01 | 225.35 | 802.42 | 335.67 | 501.93 | 112.16 | 1829.4 | 188.37 | 0 | 393.45 | 6.01 | 0.22745 | 5.7826 | 0 | 230.2 | 0 | 0 | 255.15 | 0 | 1190.4526 | 802.42 | 1992.8726 | 3634.17 | 1245.94 | 4880.11
2013 | Outpatient Healthcare | 7 | 3804.01 | 313.7 | 1219.13 | 371.05 | 500.78 | 112.33 | 1829.4 | 188.37 | 0 | 387.4 | 7.74 | 0.22745 | 7.5126 | 0 | 316.39 | 21.25 | 0 | 263.17 | 0 | 1417.3026 | 1219.13 | 2636.4326 | 3860.05 | 1670.67 | 5530.72
2013 | Outpatient Healthcare | 8 | 3804.01 | 395.07 | 1724.87 | 207.43 | 504.65 | 112.98 | 1829.4 | 188.37 | 0 | 390.4 | 9.81 | 0.22745 | 9.5826 | 0 | 438.39 | 20.67 | 0 | 272.32 | 0 | 1461.5426 | 1724.87 | 3186.4126 | 3908.78 | 2185.56 | 6094.34
2016 | Outpatient Healthcare | 0A | 3804.01 | 113.57 | 262.11 | 2097.66 | 461.88 | 53.34 | 1829.4 | 188.37 | 0 | 391.67 | 2.4 | 0.22745 | 2.1726 | 0 | 0 | 0 | 0 | 204.87 | 0 | 2605.0726 | 262.11 | 2867.1826 | 4949.92 | 655.35 | 5605.27
2016 | Outpatient Healthcare | 0B | 3804.01 | 142.99 | 293.18 | 1829.16 | 462.77 | 54.26 | 1829.4 | 188.37 | 0 | 367.85 | 2.61 | 0.22745 | 2.3826 | 0 | 0.52 | 0 | 0 | 204.87 | 0 | 2342.9026 | 293.18 | 2636.0826 | 4689.57 | 686.42 | 5375.99
2016 | Outpatient Healthcare | 1A | 3804.01 | 135.56 | 279.1 | 1549.18 | 463.52 | 54.5 | 1829.4 | 188.37 | 0 | 356.76 | 2.65 | 0.22745 | 2.4226 | 0 | 0 | 0 | 0 | 204.87 | 0 | 2043.9226 | 279.1 | 2323.0226 | 4391.58 | 672.34 | 5063.92
2016 | Outpatient Healthcare | 1B | 3804.01 | 136.31 | 274.29 | 1573.59 | 463.15 | 54.32 | 1829.4 | 188.37 | 0 | 356.33 | 2.32 | 0.22745 | 2.0926 | 0 | 1.06 | 0 | 0 | 205.77 | 0 | 2069.3826 | 274.29 | 2343.6726 | 4416.48 | 668.43 | 5084.91
2016 | Outpatient Healthcare | 2A | 3804.01 | 199.17 | 290.39 | 1369.71 | 463.86 | 54.51 | 1829.4 | 188.37 | 0 | 338.13 | 2.56 | 0.22745 | 2.3326 | 0 | 20.35 | 0 | 0 | 206.38 | 0 | 1929.6926 | 290.39 | 2220.0826 | 4277.68 | 685.15 | 4962.83
2016 | Outpatient Healthcare | 2B | 3804.01 | 131.46 | 254.42 | 968.62 | 465.41 | 54.53 | 1829.4 | 188.37 | 0 | 357.68 | 2.27 | 0.22745 | 2.0426 | 0 | 167.58 | 0 | 0 | 207.43 | 0 | 1627.3826 | 254.42 | 1881.8026 | 3976.97 | 650.22 | 4627.19
2016 | Outpatient Healthcare | 3A | 3804.01 | 280.57 | 289.69 | 865.12 | 464.56 | 54.95 | 1829.4 | 188.37 | 0 | 338.17 | 2.28 | 0.22745 | 2.0526 | 0 | 95.25 | 0 | 0 | 213.13 | 0 | 1581.1626 | 289.69 | 1870.8526 | 3930.29 | 691.19 | 4621.48
2016 | Outpatient Healthcare | 3B | 3804.01 | 119.72 | 267.05 | 730.89 | 464.6 | 54.08 | 1829.4 | 188.37 | 0 | 354.08 | 2.34 | 0.22745 | 2.1126 | 0 | 144.83 | 0 | 0 | 211.21 | 0 | 1351.6326 | 267.05 | 1618.6826 | 3699.93 | 666.63 | 4366.56
2016 | Outpatient Healthcare | 3C | 3804.01 | 125.21 | 310.77 | 656.71 | 464.32 | 53.92 | 1829.4 | 188.37 | 0 | 330.35 | 2.76 | 0.22745 | 2.5326 | 0 | 37.06 | 0 | 0 | 212.91 | 0 | 1151.8626 | 310.77 | 1462.6326 | 3499.73 | 712.06 | 4211.79
2016 | Outpatient Healthcare | 4A | 3804.01 | 174.89 | 513.55 | 628.41 | 461.77 | 54.5 | 1829.4 | 188.37 | 0 | 352.2 | 3.7 | 0.22745 | 3.4726 | 0 | 154.66 | 0 | 0 | 220.29 | 0 | 1313.6326 | 513.55 | 1827.1826 | 3659.53 | 922.21 | 4581.74
2016 | Outpatient Healthcare | 4B | 3804.01 | 112.5 | 339.26 | 541.78 | 461.94 | 54.19 | 1829.4 | 188.37 | 0 | 380.91 | 2.67 | 0.22745 | 2.4426 | 0 | 188.09 | 0 | 0 | 217.89 | 0 | 1225.7226 | 339.26 | 1564.9826 | 3571.49 | 745.53 | 4317.02
2016 | Outpatient Healthcare | 4C | 3804.01 | 139.68 | 425.42 | 359.63 | 463.84 | 55.21 | 1829.4 | 188.37 | 0 | 344.28 | 3.44 | 0.22745 | 3.2126 | 0 | 48.31 | 0 | 0 | 222.87 | 0 | 895.1126 | 425.42 | 1320.5326 | 3243.79 | 836.66 | 4080.45
2016 | Outpatient Healthcare | 5A | 3804.01 | 200 | 706.65 | 437.93 | 461.75 | 54.86 | 1829.4 | 188.37 | 0 | 347.98 | 4.55 | 0.22745 | 4.3226 | 0 | 183.7 | 0 | 0 | 227.75 | 0 | 1173.9326 | 706.65 | 1880.5826 | 3520.18 | 1122.78 | 4642.96
2016 | Outpatient Healthcare | 5B | 3804.01 | 137.01 | 428.43 | 425.18 | 461.49 | 54.45 | 1829.4 | 188.37 | 0 | 383.46 | 2.91 | 0.22745 | 2.6826 | 0 | 163.93 | 0 | 0 | 225.55 | 0 | 1112.2626 | 428.43 | 1540.6926 | 3457.83 | 842.35 | 4300.18
2016 | Outpatient Healthcare | 5C | 3804.01 | 131.1 | 418.79 | 269.17 | 462.59 | 55.31 | 1829.4 | 188.37 | 0 | 365.27 | 3.47 | 0.22745 | 3.2426 | 0 | 46.01 | 0 | 0 | 226.92 | 0 | 814.7926 | 418.79 | 1233.5826 | 3162.33 | 834.09 | 3996.42
2016 | Outpatient Healthcare | 6A | 3804.01 | 244.81 | 1036.99 | 439.94 | 461.27 | 54.88 | 1829.4 | 188.37 | 0 | 352.48 | 6.59 | 0.22745 | 6.3626 | 0 | 233.8 | 0 | 0 | 233.32 | 0 | 1277.3926 | 1036.99 | 2314.3826 | 3623.18 | 1458.69 | 5081.87
2016 | Outpatient Healthcare | 6B | 3804.01 | 181.31 | 755.49 | 316.95 | 461.59 | 55.34 | 1829.4 | 188.37 | 0 | 366.83 | 5.73 | 0.22745 | 5.5026 | 0 | 233.25 | 0 | 0 | 231.87 | 0 | 1103.8426 | 755.49 | 1859.3326 | 3450.41 | 1175.74 | 4626.15
2016 | Outpatient Healthcare | 7 | 3804.01 | 253.87 | 1334.71 | 354.83 | 460.61 | 55.34 | 1829.4 | 188.37 | 0 | 358.84 | 7.92 | 0.22745 | 7.6926 | 0 | 318.78 | 0 | 0 | 240.06 | 0 | 1294.0126 | 1334.71 | 2628.7226 | 3639.61 | 1763.15 | 5402.76
2016 | Outpatient Healthcare | 8 | 3804.01 | 305.65 | 1888.12 | 194.79 | 464.07 | 59.1 | 1829.4 | 188.37 | 0 | 364.69 | 10.04 | 0.22745 | 9.8126 | 0 | 441.92 | 0 | 0 | 249.04 | 0 | 1316.8626 | 1888.12 | 3204.9826 | 3669.67 | 2325.53 | 5995.2
2019 | Outpatient Healthcare | 0A | 3804.01 | 117.38 | 251.72 | 2038.65 | 380.06 | 53.34 | 1829.4 | 188.37 | 0 | 381.01 | 2.35 | 0.22745 | 2.1226 | 0 | 0 | 0 | 0 | 204.87 | 0 | 2539.1626 | 251.72 | 2790.8826 | 4802.19 | 644.96 | 5447.15
2019 | Outpatient Healthcare | 0B | 3804.01 | 137.37 | 282.8 | 1778.78 | 380.76 | 54.26 | 1829.4 | 188.37 | 0 | 357.06 | 2.56 | 0.22745 | 2.3326 | 0 | 0.52 | 0 | 0 | 204.87 | 0 | 2276.0626 | 282.8 | 2558.8626 | 4540.72 | 676.04 | 5216.76
2019 | Outpatient Healthcare | 1A | 3804.01 | 136.6 | 269.51 | 1501.14 | 381.9 | 54.5 | 1829.4 | 188.37 | 0 | 350.6 | 2.61 | 0.22745 | 2.3826 | 0 | 0 | 0 | 0 | 204.87 | 0 | 1990.7226 | 269.51 | 2260.2326 | 4256.75 | 662.75 | 4919.5
2019 | Outpatient Healthcare | 1B | 3804.01 | 129.18 | 263.93 | 1516.2 | 381.72 | 54.32 | 1829.4 | 188.37 | 0 | 345.57 | 2.24 | 0.22745 | 2.0126 | 0 | 1.05 | 0 | 0 | 205.77 | 0 | 1994.0126 | 263.93 | 2257.9426 | 4259.68 | 658.07 | 4917.75
2019 | Outpatient Healthcare | 2A | 3804.01 | 194.19 | 285.89 | 1333.94 | 381.43 | 54.51 | 1829.4 | 188.37 | 0 | 330.81 | 2.52 | 0.22745 | 2.2926 | 0 | 20.31 | 0 | 0 | 206.37 | 0 | 1881.5426 | 285.89 | 2167.4326 | 4147.11 | 680.64 | 4827.75
2019 | Outpatient Healthcare | 2B | 3804.01 | 123.33 | 238.95 | 942.82 | 382.17 | 54.53 | 1829.4 | 188.37 | 0 | 347.39 | 2.18 | 0.22745 | 1.9526 | 0 | 167.21 | 0 | 0 | 207.43 | 0 | 1582.7026 | 238.95 | 1821.6526 | 3849.04 | 634.76 | 4483.8
2019 | Outpatient Healthcare | 3A | 3804.01 | 157.63 | 290.52 | 836.41 | 382.1 | 54.95 | 1829.4 | 188.37 | 0 | 332 | 2.22 | 0.22745 | 1.9926 | 0 | 95.17 | 0 | 0 | 213.13 | 0 | 1423.2026 | 290.52 | 1713.7226 | 3689.88 | 692.03 | 4381.91
2019 | Outpatient Healthcare | 3B | 3804.01 | 114.13 | 256.43 | 726.78 | 381.84 | 54.08 | 1829.4 | 188.37 | 0 | 342.89 | 2.24 | 0.22745 | 2.0126 | 0 | 144.98 | 0 | 0 | 211.21 | 0 | 1330.7926 | 256.43 | 1587.2226 | 3596.36 | 656.02 | 4252.38
2019 | Outpatient Healthcare | 3C | 3804.01 | 123.66 | 297.63 | 647.73 | 381.67 | 53.92 | 1829.4 | 188.37 | 0 | 321.95 | 2.58 | 0.22745 | 2.3526 | 0 | 36.99 | 0 | 0 | 212.91 | 0 | 1132.6826 | 297.63 | 1430.3126 | 3397.9 | 698.92 | 4096.82
2019 | Outpatient Healthcare | 4A | 3804.01 | 176.52 | 494.8 | 615.51 | 380.72 | 54.5 | 1829.4 | 188.37 | 0 | 342.81 | 3.57 | 0.22745 | 3.3426 | 0 | 154.62 | 0 | 0 | 220.28 | 0 | 1292.8026 | 494.8 | 1787.6026 | 3557.65 | 903.46 | 4461.11
2019 | Outpatient Healthcare | 4B | 3804.01 | 105.51 | 328.25 | 552.6 | 380.43 | 54.19 | 1829.4 | 188.37 | 0 | 358.23 | 2.58 | 0.22745 | 2.3526 | 0 | 188.17 | 0 | 0 | 217.89 | 0 | 1206.8626 | 328.25 | 1535.1126 | 3471.11 | 734.51 | 4205.62
2019 | Outpatient Healthcare | 4C | 3804.01 | 137.29 | 414.56 | 367.09 | 381.87 | 55.21 | 1829.4 | 188.37 | 0 | 333.71 | 3.34 | 0.22745 | 3.1126 | 0 | 48.28 | 0 | 0 | 222.84 | 0 | 889.4826 | 414.56 | 1304.0426 | 3156.2 | 825.78 | 3981.98
2019 | Outpatient Healthcare | 5A | 3804.01 | 199.81 | 678.97 | 437.55 | 380.64 | 54.86 | 1829.4 | 188.37 | 0 | 336.98 | 4.4 | 0.22745 | 4.1726 | 0 | 183.67 | 0 | 0 | 227.76 | 0 | 1162.1826 | 678.97 | 1841.1526 | 3427.31 | 1095.1 | 4522.41
2019 | Outpatient Healthcare | 5B | 3804.01 | 132.42 | 413.82 | 437.14 | 380.35 | 54.45 | 1829.4 | 188.37 | 0 | 369.52 | 2.82 | 0.22745 | 2.5926 | 0 | 163.95 | 0 | 0 | 225.55 | 0 | 1105.6226 | 413.82 | 1519.4426 | 3370.06 | 827.74 | 4197.8
2019 | Outpatient Healthcare | 5C | 3804.01 | 130.02 | 409.45 | 285.52 | 381.3 | 55.31 | 1829.4 | 188.37 | 0 | 345.69 | 3.4 | 0.22745 | 3.1726 | 0 | 45.87 | 0 | 0 | 226.93 | 0 | 810.2726 | 409.45 | 1219.7226 | 3076.51 | 824.76 | 3901.27
2019 | Outpatient Healthcare | 6A | 3804.01 | 247.73 | 970.34 | 436.87 | 380.7 | 54.88 | 1829.4 | 188.37 | 0 | 339.17 | 6.27 | 0.22745 | 6.0426 | 0 | 233.57 | 0 | 0 | 233.32 | 0 | 1263.3826 | 970.34 | 2233.7226 | 3528.58 | 1392.03 | 4920.61
2019 | Outpatient Healthcare | 6B | 3804.01 | 181.13 | 725.08 | 326.92 | 380.88 | 55.34 | 1829.4 | 188.37 | 0 | 351.77 | 5.43 | 0.22745 | 5.2026 | 0 | 233.12 | 0 | 0 | 231.88 | 0 | 1098.1426 | 725.08 | 1823.2226 | 3363.98 | 1145.33 | 4509.31
2019 | Outpatient Healthcare | 7 | 3804.01 | 253.03 | 1302.26 | 347.07 | 380.82 | 55.34 | 1829.4 | 188.37 | 0 | 345.45 | 7.47 | 0.22745 | 7.2426 | 0 | 318.66 | 0 | 0 | 240.06 | 0 | 1271.4526 | 1302.26 | 2573.7126 | 3537.24 | 1730.69 | 5267.93
2019 | Outpatient Healthcare | 8 | 3804.01 | 300.82 | 1857.6 | 200.08 | 383.88 | 59.1 | 1829.4 | 188.37 | 0 | 350.9 | 9.64 | 0.22745 | 9.4126 | 0 | 441.66 | 0 | 0 | 249.09 | 0 | 1302.8726 | 1857.6 | 3160.4726 | 3575.49 | 2295.06 | 5870.55
2004 | Quick Service Restaurant | 0A | 232.34 | 0 | 0 | 527.32 | 75.08 | 27.42 | 276.88 | 477.16 | 0 | 153.1 | 0 | 0 | 0 | 0 | 0 | 0 | 0 | 124.75 | 69.42 | 680.42 | 0 | 680.42 | 1129.22 | 601.91 | 1731.13
2004 | Quick Service Restaurant | 0B | 232.34 | 0 | 0.35 | 459.94 | 75.08 | 27.43 | 276.88 | 477.16 | 0 | 175.49 | 0 | 0 | 0 | 0 | 0 | 0 | 0 | 124.03 | 69.44 | 635.43 | 0.35 | 635.78 | 1084.25 | 601.53 | 1685.78
2004 | Quick Service Restaurant | 1A | 232.34 | 0 | 0.02 | 334.46 | 75.08 | 27.43 | 276.88 | 477.16 | 0 | 139.92 | 0 | 0 | 0 | 0 | 0 | 0 | 0 | 135.89 | 68.45 | 474.38 | 0.02 | 474.4 | 922.22 | 613.06 | 1535.28
2004 | Quick Service Restaurant | 1B | 232.34 | 0 | 14.94 | 372.03 | 75.08 | 27.4 | 276.88 | 477.16 | 0 | 171.4 | 0 | 0 | 0 | 0 | 0 | 0 | 0 | 136.07 | 68.76 | 543.43 | 14.94 | 558.37 | 991.54 | 628.17 | 1619.71
2004 | Quick Service Restaurant | 2A | 232.34 | 0 | 37.89 | 289.25 | 75.08 | 27.39 | 276.88 | 477.16 | 0 | 146.37 | 0 | 0 | 0 | 0 | 0 | 0 | 0 | 148.53 | 68.04 | 435.62 | 37.89 | 473.51 | 882.99 | 663.57 | 1546.56
2004 | Quick Service Restaurant | 2B | 232.34 | 0 | 30.93 | 210.04 | 75.08 | 27.41 | 276.88 | 477.16 | 0 | 169.65 | 0 | 0 | 0 | 0 | 0 | 0 | 0 | 149.24 | 67.38 | 379.69 | 30.93 | 410.62 | 826.43 | 657.33 | 1483.76
2004 | Quick Service Restaurant | 3A | 232.34 | 0 | 156.74 | 161.65 | 75.08 | 27.4 | 276.88 | 477.16 | 0 | 144.8 | 0 | 0 | 0 | 0 | 0 | 0 | 0 | 170.33 | 66.39 | 306.45 | 156.74 | 463.19 | 752.2 | 804.22 | 1556.42
2004 | Quick Service Restaurant | 3B | 232.34 | 0 | 80.94 | 131.91 | 75.08 | 27.4 | 276.88 | 477.16 | 0 | 163.45 | 0 | 0 | 0 | 0 | 0 | 0 | 0 | 164.62 | 66.79 | 295.36 | 80.94 | 376.3 | 741.5 | 722.72 | 1464.22
2004 | Quick Service Restaurant | 3C | 232.34 | 0 | 51.72 | 44.43 | 75.08 | 27.4 | 276.88 | 477.16 | 0 | 137.9 | 0 | 0 | 0 | 0 | 0 | 0 | 0 | 172.57 | 67.41 | 182.33 | 51.72 | 234.05 | 629.1 | 701.44 | 1330.54
2004 | Quick Service Restaurant | 4A | 232.34 | 0 | 338.5 | 100.45 | 75.08 | 27.36 | 276.88 | 477.16 | 0 | 134.31 | 0 | 0 | 0 | 0 | 0 | 0 | 0 | 187.63 | 64.8 | 234.76 | 338.5 | 573.26 | 678.88 | 1003.3 | 1682.18
2004 | Quick Service Restaurant | 4B | 232.34 | 0 | 171.69 | 75.92 | 75.08 | 27.38 | 276.88 | 477.16 | 0 | 159.39 | 0 | 0 | 0 | 0 | 0 | 0 | 0 | 182.58 | 65.37 | 235.31 | 171.69 | 407 | 680.02 | 831.43 | 1511.45
2004 | Quick Service Restaurant | 4C | 232.34 | 0 | 269.99 | 17.77 | 75.08 | 27.33 | 276.88 | 477.16 | 0 | 127.4 | 0 | 0 | 0 | 0 | 0 | 0 | 0 | 192.71 | 64.95 | 145.17 | 269.99 | 415.16 | 589.4 | 939.87 | 1529.27
2004 | Quick Service Restaurant | 5A | 232.34 | 0 | 511.71 | 57.76 | 75.08 | 27.37 | 276.88 | 477.16 | 0 | 128.37 | 0 | 0 | 0 | 0 | 0 | 0 | 0 | 202.16 | 63.92 | 186.13 | 511.71 | 697.84 | 629.38 | 1191.02 | 1820.4
2004 | Quick Service Restaurant | 5B | 232.34 | 0 | 325.88 | 65.48 | 75.08 | 27.37 | 276.88 | 477.16 | 0 | 152.56 | 0 | 0 | 0 | 0 | 0 | 0 | 0 | 197.91 | 64.41 | 218.04 | 325.88 | 543.92 | 661.78 | 1000.95 | 1662.73
2004 | Quick Service Restaurant | 5C | 232.34 | 0 | 353.99 | 5.36 | 75.08 | 27.33 | 276.88 | 477.16 | 0 | 116.49 | 0 | 0 | 0 | 0 | 0 | 0 | 0 | 201.05 | 64.2 | 121.85 | 353.99 | 475.84 | 565.34 | 1032.19 | 1597.53
2004 | Quick Service Restaurant | 6A | 232.34 | 0 | 710.5 | 62.34 | 75.08 | 27.35 | 276.88 | 477.16 | 0 | 132.21 | 0 | 0 | 0 | 0 | 0 | 0 | 0 | 212.86 | 63.52 | 194.55 | 710.5 | 905.05 | 637.39 | 1400.52 | 2037.91
2004 | Quick Service Restaurant | 6B | 232.34 | 0 | 521.06 | 42.58 | 75.08 | 27.33 | 276.88 | 477.16 | 0 | 143.36 | 0 | 0 | 0 | 0 | 0 | 0 | 0 | 210.08 | 63.48 | 185.94 | 521.06 | 707 | 628.72 | 1208.29 | 1837.01
2004 | Quick Service Restaurant | 7 | 232.34 | 0 | 908.44 | 44.89 | 75.08 | 27.32 | 276.88 | 477.16 | 0 | 129.54 | 0 | 0 | 0 | 0 | 0 | 0 | 0 | 225.61 | 62.89 | 174.43 | 908.44 | 1082.87 | 616.59 | 1611.21 | 2227.8
2004 | Quick Service Restaurant | 8 | 232.34 | 0 | 1236.04 | 16.58 | 75.08 | 27.17 | 276.88 | 477.16 | 0 | 120.77 | 0 | 0 | 0 | 0 | 0 | 0 | 0 | 242.77 | 62.07 | 137.35 | 1236.04 | 1373.39 | 578.55 | 1955.97 | 2534.52
2007 | Quick Service Restaurant | 0A | 232.34 | 0 | 0 | 494.51 | 75.08 | 27.42 | 276.88 | 477.16 | 0 | 152.98 | 0 | 0 | 0 | 0 | 0 | 0 | 0 | 124.57 | 70.26 | 647.49 | 0 | 647.49 | 1097.13 | 601.73 | 1698.86
2007 | Quick Service Restaurant | 0B | 232.34 | 0 | 0 | 423.19 | 75.08 | 27.43 | 276.88 | 477.16 | 0 | 175.11 | 0 | 0 | 0 | 0 | 0 | 0 | 0 | 123.95 | 69.82 | 598.3 | 0 | 598.3 | 1047.5 | 601.11 | 1648.61
2007 | Quick Service Restaurant | 1A | 232.34 | 0 | 0 | 321.35 | 75.08 | 27.43 | 276.88 | 477.16 | 0 | 139.91 | 0 | 0 | 0 | 0 | 0 | 0 | 0 | 135.88 | 68.55 | 461.26 | 0 | 461.26 | 909.19 | 613.04 | 1522.23
2007 | Quick Service Restaurant | 1B | 232.34 | 0 | 4.04 | 338.88 | 75.08 | 27.4 | 276.88 | 477.16 | 0 | 170.96 | 0 | 0 | 0 | 0 | 0 | 0 | 0 | 136.09 | 68.75 | 509.84 | 4.04 | 513.88 | 957.95 | 617.28 | 1575.23
2007 | Quick Service Restaurant | 2A | 232.34 | 0 | 19.47 | 271.75 | 75.08 | 27.39 | 276.88 | 477.16 | 0 | 144.72 | 0 | 0 | 0 | 0 | 0 | 0 | 0 | 148.62 | 67.74 | 416.47 | 19.47 | 435.94 | 863.56 | 645.25 | 1508.81
2007 | Quick Service Restaurant | 2B | 232.34 | 0 | 10.25 | 193.28 | 75.08 | 27.41 | 276.88 | 477.16 | 0 | 167.25 | 0 | 0 | 0 | 0 | 0 | 0 | 0 | 149.43 | 66.58 | 360.53 | 10.25 | 370.78 | 806.48 | 636.84 | 1443.32
2007 | Quick Service Restaurant | 3A | 232.34 | 0 | 127.21 | 150.82 | 75.08 | 27.4 | 276.88 | 477.16 | 0 | 144.29 | 0 | 0 | 0 | 0 | 0 | 0 | 0 | 170.55 | 65.52 | 295.11 | 127.21 | 422.32 | 739.99 | 774.92 | 1514.91
2007 | Quick Service Restaurant | 3B | 232.34 | 0 | 50.17 | 126.15 | 75.08 | 27.4 | 276.88 | 477.16 | 0 | 162.94 | 0 | 0 | 0 | 0 | 0 | 0 | 0 | 164.9 | 65.63 | 289.09 | 50.17 | 339.26 | 734.08 | 692.23 | 1426.31
2007 | Quick Service Restaurant | 3C | 232.34 | 0 | 16.04 | 39.04 | 75.08 | 27.4 | 276.88 | 477.16 | 0 | 133.95 | 0 | 0 | 0 | 0 | 0 | 0 | 0 | 172.91 | 66.1 | 172.99 | 16.04 | 189.03 | 618.44 | 666.11 | 1284.55
2007 | Quick Service Restaurant | 4A | 232.34 | 0 | 296.28 | 93.59 | 75.08 | 27.36 | 276.88 | 477.16 | 0 | 133.81 | 0 | 0 | 0 | 0 | 0 | 0 | 0 | 187.86 | 63.88 | 227.4 | 296.28 | 523.68 | 670.6 | 961.3 | 1631.9
2007 | Quick Service Restaurant | 4B | 232.34 | 0 | 135.75 | 74.46 | 75.08 | 27.38 | 276.88 | 477.16 | 0 | 158.85 | 0 | 0 | 0 | 0 | 0 | 0 | 0 | 182.89 | 64.09 | 233.31 | 135.75 | 369.06 | 676.75 | 795.8 | 1472.55
2007 | Quick Service Restaurant | 4C | 232.34 | 0 | 196.54 | 16.56 | 75.08 | 27.33 | 276.88 | 477.16 | 0 | 126.45 | 0 | 0 | 0 | 0 | 0 | 0 | 0 | 193.16 | 63.21 | 143.01 | 196.54 | 339.55 | 585.51 | 866.86 | 1452.37
2007 | Quick Service Restaurant | 5A | 232.34 | 0 | 395.58 | 51.4 | 75.08 | 27.37 | 276.88 | 477.16 | 0 | 122.03 | 0 | 0 | 0 | 0 | 0 | 0 | 0 | 202.38 | 62.99 | 173.43 | 395.58 | 569.01 | 615.75 | 1075.12 | 1690.87
2007 | Quick Service Restaurant | 5B | 232.34 | 0 | 234.26 | 59.33 | 75.08 | 27.37 | 276.88 | 477.16 | 0 | 142.57 | 0 | 0 | 0 | 0 | 0 | 0 | 0 | 198.18 | 63.26 | 201.9 | 234.26 | 436.16 | 644.48 | 909.59 | 1554.07
2007 | Quick Service Restaurant | 5C | 232.34 | 0 | 206.94 | 5.16 | 75.08 | 27.33 | 276.88 | 477.16 | 0 | 113.58 | 0 | 0 | 0 | 0 | 0 | 0 | 0 | 201.5 | 62.42 | 118.74 | 206.94 | 325.68 | 560.45 | 885.59 | 1446.04
2007 | Quick Service Restaurant | 6A | 232.34 | 0 | 557.51 | 57.47 | 75.08 | 27.35 | 276.88 | 477.16 | 0 | 126.35 | 0 | 0 | 0 | 0 | 0 | 0 | 0 | 213.03 | 62.77 | 183.82 | 557.51 | 741.33 | 625.9 | 1247.7 | 1873.6
2007 | Quick Service Restaurant | 6B | 232.34 | 0 | 384.27 | 38.7 | 75.08 | 27.33 | 276.88 | 477.16 | 0 | 135.54 | 0 | 0 | 0 | 0 | 0 | 0 | 0 | 210.34 | 62.37 | 174.24 | 384.27 | 558.51 | 615.91 | 1071.76 | 1687.67
2007 | Quick Service Restaurant | 7 | 232.34 | 0 | 721.73 | 41.05 | 75.08 | 27.32 | 276.88 | 477.16 | 0 | 124.14 | 0 | 0 | 0 | 0 | 0 | 0 | 0 | 225.78 | 62.2 | 165.19 | 721.73 | 886.92 | 606.66 | 1424.66 | 2031.32
2007 | Quick Service Restaurant | 8 | 232.34 | 0 | 1049.92 | 14.24 | 75.08 | 27.17 | 276.88 | 477.16 | 0 | 118.08 | 0 | 0 | 0 | 0 | 0 | 0 | 0 | 242.96 | 61.23 | 132.32 | 1049.92 | 1182.24 | 572.68 | 1770.03 | 2342.71
2010 | Quick Service Restaurant | 0A | 232.34 | 0 | 0 | 392.62 | 34.2 | 15.37 | 276.59 | 477.16 | 0 | 105.02 | 0 | 0 | 0 | 0 | 0 | 0 | 0 | 124.56 | 70.27 | 497.64 | 0 | 497.64 | 894.07 | 601.71 | 1495.78
2010 | Quick Service Restaurant | 0B | 232.34 | 0 | 0.11 | 337.16 | 34.15 | 15.36 | 276.59 | 477.16 | 0 | 103.33 | 0 | 0 | 0 | 0 | 0 | 0 | 0 | 123.93 | 69.88 | 440.49 | 0.11 | 440.6 | 836.47 | 601.2 | 1437.67
2010 | Quick Service Restaurant | 1A | 232.34 | 0 | 0 | 237.87 | 34.21 | 15.37 | 276.59 | 477.16 | 0 | 100.23 | 0 | 0 | 0 | 0 | 0 | 0 | 0 | 135.87 | 68.63 | 338.1 | 0 | 338.1 | 732.9 | 613.03 | 1345.93
2010 | Quick Service Restaurant | 1B | 232.34 | 0 | 9.28 | 257.28 | 34.23 | 15.34 | 276.59 | 477.16 | 0 | 99.21 | 0 | 0 | 0 | 0 | 0 | 0 | 0 | 136.04 | 68.93 | 356.49 | 9.28 | 365.77 | 751.58 | 622.47 | 1374.05
2010 | Quick Service Restaurant | 2A | 232.34 | 0 | 29.34 | 199.55 | 34.1 | 15.34 | 276.59 | 477.16 | 0 | 103.23 | 0 | 0 | 0 | 0 | 0 | 0 | 0 | 148.63 | 67.79 | 302.78 | 29.34 | 332.12 | 696.6 | 655.13 | 1351.73
2010 | Quick Service Restaurant | 2B | 232.34 | 0 | 20.15 | 136.92 | 34.11 | 15.35 | 276.59 | 477.16 | 0 | 89.08 | 0 | 0 | 0 | 0 | 0 | 0 | 0 | 149.4 | 66.71 | 226 | 20.15 | 246.15 | 618.76 | 646.71 | 1265.47
2010 | Quick Service Restaurant | 3A | 232.34 | 0 | 130.75 | 108.17 | 34.13 | 15.35 | 276.59 | 477.16 | 0 | 82.34 | 0 | 0 | 0 | 0 | 0 | 0 | 0 | 170.46 | 65.91 | 190.51 | 130.75 | 321.26 | 582.48 | 778.37 | 1360.85
2010 | Quick Service Restaurant | 3B | 232.34 | 0 | 70.64 | 95.7 | 34.2 | 15.35 | 276.59 | 477.16 | 0 | 85.76 | 0 | 0 | 0 | 0 | 0 | 0 | 0 | 164.86 | 65.78 | 181.46 | 70.64 | 252.1 | 573.38 | 712.65 | 1286.03
2010 | Quick Service Restaurant | 3C | 232.34 | 0 | 35.01 | 28.29 | 34.33 | 15.38 | 276.59 | 477.16 | 0 | 95.65 | 0 | 0 | 0 | 0 | 0 | 0 | 0 | 172.93 | 65.99 | 123.94 | 35.01 | 158.95 | 516.22 | 685.1 | 1201.32
2010 | Quick Service Restaurant | 4A | 232.34 | 0 | 282.82 | 61.56 | 34.26 | 15.38 | 276.59 | 477.16 | 0 | 93.65 | 0 | 0 | 0 | 0 | 0 | 0 | 0 | 187.87 | 63.89 | 155.21 | 282.82 | 438.03 | 545.34 | 947.85 | 1493.19
2010 | Quick Service Restaurant | 4B | 232.34 | 0 | 141.28 | 52.67 | 34.12 | 15.34 | 276.59 | 477.16 | 0 | 105.1 | 0 | 0 | 0 | 0 | 0 | 0 | 0 | 182.89 | 64.03 | 157.77 | 141.28 | 299.05 | 547.85 | 801.33 | 1349.18
2010 | Quick Service Restaurant | 4C | 232.34 | 0 | 178.8 | 12.28 | 34.28 | 15.38 | 276.59 | 477.16 | 0 | 113.97 | 0 | 0 | 0 | 0 | 0 | 0 | 0 | 193.18 | 63.13 | 126.25 | 178.8 | 305.05 | 515.63 | 849.14 | 1364.77
2010 | Quick Service Restaurant | 5A | 232.34 | 0 | 431.28 | 31.2 | 34.16 | 15.36 | 276.59 | 477.16 | 0 | 92.22 | 0 | 0 | 0 | 0 | 0 | 0 | 0 | 202.38 | 62.99 | 123.42 | 431.28 | 554.7 | 512.51 | 1110.82 | 1623.33
2010 | Quick Service Restaurant | 5B | 232.34 | 0 | 272.37 | 35.04 | 34.19 | 15.37 | 276.59 | 477.16 | 0 | 103.28 | 0 | 0 | 0 | 0 | 0 | 0 | 0 | 198.18 | 63.21 | 138.32 | 272.37 | 410.69 | 527.67 | 947.71 | 1475.38
2010 | Quick Service Restaurant | 5C | 232.34 | 0 | 238.9 | 3.47 | 34.28 | 15.37 | 276.59 | 477.16 | 0 | 107.34 | 0 | 0 | 0 | 0 | 0 | 0 | 0 | 201.52 | 62.33 | 110.81 | 238.9 | 349.71 | 499.38 | 917.58 | 1416.96
2010 | Quick Service Restaurant | 6A | 232.34 | 0 | 593.69 | 36 | 34.19 | 15.37 | 276.59 | 477.16 | 0 | 95.45 | 0 | 0 | 0 | 0 | 0 | 0 | 0 | 213.03 | 62.8 | 131.45 | 593.69 | 725.14 | 520.39 | 1283.88 | 1804.27
2010 | Quick Service Restaurant | 6B | 232.34 | 0 | 426.73 | 22.07 | 34.13 | 15.35 | 276.59 | 477.16 | 0 | 100.82 | 0 | 0 | 0 | 0 | 0 | 0 | 0 | 210.34 | 62.34 | 122.89 | 426.73 | 549.62 | 511.3 | 1114.23 | 1625.53
2010 | Quick Service Restaurant | 7 | 232.34 | 0 | 762.56 | 23.69 | 34.14 | 15.38 | 276.59 | 477.16 | 0 | 94.62 | 0 | 0 | 0 | 0 | 0 | 0 | 0 | 225.77 | 62.21 | 118.31 | 762.56 | 880.87 | 506.63 | 1465.49 | 1972.12
2010 | Quick Service Restaurant | 8 | 232.34 | 0 | 1072.76 | 6.17 | 34.64 | 15.49 | 276.59 | 477.16 | 0 | 111.76 | 0 | 0 | 0 | 0 | 0 | 0 | 0 | 242.96 | 61.21 | 117.93 | 1072.76 | 1190.69 | 505.85 | 1792.88 | 2298.73
2013 | Quick Service Restaurant | 0A | 232.34 | 0 | 0 | 364.72 | 32.03 | 15.37 | 265.86 | 477.16 | 0 | 79.91 | 0 | 0 | 0 | 0 | 0 | 0 | 0 | 124.46 | 58.56 | 444.63 | 0 | 444.63 | 816.45 | 601.62 | 1418.07
2013 | Quick Service Restaurant | 0B | 232.34 | 0 | 0.09 | 324.58 | 31.97 | 15.36 | 265.86 | 477.16 | 0 | 79.48 | 0 | 0 | 0 | 0 | 0 | 0 | 0 | 123.95 | 57.83 | 404.06 | 0.09 | 404.15 | 775.09 | 601.2 | 1376.29
2013 | Quick Service Restaurant | 1A | 232.34 | 0 | 0 | 226.31 | 32.04 | 15.37 | 265.86 | 477.16 | 0 | 60.14 | 0 | 0 | 0 | 0 | 0 | 0 | 0 | 135.78 | 56.91 | 286.45 | 0 | 286.45 | 656.63 | 612.94 | 1269.57
2013 | Quick Service Restaurant | 1B | 232.34 | 0 | 8.87 | 247.33 | 32.1 | 15.34 | 265.86 | 477.16 | 0 | 75.63 | 0 | 0 | 0 | 0 | 0 | 0 | 0 | 136.06 | 56.83 | 322.96 | 8.87 | 331.83 | 693.1 | 622.09 | 1315.19
2013 | Quick Service Restaurant | 2A | 232.34 | 0 | 25.21 | 192.48 | 31.93 | 15.34 | 265.86 | 477.16 | 0 | 64.44 | 0 | 0 | 0 | 0 | 0 | 0 | 0 | 148.49 | 56.25 | 256.92 | 25.21 | 282.13 | 626.3 | 650.86 | 1277.16
2013 | Quick Service Restaurant | 2B | 232.34 | 0 | 21.13 | 131.26 | 31.9 | 15.35 | 265.86 | 477.16 | 0 | 67.51 | 0 | 0 | 0 | 0 | 0 | 0 | 0 | 149.43 | 54.5 | 198.77 | 21.13 | 219.9 | 566.39 | 647.72 | 1214.11
2013 | Quick Service Restaurant | 3A | 232.34 | 0 | 133.21 | 101.57 | 31.98 | 15.35 | 265.86 | 477.16 | 0 | 59.87 | 0 | 0 | 0 | 0 | 0 | 0 | 0 | 170.43 | 53.92 | 161.44 | 133.21 | 294.65 | 528.56 | 780.79 | 1309.35
2013 | Quick Service Restaurant | 3B | 232.34 | 0 | 72.9 | 91.24 | 32.02 | 15.35 | 265.86 | 477.16 | 0 | 63.85 | 0 | 0 | 0 | 0 | 0 | 0 | 0 | 164.89 | 53.51 | 155.09 | 72.9 | 227.99 | 521.82 | 714.95 | 1236.77
2013 | Quick Service Restaurant | 3C | 232.34 | 0 | 31.49 | 36.31 | 32.17 | 15.38 | 265.86 | 477.16 | 0 | 50.84 | 0 | 0 | 0 | 0 | 0 | 0 | 0 | 172.69 | 54.81 | 87.15 | 31.49 | 118.64 | 455.37 | 681.34 | 1136.71
2013 | Quick Service Restaurant | 4A | 232.34 | 0 | 218.98 | 63.95 | 32.13 | 15.38 | 265.86 | 477.16 | 0 | 52.43 | 0 | 0 | 0 | 0 | 0 | 0 | 0 | 187.71 | 52.32 | 116.38 | 218.98 | 335.36 | 482.07 | 883.85 | 1365.92
2013 | Quick Service Restaurant | 4B | 232.34 | 0 | 126.99 | 53.53 | 31.91 | 15.34 | 265.86 | 477.16 | 0 | 57.8 | 0 | 0 | 0 | 0 | 0 | 0 | 0 | 182.82 | 52.15 | 111.33 | 126.99 | 238.32 | 476.58 | 786.97 | 1263.55
2013 | Quick Service Restaurant | 4C | 232.34 | 0 | 144.74 | 16.28 | 32.16 | 15.38 | 265.86 | 477.16 | 0 | 47.8 | 0 | 0 | 0 | 0 | 0 | 0 | 0 | 192.92 | 51.95 | 64.08 | 144.74 | 208.82 | 429.44 | 814.82 | 1244.26
2013 | Quick Service Restaurant | 5A | 232.34 | 0 | 351.89 | 35.05 | 32 | 15.36 | 265.86 | 477.16 | 0 | 50.83 | 0 | 0 | 0 | 0 | 0 | 0 | 0 | 202.23 | 51.36 | 85.88 | 351.89 | 437.77 | 450.47 | 1031.29 | 1481.76
2013 | Quick Service Restaurant | 5B | 232.34 | 0 | 258.64 | 36.59 | 32 | 15.37 | 265.86 | 477.16 | 0 | 57.82 | 0 | 0 | 0 | 0 | 0 | 0 | 0 | 198.13 | 51.22 | 94.41 | 258.64 | 353.05 | 458.88 | 933.92 | 1392.8
2013 | Quick Service Restaurant | 5C | 232.34 | 0 | 189.48 | 6.68 | 32.16 | 15.37 | 265.86 | 477.16 | 0 | 45.85 | 0 | 0 | 0 | 0 | 0 | 0 | 0 | 201.25 | 51.15 | 52.53 | 189.48 | 242.01 | 417.07 | 867.88 | 1284.95
2013 | Quick Service Restaurant | 6A | 232.34 | 0 | 519.68 | 38.14 | 32.03 | 15.37 | 265.86 | 477.16 | 0 | 53.73 | 0 | 0 | 0 | 0 | 0 | 0 | 0 | 212.92 | 50.98 | 91.87 | 519.68 | 611.55 | 456.11 | 1209.76 | 1665.87
2013 | Quick Service Restaurant | 6B | 232.34 | 0 | 394.14 | 23.24 | 31.94 | 15.35 | 265.86 | 477.16 | 0 | 56.14 | 0 | 0 | 0 | 0 | 0 | 0 | 0 | 210.26 | 50.42 | 79.38 | 394.14 | 473.52 | 442.95 | 1081.56 | 1524.51
2013 | Quick Service Restaurant | 7 | 232.34 | 0 | 662.32 | 26.56 | 31.97 | 15.38 | 265.86 | 477.16 | 0 | 53.29 | 0 | 0 | 0 | 0 | 0 | 0 | 0 | 225.67 | 50.36 | 79.85 | 662.32 | 742.17 | 443.43 | 1365.14 | 1808.57
2013 | Quick Service Restaurant | 8 | 232.34 | 0 | 925.85 | 8.64 | 32.6 | 15.49 | 265.86 | 477.16 | 0 | 52.87 | 0 | 0 | 0 | 0 | 0 | 0 | 0 | 242.83 | 49.44 | 61.51 | 925.85 | 987.36 | 424.91 | 1645.84 | 2070.75
2016 | Quick Service Restaurant | 0A | 232.34 | 0 | 0 | 361.28 | 27.26 | 8.79 | 265.86 | 477.16 | 0 | 79.27 | 0 | 0 | 0 | 0 | 0 | 0 | 0 | 124.46 | 58.56 | 440.55 | 0 | 440.55 | 801.03 | 601.62 | 1402.65
2016 | Quick Service Restaurant | 0B | 232.34 | 0 | 0.09 | 321.5 | 27.2 | 8.79 | 265.86 | 477.16 | 0 | 78.9 | 0 | 0 | 0 | 0 | 0 | 0 | 0 | 123.95 | 57.84 | 400.4 | 0.09 | 400.49 | 760.09 | 601.2 | 1361.29
2016 | Quick Service Restaurant | 1A | 232.34 | 0 | 0 | 224.54 | 27.22 | 8.79 | 265.86 | 477.16 | 0 | 59.9 | 0 | 0 | 0 | 0 | 0 | 0 | 0 | 135.78 | 56.91 | 284.44 | 0 | 284.44 | 643.23 | 612.94 | 1256.17
2016 | Quick Service Restaurant | 1B | 232.34 | 0 | 8.97 | 245.67 | 27.28 | 8.77 | 265.86 | 477.16 | 0 | 75.29 | 0 | 0 | 0 | 0 | 0 | 0 | 0 | 136.06 | 56.84 | 320.96 | 8.97 | 329.93 | 679.72 | 622.19 | 1301.91
2016 | Quick Service Restaurant | 2A | 232.34 | 0 | 25.16 | 191.05 | 27.12 | 8.77 | 265.86 | 477.16 | 0 | 64.11 | 0 | 0 | 0 | 0 | 0 | 0 | 0 | 148.48 | 56.26 | 255.16 | 25.16 | 280.32 | 613.18 | 650.8 | 1263.98
2016 | Quick Service Restaurant | 2B | 232.34 | 0 | 21.07 | 130.31 | 27.09 | 8.78 | 265.86 | 477.16 | 0 | 67.22 | 0 | 0 | 0 | 0 | 0 | 0 | 0 | 149.43 | 54.5 | 197.53 | 21.07 | 218.6 | 553.76 | 647.66 | 1201.42
2016 | Quick Service Restaurant | 3A | 232.34 | 0 | 132.16 | 100.79 | 27.16 | 8.78 | 265.86 | 477.16 | 0 | 59.56 | 0 | 0 | 0 | 0 | 0 | 0 | 0 | 170.43 | 53.92 | 160.35 | 132.16 | 292.51 | 516.07 | 779.75 | 1295.82
2016 | Quick Service Restaurant | 3B | 232.34 | 0 | 72.12 | 90.53 | 27.2 | 8.78 | 265.86 | 477.16 | 0 | 63.53 | 0 | 0 | 0 | 0 | 0 | 0 | 0 | 164.89 | 53.51 | 154.06 | 72.12 | 226.18 | 509.41 | 714.17 | 1223.58
2016 | Quick Service Restaurant | 3C | 232.34 | 0 | 31.29 | 36 | 27.35 | 8.81 | 265.86 | 477.16 | 0 | 50.6 | 0 | 0 | 0 | 0 | 0 | 0 | 0 | 172.69 | 54.81 | 86.6 | 31.29 | 117.89 | 443.43 | 681.14 | 1124.57
2016 | Quick Service Restaurant | 4A | 232.34 | 0 | 218.93 | 62.52 | 27.35 | 8.83 | 265.86 | 477.16 | 0 | 52 | 0 | 0 | 0 | 0 | 0 | 0 | 0 | 187.71 | 52.31 | 114.52 | 218.93 | 333.45 | 468.87 | 883.8 | 1352.67
2016 | Quick Service Restaurant | 4B | 232.34 | 0 | 130.73 | 52.7 | 27.12 | 8.78 | 265.86 | 477.16 | 0 | 57.48 | 0 | 0 | 0 | 0 | 0 | 0 | 0 | 182.82 | 52.14 | 110.18 | 130.73 | 240.91 | 464.08 | 790.71 | 1254.79
2016 | Quick Service Restaurant | 4C | 232.34 | 0 | 145.24 | 16.1 | 27.39 | 8.83 | 265.86 | 477.16 | 0 | 47.28 | 0 | 0 | 0 | 0 | 0 | 0 | 0 | 192.92 | 51.94 | 63.38 | 145.24 | 208.62 | 417.4 | 815.32 | 1232.72
2016 | Quick Service Restaurant | 5A | 232.34 | 0 | 347.69 | 34.59 | 27.21 | 8.79 | 265.86 | 477.16 | 0 | 50.19 | 0 | 0 | 0 | 0 | 0 | 0 | 0 | 202.24 | 51.35 | 84.78 | 347.69 | 432.47 | 438 | 1027.08 | 1465.08
2016 | Quick Service Restaurant | 5B | 232.34 | 0 | 257.51 | 36.17 | 27.2 | 8.81 | 265.86 | 477.16 | 0 | 57.4 | 0 | 0 | 0 | 0 | 0 | 0 | 0 | 198.13 | 51.21 | 93.57 | 257.51 | 351.08 | 446.66 | 932.8 | 1379.46
2016 | Quick Service Restaurant | 5C | 232.34 | 0 | 189.27 | 6.64 | 27.36 | 8.82 | 265.86 | 477.16 | 0 | 45.47 | 0 | 0 | 0 | 0 | 0 | 0 | 0 | 201.25 | 51.14 | 52.11 | 189.27 | 241.38 | 405.3 | 867.67 | 1272.97
2016 | Quick Service Restaurant | 6A | 232.34 | 0 | 514.14 | 37.85 | 27.21 | 8.81 | 265.86 | 477.16 | 0 | 53.43 | 0 | 0 | 0 | 0 | 0 | 0 | 0 | 212.92 | 50.97 | 91.28 | 514.14 | 605.42 | 444.13 | 1204.22 | 1648.35
2016 | Quick Service Restaurant | 6B | 232.34 | 0 | 389.63 | 23.08 | 27.12 | 8.79 | 265.86 | 477.16 | 0 | 55.82 | 0 | 0 | 0 | 0 | 0 | 0 | 0 | 210.27 | 50.42 | 78.9 | 389.63 | 468.53 | 431.1 | 1077.06 | 1508.16
2016 | Quick Service Restaurant | 7 | 232.34 | 0 | 656.12 | 26.34 | 27.16 | 8.83 | 265.86 | 477.16 | 0 | 52.99 | 0 | 0 | 0 | 0 | 0 | 0 | 0 | 225.67 | 50.35 | 79.33 | 656.12 | 735.45 | 431.54 | 1358.95 | 1790.49
2016 | Quick Service Restaurant | 8 | 232.34 | 0 | 913.86 | 8.58 | 27.79 | 8.99 | 265.86 | 477.16 | 0 | 52.48 | 0 | 0 | 0 | 0 | 0 | 0 | 0 | 242.84 | 49.43 | 61.06 | 913.86 | 974.92 | 413.13 | 1633.85 | 2046.98
2019 | Quick Service Restaurant | 0A | 232.34 | 0 | 0 | 344.76 | 25.37 | 8.79 | 252.09 | 477.16 | 0 | 76.4 | 0 | 0 | 0 | 0 | 0 | 0 | 0 | 124.45 | 41.24 | 421.16 | 0 | 421.16 | 748.66 | 601.6 | 1350.26
2019 | Quick Service Restaurant | 0B | 232.34 | 0 | 0.1 | 308.55 | 25.32 | 8.79 | 252.09 | 477.16 | 0 | 76.72 | 0 | 0 | 0 | 0 | 0 | 0 | 0 | 123.96 | 40.84 | 385.27 | 0.1 | 385.37 | 712.31 | 601.22 | 1313.53
2019 | Quick Service Restaurant | 1A | 232.34 | 0 | 0 | 211.51 | 25.37 | 8.79 | 252.09 | 477.16 | 0 | 57.75 | 0 | 0 | 0 | 0 | 0 | 0 | 0 | 135.79 | 40.3 | 269.26 | 0 | 269.26 | 595.81 | 612.95 | 1208.76
2019 | Quick Service Restaurant | 1B | 232.34 | 0 | 9.29 | 233.85 | 25.39 | 8.77 | 252.09 | 477.16 | 0 | 72.92 | 0 | 0 | 0 | 0 | 0 | 0 | 0 | 136.07 | 40.28 | 306.77 | 9.29 | 316.06 | 633.3 | 622.52 | 1255.82
2019 | Quick Service Restaurant | 2A | 232.34 | 0 | 24.82 | 180.21 | 25.28 | 8.77 | 252.09 | 477.16 | 0 | 61.84 | 0 | 0 | 0 | 0 | 0 | 0 | 0 | 148.5 | 39.91 | 242.05 | 24.82 | 266.87 | 568.1 | 650.48 | 1218.58
2019 | Quick Service Restaurant | 2B | 232.34 | 0 | 21.07 | 123.47 | 25.28 | 8.78 | 252.09 | 477.16 | 0 | 65.46 | 0 | 0 | 0 | 0 | 0 | 0 | 0 | 149.46 | 39.03 | 188.93 | 21.07 | 210 | 514.11 | 647.69 | 1161.8
2019 | Quick Service Restaurant | 3A | 232.34 | 0 | 129.92 | 94.51 | 25.29 | 8.78 | 252.09 | 477.16 | 0 | 57.75 | 0 | 0 | 0 | 0 | 0 | 0 | 0 | 170.46 | 38.6 | 152.26 | 129.92 | 282.18 | 477.02 | 777.53 | 1254.55
2019 | Quick Service Restaurant | 3B | 232.34 | 0 | 71.56 | 85.11 | 25.35 | 8.78 | 252.09 | 477.16 | 0 | 62.44 | 0 | 0 | 0 | 0 | 0 | 0 | 0 | 164.92 | 38.45 | 147.55 | 71.56 | 219.11 | 472.21 | 713.63 | 1185.84
2019 | Quick Service Restaurant | 3C | 232.34 | 0 | 31.95 | 32.72 | 25.44 | 8.81 | 252.09 | 477.16 | 0 | 48.95 | 0 | 0 | 0 | 0 | 0 | 0 | 0 | 172.73 | 39.07 | 81.67 | 31.95 | 113.62 | 407.08 | 681.83 | 1088.91
2019 | Quick Service Restaurant | 4A | 232.34 | 0 | 216.91 | 58.05 | 25.42 | 8.83 | 252.09 | 477.16 | 0 | 50.47 | 0 | 0 | 0 | 0 | 0 | 0 | 0 | 187.75 | 37.66 | 108.52 | 216.91 | 325.43 | 432.52 | 881.82 | 1314.34
2019 | Quick Service Restaurant | 4B | 232.34 | 0 | 125.36 | 49.4 | 25.3 | 8.78 | 252.09 | 477.16 | 0 | 56.12 | 0 | 0 | 0 | 0 | 0 | 0 | 0 | 182.85 | 37.67 | 105.52 | 125.36 | 230.88 | 429.36 | 785.37 | 1214.73
2019 | Quick Service Restaurant | 4C | 232.34 | 0 | 146.02 | 14.4 | 25.43 | 8.83 | 252.09 | 477.16 | 0 | 45.92 | 0 | 0 | 0 | 0 | 0 | 0 | 0 | 192.98 | 37.4 | 60.32 | 146.02 | 206.34 | 384.09 | 816.16 | 1200.25
2019 | Quick Service Restaurant | 5A | 232.34 | 0 | 338.97 | 31.75 | 25.33 | 8.79 | 252.09 | 477.16 | 0 | 48.61 | 0 | 0 | 0 | 0 | 0 | 0 | 0 | 202.27 | 37.14 | 80.36 | 338.97 | 419.33 | 403.71 | 1018.4 | 1422.11
2019 | Quick Service Restaurant | 5B | 232.34 | 0 | 250.66 | 33.79 | 25.35 | 8.81 | 252.09 | 477.16 | 0 | 56.19 | 0 | 0 | 0 | 0 | 0 | 0 | 0 | 198.16 | 37.13 | 89.98 | 250.66 | 340.64 | 413.37 | 925.98 | 1339.35
2019 | Quick Service Restaurant | 5C | 232.34 | 0 | 192.31 | 5.5 | 25.42 | 8.82 | 252.09 | 477.16 | 0 | 44.34 | 0 | 0 | 0 | 0 | 0 | 0 | 0 | 201.33 | 36.9 | 49.84 | 192.31 | 242.15 | 373.08 | 870.8 | 1243.88
2019 | Quick Service Restaurant | 6A | 232.34 | 0 | 498.21 | 34.81 | 25.35 | 8.81 | 252.09 | 477.16 | 0 | 51.64 | 0 | 0 | 0 | 0 | 0 | 0 | 0 | 212.97 | 36.92 | 86.45 | 498.21 | 584.66 | 409.62 | 1188.34 | 1597.96
2019 | Quick Service Restaurant | 6B | 232.34 | 0 | 379.35 | 21.62 | 25.3 | 8.79 | 252.09 | 477.16 | 0 | 53.91 | 0 | 0 | 0 | 0 | 0 | 0 | 0 | 210.31 | 36.66 | 75.53 | 379.35 | 454.88 | 398.37 | 1066.81 | 1465.18
2019 | Quick Service Restaurant | 7 | 232.34 | 0 | 633.19 | 23.84 | 25.33 | 8.83 | 252.09 | 477.16 | 0 | 50.9 | 0 | 0 | 0 | 0 | 0 | 0 | 0 | 225.71 | 36.59 | 74.74 | 633.19 | 707.93 | 397.58 | 1336.05 | 1733.63
2019 | Quick Service Restaurant | 8 | 232.34 | 0 | 896.63 | 7.38 | 25.71 | 8.99 | 252.09 | 477.16 | 0 | 50.89 | 0 | 0 | 0 | 0 | 0 | 0 | 0 | 242.89 | 36.05 | 58.27 | 896.63 | 954.9 | 381.11 | 1616.68 | 1997.79
2004 | Full Service Restaurant | 0A | 511.15 | 0 | 0 | 986.11 | 185.65 | 58.15 | 460.72 | 469.79 | 0 | 350.01 | 0.45 | 0.45 | 0 | 0 | 0 | 0 | 77.49 | 215.96 | 66.72 | 1336.12 | 0 | 1336.12 | 2185.29 | 685.75 | 2871.04
2004 | Full Service Restaurant | 0B | 511.15 | 0 | 0.49 | 833.19 | 185.65 | 58.16 | 460.72 | 469.79 | 0 | 376.61 | 0.45 | 0.45 | 0 | 0 | 0 | 0 | 77.46 | 214.67 | 66.98 | 1209.8 | 0.49 | 1210.29 | 2059.21 | 684.95 | 2744.16
2004 | Full Service Restaurant | 1A | 511.15 | 0 | 0.02 | 661.43 | 185.65 | 58.17 | 460.72 | 469.79 | 0 | 323.66 | 0.45 | 0.45 | 0 | 0 | 0 | 0 | 77.49 | 235.43 | 66.48 | 985.09 | 0.02 | 985.11 | 1834.05 | 705.23 | 2539.28
2004 | Full Service Restaurant | 1B | 511.15 | 0 | 27.83 | 706.09 | 185.65 | 58.09 | 460.72 | 469.79 | 0 | 371.81 | 0.45 | 0.45 | 0 | 0 | 0 | 0 | 77.46 | 235.77 | 66.88 | 1077.9 | 27.83 | 1105.73 | 1927.16 | 733.38 | 2660.54
2004 | Full Service Restaurant | 2A | 511.15 | 0 | 65.18 | 593.66 | 185.65 | 58.07 | 460.72 | 469.79 | 0 | 336.77 | 0.45 | 0.45 | 0 | 0 | 0 | 0 | 77.49 | 257.65 | 66.46 | 930.43 | 65.18 | 995.61 | 1779.28 | 792.62 | 2571.9
2004 | Full Service Restaurant | 2B | 511.15 | 0 | 56.25 | 461.58 | 185.65 | 58.12 | 460.72 | 469.79 | 0 | 380.22 | 0.45 | 0.45 | 0 | 0 | 0 | 0 | 77.46 | 258.88 | 66.57 | 841.8 | 56.25 | 898.05 | 1690.76 | 784.92 | 2475.68
2004 | Full Service Restaurant | 3A | 511.15 | 0 | 277.43 | 376.32 | 185.65 | 58.1 | 460.72 | 469.79 | 0 | 332.13 | 0.45 | 0.45 | 0 | 0 | 0 | 0 | 77.5 | 295.76 | 66.2 | 708.45 | 277.43 | 985.88 | 1557.07 | 1042.97 | 2600.04
2004 | Full Service Restaurant | 3B | 511.15 | 0 | 143.85 | 280.5 | 185.65 | 58.1 | 460.72 | 469.79 | 0 | 373.65 | 0.45 | 0.45 | 0 | 0 | 0 | 0 | 77.46 | 285.87 | 66.21 | 654.15 | 143.85 | 798 | 1502.74 | 899.51 | 2402.25
2004 | Full Service Restaurant | 3C | 511.15 | 0 | 77.03 | 111.78 | 185.65 | 58.09 | 460.72 | 469.79 | 0 | 326.69 | 0.45 | 0.45 | 0 | 0 | 0 | 0 | 77.5 | 300.14 | 66.26 | 438.47 | 77.03 | 515.5 | 1287.14 | 846.95 | 2134.09
2004 | Full Service Restaurant | 4A | 511.15 | 0 | 592.44 | 263.42 | 185.65 | 58.02 | 460.72 | 469.79 | 0 | 315.79 | 0.45 | 0.45 | 0 | 0 | 0 | 0 | 77.5 | 325.75 | 66.14 | 579.21 | 592.44 | 1171.65 | 1427.68 | 1387.98 | 2815.66
2004 | Full Service Restaurant | 4B | 511.15 | 0 | 298.16 | 168.6 | 185.65 | 58.06 | 460.72 | 469.79 | 0 | 379.08 | 0.45 | 0.45 | 0 | 0 | 0 | 0 | 77.5 | 317.3 | 65.57 | 547.68 | 298.16 | 845.84 | 1395.62 | 1085.24 | 2480.86
2004 | Full Service Restaurant | 4C | 511.15 | 0 | 473.57 | 46.01 | 185.65 | 57.95 | 460.72 | 469.79 | 0 | 312.12 | 0.45 | 0.45 | 0 | 0 | 0 | 0 | 77.5 | 334.83 | 66 | 358.13 | 473.57 | 831.7 | 1206.39 | 1278.19 | 2484.58
2004 | Full Service Restaurant | 5A | 511.15 | 0 | 848.46 | 190.45 | 185.65 | 58.03 | 460.72 | 469.79 | 0 | 311.64 | 0.45 | 0.45 | 0 | 0 | 0 | 0 | 77.5 | 351.16 | 66.05 | 502.09 | 848.46 | 1350.55 | 1350.49 | 1669.41 | 3019.9
2004 | Full Service Restaurant | 5B | 511.15 | 0 | 540.09 | 211.92 | 185.65 | 58.04 | 460.72 | 469.79 | 0 | 368.57 | 0.45 | 0.45 | 0 | 0 | 0 | 0 | 77.5 | 344.03 | 65.95 | 580.49 | 540.09 | 1120.58 | 1428.78 | 1353.9 | 2782.68
2004 | Full Service Restaurant | 5C | 511.15 | 0 | 608.37 | 16.5 | 185.65 | 57.95 | 460.72 | 469.79 | 0 | 296.38 | 0.45 | 0.45 | 0 | 0 | 0 | 0 | 77.5 | 349.23 | 66.03 | 312.88 | 608.37 | 921.25 | 1161.17 | 1427.39 | 2588.56
2004 | Full Service Restaurant | 6A | 511.15 | 0 | 1131.37 | 193.03 | 185.65 | 58.01 | 460.72 | 469.79 | 0 | 315.12 | 0.45 | 0.45 | 0 | 0 | 0 | 0 | 77.5 | 369.99 | 65.96 | 508.15 | 1131.37 | 1639.52 | 1356.43 | 1971.15 | 3327.58
2004 | Full Service Restaurant | 6B | 511.15 | 0 | 846.26 | 163.45 | 185.65 | 57.97 | 460.72 | 469.79 | 0 | 344.66 | 0.45 | 0.45 | 0 | 0 | 0 | 0 | 77.5 | 365.2 | 65.9 | 508.11 | 846.26 | 1354.37 | 1356.3 | 1681.25 | 3037.55
2004 | Full Service Restaurant | 7 | 511.15 | 0 | 1405.96 | 160.44 | 185.65 | 57.93 | 460.72 | 469.79 | 0 | 314.54 | 0.45 | 0.45 | 0 | 0 | 0 | 0 | 77.5 | 392.37 | 65.95 | 474.98 | 1405.96 | 1880.94 | 1323.17 | 2268.13 | 3591.3
2004 | Full Service Restaurant | 8 | 511.15 | 0 | 1944.82 | 104.02 | 185.65 | 57.61 | 460.72 | 469.79 | 0 | 307.41 | 0.45 | 0.45 | 0 | 0 | 0 | 0 | 77.51 | 422.5 | 65.86 | 411.43 | 1944.82 | 2356.25 | 1259.22 | 2837.11 | 4096.33
2007 | Full Service Restaurant | 0A | 511.15 | 0 | 0 | 928.75 | 185.65 | 58.15 | 460.72 | 469.79 | 0 | 330.07 | 0.45 | 0.45 | 0 | 0 | 0 | 0 | 77.39 | 215.42 | 68.72 | 1258.82 | 0 | 1258.82 | 2109.9 | 685.21 | 2795.11
2007 | Full Service Restaurant | 0B | 511.15 | 0 | 0 | 772.73 | 185.65 | 58.16 | 460.72 | 469.79 | 0 | 355.03 | 0.45 | 0.45 | 0 | 0 | 0 | 0 | 77.4 | 214.32 | 68.22 | 1127.76 | 0 | 1127.76 | 1978.35 | 684.11 | 2662.46
2007 | Full Service Restaurant | 1A | 511.15 | 0 | 0 | 628.81 | 185.65 | 58.17 | 460.72 | 469.79 | 0 | 309.55 | 0.45 | 0.45 | 0 | 0 | 0 | 0 | 77.49 | 235.41 | 66.8 | 938.36 | 0 | 938.36 | 1787.63 | 705.2 | 2492.83
2007 | Full Service Restaurant | 1B | 511.15 | 0 | 3.96 | 637.31 | 185.65 | 58.09 | 460.72 | 469.79 | 0 | 349.55 | 0.45 | 0.45 | 0 | 0 | 0 | 0 | 77.45 | 235.71 | 67.23 | 986.86 | 3.96 | 990.82 | 1836.45 | 709.46 | 2545.91
2007 | Full Service Restaurant | 2A | 511.15 | 0 | 18.34 | 536.03 | 185.65 | 58.07 | 460.72 | 469.79 | 0 | 316.89 | 0.45 | 0.45 | 0 | 0 | 0 | 0 | 77.53 | 257.84 | 66.14 | 852.92 | 18.34 | 871.26 | 1701.48 | 745.96 | 2447.44
2007 | Full Service Restaurant | 2B | 511.15 | 0 | 10.74 | 384.07 | 185.65 | 58.12 | 460.72 | 469.79 | 0 | 351.05 | 0.45 | 0.45 | 0 | 0 | 0 | 0 | 77.53 | 259.24 | 65.02 | 735.12 | 10.74 | 745.86 | 1582.59 | 739.76 | 2322.35
2007 | Full Service Restaurant | 3A | 511.15 | 0 | 144.5 | 310.71 | 185.65 | 58.1 | 460.72 | 469.79 | 0 | 313.31 | 0.45 | 0.45 | 0 | 0 | 0 | 0 | 77.63 | 296.46 | 63.98 | 624.02 | 144.5 | 768.52 | 1470.56 | 910.75 | 2381.31
2007 | Full Service Restaurant | 3B | 511.15 | 0 | 47.86 | 258.67 | 185.65 | 58.1 | 460.72 | 469.79 | 0 | 347.47 | 0.45 | 0.45 | 0 | 0 | 0 | 0 | 77.58 | 286.48 | 64.21 | 606.14 | 47.86 | 654 | 1452.85 | 804.13 | 2256.98
2007 | Full Service Restaurant | 3C | 511.15 | 0 | 10.4 | 103.55 | 185.65 | 58.09 | 460.72 | 469.79 | 0 | 300.23 | 0.45 | 0.45 | 0 | 0 | 0 | 0 | 77.61 | 300.72 | 64.54 | 403.78 | 10.4 | 414.18 | 1250.84 | 780.91 | 2031.75
2007 | Full Service Restaurant | 4A | 511.15 | 0 | 358.79 | 200.58 | 185.65 | 58.02 | 460.72 | 469.79 | 0 | 296.35 | 0.45 | 0.45 | 0 | 0 | 0 | 0 | 77.72 | 326.91 | 62.46 | 496.93 | 358.79 | 855.72 | 1341.93 | 1155.49 | 2497.42
2007 | Full Service Restaurant | 4B | 511.15 | 0 | 131.47 | 160.67 | 185.65 | 58.06 | 460.72 | 469.79 | 0 | 352.94 | 0.45 | 0.45 | 0 | 0 | 0 | 0 | 77.67 | 318.21 | 62.65 | 513.61 | 131.47 | 645.08 | 1358.8 | 919.47 | 2278.27
2007 | Full Service Restaurant | 4C | 511.15 | 0 | 203.25 | 44.4 | 185.65 | 57.95 | 460.72 | 469.79 | 0 | 291.06 | 0.45 | 0.45 | 0 | 0 | 0 | 0 | 77.76 | 336.22 | 61.84 | 335.46 | 203.25 | 538.71 | 1179.83 | 1009.26 | 2189.09
2007 | Full Service Restaurant | 5A | 511.15 | 0 | 559.47 | 120.54 | 185.65 | 58.03 | 460.72 | 469.79 | 0 | 284.38 | 0.45 | 0.45 | 0 | 0 | 0 | 0 | 77.76 | 352.54 | 61.58 | 404.92 | 559.47 | 964.39 | 1249.1 | 1381.79 | 2630.89
2007 | Full Service Restaurant | 5B | 511.15 | 0 | 299.95 | 140.77 | 185.65 | 58.04 | 460.72 | 469.79 | 0 | 333.2 | 0.45 | 0.45 | 0 | 0 | 0 | 0 | 77.72 | 345.2 | 61.84 | 473.97 | 299.95 | 773.92 | 1318.38 | 1114.94 | 2433.32
2007 | Full Service Restaurant | 5C | 511.15 | 0 | 257.35 | 17.59 | 185.65 | 57.95 | 460.72 | 469.79 | 0 | 274.95 | 0.45 | 0.45 | 0 | 0 | 0 | 0 | 77.8 | 350.88 | 61.09 | 292.54 | 257.35 | 549.89 | 1136.2 | 1078.02 | 2214.22
2007 | Full Service Restaurant | 6A | 511.15 | 0 | 832.25 | 130.07 | 185.65 | 58.01 | 460.72 | 469.79 | 0 | 293.36 | 0.45 | 0.45 | 0 | 0 | 0 | 0 | 77.77 | 371.4 | 61.35 | 423.43 | 832.25 | 1255.68 | 1267.38 | 1673.43 | 2940.81
2007 | Full Service Restaurant | 6B | 511.15 | 0 | 544.69 | 95.06 | 185.65 | 57.97 | 460.72 | 469.79 | 0 | 315.11 | 0.45 | 0.45 | 0 | 0 | 0 | 0 | 77.77 | 366.63 | 60.98 | 410.17 | 544.69 | 954.86 | 1253.69 | 1381.1 | 2634.79
2007 | Full Service Restaurant | 7 | 511.15 | 0 | 1094.7 | 97.69 | 185.65 | 57.93 | 460.72 | 469.79 | 0 | 291.85 | 0.45 | 0.45 | 0 | 0 | 0 | 0 | 77.79 | 393.92 | 60.81 | 389.54 | 1094.7 | 1484.24 | 1232.89 | 1958.41 | 3191.3
2007 | Full Service Restaurant | 8 | 511.15 | 0 | 1627.54 | 40.76 | 185.65 | 57.61 | 460.72 | 469.79 | 0 | 284.04 | 0.45 | 0.45 | 0 | 0 | 0 | 0 | 77.83 | 424.25 | 59.88 | 324.8 | 1627.54 | 1952.34 | 1166.93 | 2521.58 | 3688.51
2010 | Full Service Restaurant | 0A | 511.15 | 0 | 0 | 724.55 | 75.03 | 33.05 | 460.32 | 469.79 | 0 | 212.23 | 0.45 | 0.45 | 0 | 0 | 0 | 0 | 75.36 | 215.39 | 68.37 | 936.78 | 0 | 936.78 | 1649.34 | 685.18 | 2334.52
2010 | Full Service Restaurant | 0B | 511.15 | 0 | 0.03 | 584.14 | 74.94 | 33.04 | 460.32 | 469.79 | 0 | 199.2 | 0.45 | 0.45 | 0 | 0 | 0 | 0 | 75.36 | 214.21 | 68.07 | 783.34 | 0.03 | 783.37 | 1495.51 | 684.02 | 2179.53
2010 | Full Service Restaurant | 1A | 511.15 | 0 | 0 | 452.01 | 75.05 | 33.04 | 460.32 | 469.79 | 0 | 163.61 | 0.45 | 0.45 | 0 | 0 | 0 | 0 | 75.4 | 235.24 | 66.75 | 615.62 | 0 | 615.62 | 1326.62 | 705.02 | 2031.64
2010 | Full Service Restaurant | 1B | 511.15 | 0 | 10.99 | 472.73 | 75.09 | 33 | 460.32 | 469.79 | 0 | 188.33 | 0.45 | 0.45 | 0 | 0 | 0 | 0 | 75.38 | 235.54 | 67.2 | 661.06 | 10.99 | 672.05 | 1372.5 | 716.31 | 2088.81
2010 | Full Service Restaurant | 2A | 511.15 | 0 | 28.16 | 385.39 | 74.86 | 32.98 | 460.32 | 469.79 | 0 | 171 | 0.45 | 0.45 | 0 | 0 | 0 | 0 | 75.41 | 257.59 | 66.3 | 556.39 | 28.16 | 584.55 | 1266.7 | 755.53 | 2022.23
2010 | Full Service Restaurant | 2B | 511.15 | 0 | 23.97 | 253.51 | 74.86 | 33.01 | 460.32 | 469.79 | 0 | 168.21 | 0.45 | 0.45 | 0 | 0 | 0 | 0 | 75.41 | 258.99 | 65.21 | 421.72 | 23.97 | 445.69 | 1130.98 | 752.75 | 1883.73
2010 | Full Service Restaurant | 3A | 511.15 | 0 | 169.54 | 207.07 | 74.92 | 33 | 460.32 | 469.79 | 0 | 158.1 | 0.45 | 0.45 | 0 | 0 | 0 | 0 | 75.45 | 296.11 | 64.39 | 365.17 | 169.54 | 534.71 | 1073.7 | 935.44 | 2009.14
2010 | Full Service Restaurant | 3B | 511.15 | 0 | 78.46 | 184.54 | 75.05 | 33 | 460.32 | 469.79 | 0 | 163.05 | 0.45 | 0.45 | 0 | 0 | 0 | 0 | 75.43 | 286.2 | 64.46 | 347.59 | 78.46 | 426.05 | 1056.29 | 834.44 | 1890.73
2010 | Full Service Restaurant | 3C | 511.15 | 0 | 31.55 | 83.68 | 75.29 | 33.06 | 460.32 | 469.79 | 0 | 119.44 | 0.45 | 0.45 | 0 | 0 | 0 | 0 | 75.43 | 300.24 | 65.29 | 203.12 | 31.55 | 234.67 | 912.94 | 801.58 | 1714.52
2010 | Full Service Restaurant | 4A | 511.15 | 0 | 359.11 | 128.37 | 75.13 | 33.07 | 460.32 | 469.79 | 0 | 121.91 | 0.45 | 0.45 | 0 | 0 | 0 | 0 | 75.49 | 326.51 | 63 | 250.28 | 359.11 | 609.39 | 957.72 | 1155.41 | 2113.13
2010 | Full Service Restaurant | 4B | 511.15 | 0 | 164.54 | 115.39 | 74.87 | 32.99 | 460.32 | 469.79 | 0 | 161.83 | 0.45 | 0.45 | 0 | 0 | 0 | 0 | 75.47 | 317.9 | 62.93 | 277.22 | 164.54 | 441.76 | 984.25 | 952.22 | 1936.47
2010 | Full Service Restaurant | 4C | 511.15 | 0 | 238.03 | 35.23 | 75.2 | 33.06 | 460.32 | 469.79 | 0 | 116.8 | 0.45 | 0.45 | 0 | 0 | 0 | 0 | 75.49 | 335.65 | 62.81 | 152.03 | 238.03 | 390.06 | 859.36 | 1043.47 | 1902.83
2010 | Full Service Restaurant | 5A | 511.15 | 0 | 573.11 | 73.17 | 74.96 | 33.01 | 460.32 | 469.79 | 0 | 119.88 | 0.45 | 0.45 | 0 | 0 | 0 | 0 | 75.51 | 352.1 | 62.15 | 193.05 | 573.11 | 766.16 | 899.45 | 1395 | 2294.45
2010 | Full Service Restaurant | 5B | 511.15 | 0 | 351.64 | 78.09 | 75.02 | 33.05 | 460.32 | 469.79 | 0 | 161.62 | 0.45 | 0.45 | 0 | 0 | 0 | 0 | 75.5 | 344.87 | 62.1 | 239.71 | 351.64 | 591.35 | 946.14 | 1166.3 | 2112.44
2010 | Full Service Restaurant | 5C | 511.15 | 0 | 339.92 | 11.13 | 75.21 | 33.05 | 460.32 | 469.79 | 0 | 140.15 | 0.45 | 0.45 | 0 | 0 | 0 | 0 | 75.53 | 350.42 | 61.68 | 151.28 | 339.92 | 491.2 | 857.51 | 1160.12 | 2017.63
2010 | Full Service Restaurant | 6A | 511.15 | 0 | 840.26 | 80.61 | 75.01 | 33.03 | 460.32 | 469.79 | 0 | 124.66 | 0.45 | 0.45 | 0 | 0 | 0 | 0 | 75.51 | 370.99 | 61.81 | 205.27 | 840.26 | 1045.53 | 911.41 | 1681.04 | 2592.45
2010 | Full Service Restaurant | 6B | 511.15 | 0 | 585.29 | 51.92 | 74.87 | 32.99 | 460.32 | 469.79 | 0 | 156.8 | 0.45 | 0.45 | 0 | 0 | 0 | 0 | 75.52 | 366.25 | 61.35 | 208.72 | 585.29 | 794.01 | 914.21 | 1421.33 | 2335.54
2010 | Full Service Restaurant | 7 | 511.15 | 0 | 1085.46 | 58.13 | 74.92 | 33.05 | 460.32 | 469.79 | 0 | 124.86 | 0.45 | 0.45 | 0 | 0 | 0 | 0 | 75.53 | 393.49 | 61.26 | 182.99 | 1085.46 | 1268.45 | 888.52 | 1948.74 | 2837.26
2010 | Full Service Restaurant | 8 | 511.15 | 0 | 1580.28 | 15.53 | 75.92 | 33.26 | 460.32 | 469.79 | 0 | 147.37 | 0.45 | 0.45 | 0 | 0 | 0 | 0 | 75.55 | 423.83 | 60.19 | 162.9 | 1580.28 | 1743.18 | 868.57 | 2473.9 | 3342.47
2013 | Full Service Restaurant | 0A | 511.15 | 0 | 0 | 677.92 | 69.93 | 33.05 | 449.44 | 469.79 | 0 | 170.13 | 0.45 | 0.45 | 0 | 0 | 0 | 0 | 75.35 | 215.22 | 56.78 | 848.05 | 0 | 848.05 | 1533.04 | 685 | 2218.04
2013 | Full Service Restaurant | 0B | 511.15 | 0 | 0.01 | 565.82 | 69.78 | 33.04 | 449.44 | 469.79 | 0 | 159.3 | 0.45 | 0.45 | 0 | 0 | 0 | 0 | 75.36 | 214.22 | 56.03 | 725.12 | 0.01 | 725.13 | 1409.21 | 684.01 | 2093.22
2013 | Full Service Restaurant | 1A | 511.15 | 0 | 0 | 416.38 | 69.93 | 33.04 | 449.44 | 469.79 | 0 | 96.81 | 0.45 | 0.45 | 0 | 0 | 0 | 0 | 75.38 | 235.08 | 55.14 | 513.19 | 0 | 513.19 | 1196.57 | 704.87 | 1901.44
2013 | Full Service Restaurant | 1B | 511.15 | 0 | 10.07 | 457.48 | 70.12 | 33 | 449.44 | 469.79 | 0 | 149.37 | 0.45 | 0.45 | 0 | 0 | 0 | 0 | 75.38 | 235.56 | 55.12 | 606.85 | 10.07 | 616.92 | 1290.34 | 715.42 | 2005.76
2013 | Full Service Restaurant | 2A | 511.15 | 0 | 27.18 | 365.98 | 69.66 | 32.98 | 449.44 | 469.79 | 0 | 131.32 | 0.45 | 0.45 | 0 | 0 | 0 | 0 | 75.4 | 257.44 | 54.66 | 497.3 | 27.18 | 524.48 | 1179.88 | 754.4 | 1934.28
2013 | Full Service Restaurant | 2B | 511.15 | 0 | 23.17 | 245.11 | 69.54 | 33.01 | 449.44 | 469.79 | 0 | 130.53 | 0.45 | 0.45 | 0 | 0 | 0 | 0 | 75.41 | 259 | 53.1 | 375.64 | 23.17 | 398.81 | 1056.57 | 751.95 | 1808.52
2013 | Full Service Restaurant | 3A | 511.15 | 0 | 170.09 | 198.8 | 69.85 | 33 | 449.44 | 469.79 | 0 | 120.34 | 0.45 | 0.45 | 0 | 0 | 0 | 0 | 75.44 | 296.02 | 52.56 | 319.14 | 170.09 | 489.23 | 999.88 | 935.9 | 1935.78
2013 | Full Service Restaurant | 3B | 511.15 | 0 | 80.61 | 179.13 | 69.9 | 33 | 449.44 | 469.79 | 0 | 127.24 | 0.45 | 0.45 | 0 | 0 | 0 | 0 | 75.44 | 286.23 | 52.22 | 306.37 | 80.61 | 386.98 | 986.82 | 836.62 | 1823.44
2013 | Full Service Restaurant | 3C | 511.15 | 0 | 31.24 | 81.04 | 70.32 | 33.06 | 449.44 | 469.79 | 0 | 81.72 | 0.45 | 0.45 | 0 | 0 | 0 | 0 | 75.42 | 300.12 | 53.55 | 162.76 | 31.24 | 194 | 844.98 | 801.15 | 1646.13
2013 | Full Service Restaurant | 4A | 511.15 | 0 | 355.33 | 125.31 | 70.17 | 33.07 | 449.44 | 469.79 | 0 | 86.48 | 0.45 | 0.45 | 0 | 0 | 0 | 0 | 75.48 | 326.44 | 51 | 211.79 | 355.33 | 567.12 | 891.4 | 1151.56 | 2042.96
2013 | Full Service Restaurant | 4B | 511.15 | 0 | 161.98 | 112.18 | 69.56 | 32.99 | 449.44 | 469.79 | 0 | 124.28 | 0.45 | 0.45 | 0 | 0 | 0 | 0 | 75.47 | 317.81 | 51 | 236.46 | 161.98 | 398.44 | 915.36 | 949.58 | 1864.94
2013 | Full Service Restaurant | 4C | 511.15 | 0 | 233.16 | 34.69 | 70.34 | 33.06 | 449.44 | 469.79 | 0 | 80.87 | 0.45 | 0.45 | 0 | 0 | 0 | 0 | 75.49 | 335.58 | 50.78 | 115.56 | 233.16 | 348.72 | 795.11 | 1038.54 | 1833.65
2013 | Full Service Restaurant | 5A | 511.15 | 0 | 566.81 | 72.62 | 69.88 | 33.01 | 449.44 | 469.79 | 0 | 85.07 | 0.45 | 0.45 | 0 | 0 | 0 | 0 | 75.5 | 352.04 | 50.1 | 157.69 | 566.81 | 724.5 | 836.06 | 1388.63 | 2224.69
2013 | Full Service Restaurant | 5B | 511.15 | 0 | 344.46 | 77.15 | 69.85 | 33.05 | 449.44 | 469.79 | 0 | 125.29 | 0.45 | 0.45 | 0 | 0 | 0 | 0 | 75.49 | 344.81 | 50.08 | 202.44 | 344.46 | 546.9 | 880.8 | 1159.06 | 2039.86
2013 | Full Service Restaurant | 5C | 511.15 | 0 | 311.25 | 15.9 | 70.35 | 33.05 | 449.44 | 469.79 | 0 | 79.08 | 0.45 | 0.45 | 0 | 0 | 0 | 0 | 75.51 | 350.23 | 50.01 | 94.98 | 311.25 | 406.23 | 773.78 | 1131.28 | 1905.06
2013 | Full Service Restaurant | 6A | 511.15 | 0 | 831.61 | 78.21 | 69.94 | 33.03 | 449.44 | 469.79 | 0 | 89.25 | 0.45 | 0.45 | 0 | 0 | 0 | 0 | 75.51 | 370.93 | 49.73 | 167.46 | 831.61 | 999.07 | 845.54 | 1672.33 | 2517.87
2013 | Full Service Restaurant | 6B | 511.15 | 0 | 579.88 | 50.33 | 69.63 | 32.99 | 449.44 | 469.79 | 0 | 120.17 | 0.45 | 0.45 | 0 | 0 | 0 | 0 | 75.51 | 366.2 | 49.26 | 170.5 | 579.88 | 750.38 | 847.77 | 1415.87 | 2263.64
2013 | Full Service Restaurant | 7 | 511.15 | 0 | 1070.02 | 56.45 | 69.77 | 33.05 | 449.44 | 469.79 | 0 | 89.42 | 0.45 | 0.45 | 0 | 0 | 0 | 0 | 75.52 | 393.44 | 49.15 | 145.87 | 1070.02 | 1215.89 | 823.24 | 1933.25 | 2756.49
2013 | Full Service Restaurant | 8 | 511.15 | 0 | 1535.9 | 18.7 | 71.59 | 33.26 | 449.44 | 469.79 | 0 | 89.52 | 0.45 | 0.45 | 0 | 0 | 0 | 0 | 75.54 | 423.73 | 48.21 | 108.22 | 1535.9 | 1644.12 | 786.69 | 2429.42 | 3216.11
2016 | Full Service Restaurant | 0A | 511.15 | 0 | 0 | 668.78 | 54.86 | 18.64 | 449.44 | 469.79 | 0 | 168.28 | 0.45 | 0.45 | 0 | 0 | 0 | 0 | 75.35 | 215.09 | 56.79 | 837.06 | 0 | 837.06 | 1492.58 | 684.87 | 2177.45
2016 | Full Service Restaurant | 0B | 511.15 | 0 | 0.02 | 557.35 | 54.73 | 18.63 | 449.44 | 469.79 | 0 | 157.38 | 0.45 | 0.45 | 0 | 0 | 0 | 0 | 75.36 | 214.09 | 56.04 | 714.73 | 0.02 | 714.75 | 1369.38 | 683.9 | 2053.28
2016 | Full Service Restaurant | 1A | 511.15 | 0 | 0 | 410.53 | 54.74 | 18.63 | 449.44 | 469.79 | 0 | 96.11 | 0.45 | 0.45 | 0 | 0 | 0 | 0 | 75.38 | 234.94 | 55.15 | 506.64 | 0 | 506.64 | 1160.42 | 704.73 | 1865.15
2016 | Full Service Restaurant | 1B | 511.15 | 0 | 10.82 | 452.42 | 54.89 | 18.6 | 449.44 | 469.79 | 0 | 148.9 | 0.45 | 0.45 | 0 | 0 | 0 | 0 | 75.38 | 235.41 | 55.13 | 601.32 | 10.82 | 612.14 | 1255.2 | 716.01 | 1971.21
2016 | Full Service Restaurant | 2A | 511.15 | 0 | 28.2 | 358.69 | 54.53 | 18.59 | 449.44 | 469.79 | 0 | 130.17 | 0.45 | 0.45 | 0 | 0 | 0 | 0 | 75.4 | 257.29 | 54.67 | 488.86 | 28.2 | 517.06 | 1141.93 | 755.29 | 1897.22
2016 | Full Service Restaurant | 2B | 511.15 | 0 | 24.44 | 242.07 | 54.43 | 18.61 | 449.44 | 469.79 | 0 | 129.33 | 0.45 | 0.45 | 0 | 0 | 0 | 0 | 75.41 | 258.84 | 53.1 | 371.4 | 24.44 | 395.84 | 1022.83 | 753.07 | 1775.9
2016 | Full Service Restaurant | 3A | 511.15 | 0 | 172.1 | 195.94 | 54.68 | 18.61 | 449.44 | 469.79 | 0 | 119.26 | 0.45 | 0.45 | 0 | 0 | 0 | 0 | 75.44 | 295.86 | 52.56 | 315.2 | 172.1 | 487.3 | 966.36 | 937.74 | 1904.1
2016 | Full Service Restaurant | 3B | 511.15 | 0 | 82.79 | 176.77 | 54.71 | 18.61 | 449.44 | 469.79 | 0 | 126.66 | 0.45 | 0.45 | 0 | 0 | 0 | 0 | 75.44 | 286.07 | 52.22 | 303.43 | 82.79 | 386.22 | 954.29 | 838.65 | 1792.94
2016 | Full Service Restaurant | 3C | 511.15 | 0 | 33.14 | 75.99 | 55.05 | 18.67 | 449.44 | 469.79 | 0 | 80.97 | 0.45 | 0.45 | 0 | 0 | 0 | 0 | 75.42 | 299.95 | 53.55 | 156.96 | 33.14 | 190.1 | 809.52 | 802.88 | 1612.4
2016 | Full Service Restaurant | 4A | 511.15 | 0 | 360.85 | 122.46 | 55.05 | 18.7 | 449.44 | 469.79 | 0 | 85.41 | 0.45 | 0.45 | 0 | 0 | 0 | 0 | 75.48 | 326.24 | 50.99 | 207.87 | 360.85 | 568.72 | 857.96 | 1156.88 | 2014.84
2016 | Full Service Restaurant | 4B | 511.15 | 0 | 169.59 | 109.48 | 54.51 | 18.61 | 449.44 | 469.79 | 0 | 122.47 | 0.45 | 0.45 | 0 | 0 | 0 | 0 | 75.47 | 317.64 | 50.96 | 231.95 | 169.59 | 401.54 | 881.38 | 957.01 | 1838.39
2016 | Full Service Restaurant | 4C | 511.15 | 0 | 240.08 | 33.62 | 55.21 | 18.71 | 449.44 | 469.79 | 0 | 79.71 | 0.45 | 0.45 | 0 | 0 | 0 | 0 | 75.49 | 335.39 | 50.77 | 113.33 | 240.08 | 353.41 | 763.4 | 1045.26 | 1808.66
2016 | Full Service Restaurant | 5A | 511.15 | 0 | 570.29 | 70.45 | 54.76 | 18.64 | 449.44 | 469.79 | 0 | 84.14 | 0.45 | 0.45 | 0 | 0 | 0 | 0 | 75.5 | 351.83 | 50.09 | 154.59 | 570.29 | 724.88 | 803.46 | 1391.91 | 2195.37
2016 | Full Service Restaurant | 5B | 511.15 | 0 | 351.99 | 75.58 | 54.72 | 18.68 | 449.44 | 469.79 | 0 | 123.81 | 0.45 | 0.45 | 0 | 0 | 0 | 0 | 75.49 | 344.61 | 50.04 | 199.39 | 351.99 | 551.38 | 848.2 | 1166.4 | 2014.6
2016 | Full Service Restaurant | 5C | 511.15 | 0 | 318.19 | 15.4 | 55.14 | 18.7 | 449.44 | 469.79 | 0 | 78.19 | 0.45 | 0.45 | 0 | 0 | 0 | 0 | 75.51 | 350.02 | 50.01 | 93.59 | 318.19 | 411.78 | 742.84 | 1138.01 | 1880.85
2016 | Full Service Restaurant | 6A | 511.15 | 0 | 832.66 | 77.05 | 54.75 | 18.67 | 449.44 | 469.79 | 0 | 88.58 | 0.45 | 0.45 | 0 | 0 | 0 | 0 | 75.51 | 370.71 | 49.72 | 165.63 | 832.66 | 998.29 | 814.15 | 1673.16 | 2487.31
2016 | Full Service Restaurant | 6B | 511.15 | 0 | 582.49 | 49.61 | 54.5 | 18.64 | 449.44 | 469.79 | 0 | 119.02 | 0.45 | 0.45 | 0 | 0 | 0 | 0 | 75.51 | 365.98 | 49.25 | 168.63 | 582.49 | 751.12 | 816.41 | 1418.27 | 2234.68
2016 | Full Service Restaurant | 7 | 511.15 | 0 | 1070.7 | 55.53 | 54.61 | 18.7 | 449.44 | 469.79 | 0 | 88.63 | 0.45 | 0.45 | 0 | 0 | 0 | 0 | 75.52 | 393.21 | 49.14 | 144.16 | 1070.7 | 1214.86 | 792.01 | 1933.7 | 2725.71
2016 | Full Service Restaurant | 8 | 511.15 | 0 | 1527.52 | 18.41 | 56.12 | 19.02 | 449.44 | 469.79 | 0 | 88.59 | 0.45 | 0.45 | 0 | 0 | 0 | 0 | 75.54 | 423.48 | 48.2 | 107 | 1527.52 | 1634.52 | 755.75 | 2420.79 | 3176.54
2019 | Full Service Restaurant | 0A | 511.15 | 0 | 0 | 648.59 | 50.35 | 18.64 | 435.66 | 469.79 | 0 | 165.53 | 0.45 | 0.45 | 0 | 0 | 0 | 0 | 75.35 | 215.08 | 39.77 | 814.12 | 0 | 814.12 | 1434.34 | 684.87 | 2119.21
2019 | Full Service Restaurant | 0B | 511.15 | 0 | 0.03 | 541.18 | 50.22 | 18.63 | 435.66 | 469.79 | 0 | 155.99 | 0.45 | 0.45 | 0 | 0 | 0 | 0 | 75.36 | 214.09 | 39.38 | 697.17 | 0.03 | 697.2 | 1316.86 | 683.9 | 2000.76
2019 | Full Service Restaurant | 1A | 511.15 | 0 | 0 | 396.98 | 50.33 | 18.63 | 435.66 | 469.79 | 0 | 93.79 | 0.45 | 0.45 | 0 | 0 | 0 | 0 | 75.38 | 234.94 | 38.88 | 490.77 | 0 | 490.77 | 1110.11 | 704.73 | 1814.84
2019 | Full Service Restaurant | 1B | 511.15 | 0 | 11.22 | 436.57 | 50.4 | 18.6 | 435.66 | 469.79 | 0 | 146.06 | 0.45 | 0.45 | 0 | 0 | 0 | 0 | 75.38 | 235.42 | 38.85 | 582.63 | 11.22 | 593.85 | 1201.98 | 716.42 | 1918.4
2019 | Full Service Restaurant | 2A | 511.15 | 0 | 28.21 | 347.43 | 50.06 | 18.59 | 435.66 | 469.79 | 0 | 127.72 | 0.45 | 0.45 | 0 | 0 | 0 | 0 | 75.4 | 257.3 | 38.57 | 475.15 | 28.21 | 503.36 | 1093.88 | 755.3 | 1849.18
2019 | Full Service Restaurant | 2B | 511.15 | 0 | 24.45 | 234.55 | 50.06 | 18.61 | 435.66 | 469.79 | 0 | 127.68 | 0.45 | 0.45 | 0 | 0 | 0 | 0 | 75.42 | 258.87 | 37.78 | 362.23 | 24.45 | 386.68 | 980.2 | 753.11 | 1733.31
2019 | Full Service Restaurant | 3A | 511.15 | 0 | 172.47 | 187.32 | 50.13 | 18.61 | 435.66 | 469.79 | 0 | 117.15 | 0.45 | 0.45 | 0 | 0 | 0 | 0 | 75.45 | 295.89 | 37.38 | 304.47 | 172.47 | 476.94 | 922.14 | 938.15 | 1860.29
2019 | Full Service Restaurant | 3B | 511.15 | 0 | 85.07 | 170.29 | 50.27 | 18.61 | 435.66 | 469.79 | 0 | 124.6 | 0.45 | 0.45 | 0 | 0 | 0 | 0 | 75.44 | 286.09 | 37.27 | 294.89 | 85.07 | 379.96 | 912.58 | 840.95 | 1753.53
2019 | Full Service Restaurant | 3C | 511.15 | 0 | 34.38 | 69.94 | 50.57 | 18.67 | 435.66 | 469.79 | 0 | 79.16 | 0.45 | 0.45 | 0 | 0 | 0 | 0 | 75.42 | 300 | 37.9 | 149.1 | 34.38 | 183.48 | 767.78 | 804.16 | 1571.94
2019 | Full Service Restaurant | 4A | 511.15 | 0 | 361.59 | 117.15 | 50.49 | 18.7 | 435.66 | 469.79 | 0 | 83.68 | 0.45 | 0.45 | 0 | 0 | 0 | 0 | 75.49 | 326.29 | 36.48 | 200.83 | 361.59 | 562.42 | 818.1 | 1157.67 | 1975.77
2019 | Full Service Restaurant | 4B | 511.15 | 0 | 178.13 | 104.27 | 50.13 | 18.61 | 435.66 | 469.79 | 0 | 120.5 | 0.45 | 0.45 | 0 | 0 | 0 | 0 | 75.47 | 317.69 | 36.52 | 224.77 | 178.13 | 402.9 | 841.61 | 965.61 | 1807.22
2019 | Full Service Restaurant | 4C | 511.15 | 0 | 244.16 | 31.18 | 50.57 | 18.71 | 435.66 | 469.79 | 0 | 78.12 | 0.45 | 0.45 | 0 | 0 | 0 | 0 | 75.49 | 335.45 | 36.31 | 109.3 | 244.16 | 353.46 | 726.49 | 1049.4 | 1775.89
2019 | Full Service Restaurant | 5A | 511.15 | 0 | 571.23 | 66.49 | 50.25 | 18.64 | 435.66 | 469.79 | 0 | 82.64 | 0.45 | 0.45 | 0 | 0 | 0 | 0 | 75.51 | 351.88 | 35.97 | 149.13 | 571.23 | 720.36 | 765.6 | 1392.9 | 2158.5
2019 | Full Service Restaurant | 5B | 511.15 | 0 | 364.71 | 68.2 | 50.29 | 18.68 | 435.66 | 469.79 | 0 | 121.96 | 0.45 | 0.45 | 0 | 0 | 0 | 0 | 75.5 | 344.67 | 35.98 | 190.16 | 364.71 | 554.87 | 806.72 | 1179.17 | 1985.89
2019 | Full Service Restaurant | 5C | 511.15 | 0 | 322.88 | 13.56 | 50.55 | 18.7 | 435.66 | 469.79 | 0 | 76.73 | 0.45 | 0.45 | 0 | 0 | 0 | 0 | 75.52 | 350.09 | 35.86 | 90.29 | 322.88 | 413.17 | 707.02 | 1142.75 | 1849.77
2019 | Full Service Restaurant | 6A | 511.15 | 0 | 834.8 | 72.26 | 50.3 | 18.67 | 435.66 | 469.79 | 0 | 86.77 | 0.45 | 0.45 | 0 | 0 | 0 | 0 | 75.51 | 370.76 | 35.76 | 159.03 | 834.8 | 993.83 | 775.38 | 1675.36 | 2450.74
2019 | Full Service Restaurant | 6B | 511.15 | 0 | 591.56 | 46.81 | 50.12 | 18.64 | 435.66 | 469.79 | 0 | 117 | 0.45 | 0.45 | 0 | 0 | 0 | 0 | 75.52 | 366.03 | 35.55 | 163.81 | 591.56 | 755.37 | 779.74 | 1427.38 | 2207.12
2019 | Full Service Restaurant | 7 | 511.15 | 0 | 1072.26 | 51.07 | 50.24 | 18.7 | 435.66 | 469.79 | 0 | 86.49 | 0.45 | 0.45 | 0 | 0 | 0 | 0 | 75.53 | 393.26 | 35.45 | 137.56 | 1072.26 | 1209.82 | 753.59 | 1935.31 | 2688.9
2019 | Full Service Restaurant | 8 | 511.15 | 0 | 1520.49 | 16.64 | 51.42 | 19.02 | 435.66 | 469.79 | 0 | 86.49 | 0.45 | 0.45 | 0 | 0 | 0 | 0 | 75.54 | 423.54 | 34.94 | 103.13 | 1520.49 | 1623.62 | 720.16 | 2413.81 | 3133.97
2004 | Stand-Alone Retail | 0A | 2293.99 | 0 | 0 | 1355.07 | 492.05 | 115.22 | 195.16 | 0 | 0 | 482.97 | 0 | 0 | 0 | 0 | 0 | 0 | 0 | 85.43 | 0 | 1838.04 | 0 | 1838.04 | 2640.46 | 85.43 | 2725.89
2004 | Stand-Alone Retail | 0B | 2293.99 | 0 | 0.24 | 1169.18 | 492.05 | 115.24 | 195.16 | 0 | 0 | 470.52 | 0 | 0 | 0 | 0 | 0 | 0 | 0 | 85.09 | 0 | 1639.7 | 0.24 | 1639.94 | 2442.14 | 85.33 | 2527.47
2004 | Stand-Alone Retail | 1A | 2293.99 | 0 | 0.01 | 914.86 | 492.05 | 115.25 | 195.16 | 0 | 0 | 447.17 | 0 | 0 | 0 | 0 | 0 | 0 | 0 | 87.28 | 0 | 1362.03 | 0.01 | 1362.04 | 2164.48 | 87.29 | 2251.77
2004 | Stand-Alone Retail | 1B | 2293.99 | 0 | 13.92 | 942.91 | 492.05 | 115.11 | 195.16 | 0 | 0 | 464.57 | 0 | 0 | 0 | 0 | 0 | 0 | 0 | 87.22 | 0 | 1407.48 | 13.92 | 1421.4 | 2209.79 | 101.14 | 2310.93
2004 | Stand-Alone Retail | 2A | 2293.99 | 0 | 50.15 | 781.57 | 492.05 | 115.07 | 195.16 | 0 | 0 | 461.24 | 0 | 0 | 0 | 0 | 0 | 0 | 0 | 89.52 | 0 | 1242.81 | 50.15 | 1292.96 | 2045.09 | 139.67 | 2184.76
2004 | Stand-Alone Retail | 2B | 2293.99 | 0 | 29.44 | 602.84 | 492.05 | 115.15 | 195.16 | 0 | 0 | 485.76 | 0 | 0 | 0 | 0 | 0 | 0 | 0 | 89.55 | 0 | 1088.6 | 29.44 | 1118.04 | 1890.96 | 119 | 2009.96
2004 | Stand-Alone Retail | 3A | 2293.99 | 0 | 230.47 | 419.36 | 492.05 | 115.13 | 195.16 | 0 | 0 | 432.87 | 0 | 0 | 0 | 0 | 0 | 0 | 0 | 93.27 | 0 | 852.23 | 230.47 | 1082.7 | 1654.56 | 323.74 | 1978.3
2004 | Stand-Alone Retail | 3B | 2293.99 | 0 | 63.49 | 365.93 | 492.05 | 115.13 | 195.16 | 0 | 0 | 447.68 | 0 | 0 | 0 | 0 | 0 | 0 | 0 | 92.22 | 0 | 813.61 | 63.49 | 877.1 | 1615.93 | 155.71 | 1771.64
2004 | Stand-Alone Retail | 3C | 2293.99 | 0 | 26.82 | 186.34 | 492.05 | 115.11 | 195.16 | 0 | 0 | 420.09 | 0 | 0 | 0 | 0 | 0 | 0 | 0 | 93.56 | 0 | 606.43 | 26.82 | 633.25 | 1408.74 | 120.37 | 1529.11
2004 | Stand-Alone Retail | 4A | 2293.99 | 0 | 631.68 | 268.4 | 492.05 | 114.95 | 195.16 | 0 | 0 | 433.21 | 0 | 0 | 0 | 0 | 0 | 0 | 0 | 96.31 | 0 | 701.61 | 631.68 | 1333.29 | 1503.76 | 727.99 | 2231.75
2004 | Stand-Alone Retail | 4B | 2293.99 | 0 | 210.53 | 236.44 | 492.05 | 115.04 | 195.16 | 0 | 0 | 472.99 | 0 | 0 | 0 | 0 | 0 | 0 | 0 | 95.41 | 0 | 709.43 | 210.53 | 919.96 | 1511.67 | 305.95 | 1817.62
2004 | Stand-Alone Retail | 4C | 2293.99 | 0 | 405.47 | 65.56 | 492.05 | 114.82 | 195.16 | 0 | 0 | 410.33 | 0 | 0 | 0 | 0 | 0 | 0 | 0 | 97.2 | 0 | 475.89 | 405.47 | 881.36 | 1277.91 | 502.68 | 1780.59
2004 | Stand-Alone Retail | 5A | 2293.99 | 0 | 857.79 | 164.42 | 492.05 | 114.99 | 195.16 | 0 | 0 | 469.04 | 0 | 0 | 0 | 0 | 0 | 0 | 0 | 98.8 | 0 | 633.46 | 857.79 | 1491.25 | 1435.65 | 956.59 | 2392.24
2004 | Stand-Alone Retail | 5B | 2293.99 | 0 | 449.49 | 205.25 | 492.05 | 114.99 | 195.16 | 0 | 0 | 501.61 | 0 | 0 | 0 | 0 | 0 | 0 | 0 | 98.06 | 0 | 706.86 | 449.49 | 1156.35 | 1509.05 | 547.55 | 2056.6
2004 | Stand-Alone Retail | 5C | 2293.99 | 0 | 467.51 | 27.89 | 492.05 | 114.81 | 195.16 | 0 | 0 | 402.69 | 0 | 0 | 0 | 0 | 0 | 0 | 0 | 98.62 | 0 | 430.58 | 467.51 | 898.09 | 1232.59 | 566.13 | 1798.72
2004 | Stand-Alone Retail | 6A | 2293.99 | 0 | 1212.92 | 175.29 | 492.05 | 114.94 | 195.16 | 0 | 0 | 506.63 | 0 | 0 | 0 | 0 | 0 | 0 | 0 | 100.63 | 0 | 681.92 | 1212.92 | 1894.84 | 1484.05 | 1313.55 | 2797.6
2004 | Stand-Alone Retail | 6B | 2293.99 | 0 | 784.83 | 135.53 | 492.05 | 114.85 | 195.16 | 0 | 0 | 535.81 | 0 | 0 | 0 | 0 | 0 | 0 | 0 | 100.17 | 0 | 671.34 | 784.83 | 1456.17 | 1473.39 | 885 | 2358.39
2004 | Stand-Alone Retail | 7 | 2293.99 | 0 | 1496.93 | 128.77 | 492.05 | 114.78 | 195.16 | 0 | 0 | 524.47 | 0 | 0 | 0 | 0 | 0 | 0 | 0 | 102.79 | 0 | 653.24 | 1496.93 | 2150.17 | 1455.23 | 1599.72 | 3054.95
2004 | Stand-Alone Retail | 8 | 2293.99 | 0 | 2006.11 | 65.05 | 492.05 | 114.15 | 195.16 | 0 | 0 | 573.75 | 0 | 0 | 0 | 0 | 0 | 0 | 0 | 105.7 | 0 | 638.8 | 2006.11 | 2644.91 | 1440.16 | 2111.81 | 3551.97
2007 | Stand-Alone Retail | 0A | 2293.99 | 0 | 0 | 1223.61 | 492.05 | 115.22 | 195.16 | 0 | 0 | 452.24 | 0 | 0 | 0 | 0 | 0 | 0 | 0 | 85.43 | 0 | 1675.85 | 0 | 1675.85 | 2478.27 | 85.43 | 2563.7
2007 | Stand-Alone Retail | 0B | 2293.99 | 0 | 0.24 | 1107.63 | 492.05 | 115.24 | 195.16 | 0 | 0 | 470.52 | 0 | 0 | 0 | 0 | 0 | 0 | 0 | 85.09 | 0 | 1578.15 | 0.24 | 1578.39 | 2380.59 | 85.33 | 2465.92
2007 | Stand-Alone Retail | 1A | 2293.99 | 0 | 0.01 | 860.07 | 492.05 | 115.25 | 195.16 | 0 | 0 | 419.71 | 0 | 0 | 0 | 0 | 0 | 0 | 0 | 87.28 | 0 | 1279.78 | 0.01 | 1279.79 | 2082.23 | 87.29 | 2169.52
2007 | Stand-Alone Retail | 1B | 2293.99 | 0 | 9.94 | 895.23 | 492.05 | 115.11 | 195.16 | 0 | 0 | 464.54 | 0 | 0 | 0 | 0 | 0 | 0 | 0 | 87.21 | 0 | 1359.77 | 9.94 | 1369.71 | 2162.08 | 97.16 | 2259.24
2007 | Stand-Alone Retail | 2A | 2293.99 | 0 | 21.12 | 656.02 | 492.05 | 115.07 | 195.16 | 0 | 0 | 390.16 | 0 | 0 | 0 | 0 | 0 | 0 | 0 | 89.45 | 0 | 1046.18 | 21.12 | 1067.3 | 1848.45 | 110.57 | 1959.02
2007 | Stand-Alone Retail | 2B | 2293.99 | 0 | 10.23 | 519.01 | 492.05 | 115.15 | 195.16 | 0 | 0 | 420.18 | 0 | 0 | 0 | 0 | 0 | 0 | 0 | 89.5 | 0 | 939.19 | 10.23 | 949.42 | 1741.54 | 99.73 | 1841.27
2007 | Stand-Alone Retail | 3A | 2293.99 | 0 | 136.43 | 391.96 | 492.05 | 115.13 | 195.16 | 0 | 0 | 392.37 | 0 | 0 | 0 | 0 | 0 | 0 | 0 | 93.24 | 0 | 784.33 | 136.43 | 920.76 | 1586.66 | 229.67 | 1816.33
2007 | Stand-Alone Retail | 3B | 2293.99 | 0 | 29.52 | 338.2 | 492.05 | 115.13 | 195.16 | 0 | 0 | 427.6 | 0 | 0 | 0 | 0 | 0 | 0 | 0 | 92.18 | 0 | 765.8 | 29.52 | 795.32 | 1568.13 | 121.7 | 1689.83
2007 | Stand-Alone Retail | 3C | 2293.99 | 0 | 17.32 | 162.41 | 492.05 | 115.11 | 195.16 | 0 | 0 | 372.35 | 0 | 0 | 0 | 0 | 0 | 0 | 0 | 93.52 | 0 | 534.76 | 17.32 | 552.08 | 1337.07 | 110.84 | 1447.91
2007 | Stand-Alone Retail | 4A | 2293.99 | 0 | 369.64 | 255.68 | 492.05 | 114.95 | 195.16 | 0 | 0 | 389.82 | 0 | 0 | 0 | 0 | 0 | 0 | 0 | 96.26 | 0 | 645.5 | 369.64 | 1015.14 | 1447.65 | 465.91 | 1913.56
2007 | Stand-Alone Retail | 4B | 2293.99 | 0 | 95.22 | 221.8 | 492.05 | 115.04 | 195.16 | 0 | 0 | 447.75 | 0 | 0 | 0 | 0 | 0 | 0 | 0 | 95.35 | 0 | 669.55 | 95.22 | 764.77 | 1471.79 | 190.57 | 1662.36
2007 | Stand-Alone Retail | 4C | 2293.99 | 0 | 209.92 | 65.4 | 492.05 | 114.82 | 195.16 | 0 | 0 | 371.66 | 0 | 0 | 0 | 0 | 0 | 0 | 0 | 97.12 | 0 | 437.06 | 209.92 | 646.98 | 1239.09 | 307.04 | 1546.13
2007 | Stand-Alone Retail | 5A | 2293.99 | 0 | 569.45 | 158.97 | 492.05 | 114.99 | 195.16 | 0 | 0 | 387.65 | 0 | 0 | 0 | 0 | 0 | 0 | 0 | 98.75 | 0 | 546.62 | 569.45 | 1116.07 | 1348.81 | 668.2 | 2017.01
2007 | Stand-Alone Retail | 5B | 2293.99 | 0 | 265.29 | 201.25 | 492.05 | 114.99 | 195.16 | 0 | 0 | 444.78 | 0 | 0 | 0 | 0 | 0 | 0 | 0 | 98.01 | 0 | 646.03 | 265.29 | 911.32 | 1448.23 | 363.3 | 1811.53
2007 | Stand-Alone Retail | 5C | 2293.99 | 0 | 244.55 | 28.44 | 492.05 | 114.81 | 195.16 | 0 | 0 | 360.5 | 0 | 0 | 0 | 0 | 0 | 0 | 0 | 98.53 | 0 | 388.94 | 244.55 | 633.49 | 1190.96 | 343.08 | 1534.04
2007 | Stand-Alone Retail | 6A | 2293.99 | 0 | 838.21 | 172.13 | 492.05 | 114.94 | 195.16 | 0 | 0 | 414.43 | 0 | 0 | 0 | 0 | 0 | 0 | 0 | 100.58 | 0 | 586.56 | 838.21 | 1424.77 | 1388.71 | 938.79 | 2327.5
2007 | Stand-Alone Retail | 6B | 2293.99 | 0 | 517.07 | 137.1 | 492.05 | 114.85 | 195.16 | 0 | 0 | 433.67 | 0 | 0 | 0 | 0 | 0 | 0 | 0 | 100.11 | 0 | 570.77 | 517.07 | 1087.84 | 1372.83 | 617.18 | 1990.01
2007 | Stand-Alone Retail | 7 | 2293.99 | 0 | 1002.42 | 135.14 | 492.05 | 114.78 | 195.16 | 0 | 0 | 443.49 | 0 | 0 | 0 | 0 | 0 | 0 | 0 | 102.74 | 0 | 578.63 | 1002.42 | 1581.05 | 1380.61 | 1105.15 | 2485.76
2007 | Stand-Alone Retail | 8 | 2293.99 | 0 | 1529.84 | 73.94 | 492.05 | 114.15 | 195.16 | 0 | 0 | 471.26 | 0 | 0 | 0 | 0 | 0 | 0 | 0 | 105.68 | 0 | 545.2 | 1529.84 | 2075.04 | 1346.56 | 1635.53 | 2982.09
2010 | Stand-Alone Retail | 0A | 2293.99 | 0 | 0 | 931.79 | 390.98 | 60.38 | 194.63 | 0 | 0 | 236.11 | 0 | 0 | 0 | 0 | 0 | 0 | 0 | 83.52 | 0 | 1167.9 | 0 | 1167.9 | 1813.89 | 83.52 | 1897.41
2010 | Stand-Alone Retail | 0B | 2293.99 | 0 | 0.26 | 807.02 | 399.52 | 60.37 | 194.63 | 0 | 0 | 198.64 | 0 | 0 | 0 | 0 | 0 | 0 | 0 | 83.25 | 0 | 1005.66 | 0.26 | 1005.92 | 1660.19 | 83.51 | 1743.7
2010 | Stand-Alone Retail | 1A | 2293.99 | 0 | 0.01 | 630.03 | 418.73 | 60.38 | 194.63 | 0 | 0 | 204.88 | 0 | 0 | 0 | 0 | 0 | 0 | 0 | 85.37 | 0 | 834.91 | 0.01 | 834.92 | 1508.65 | 85.38 | 1594.03
2010 | Stand-Alone Retail | 1B | 2293.99 | 0 | 21.29 | 650.33 | 415.06 | 60.29 | 194.63 | 0 | 0 | 193.19 | 0 | 0 | 0 | 0 | 0 | 0 | 0 | 85.36 | 0 | 843.52 | 21.29 | 864.81 | 1513.5 | 106.65 | 1620.15
2010 | Stand-Alone Retail | 2A | 2293.99 | 0 | 24.23 | 439.58 | 419.06 | 60.26 | 194.63 | 0 | 0 | 188.06 | 0 | 0 | 0 | 0 | 0 | 0 | 0 | 87.54 | 0 | 627.64 | 24.23 | 651.87 | 1301.59 | 111.76 | 1413.35
2010 | Stand-Alone Retail | 2B | 2293.99 | 0 | 13.93 | 334.55 | 434.83 | 60.31 | 194.63 | 0 | 0 | 201.18 | 0 | 0 | 0 | 0 | 0 | 0 | 0 | 87.62 | 0 | 535.73 | 13.93 | 549.66 | 1225.51 | 101.55 | 1327.06
2010 | Stand-Alone Retail | 3A | 2293.99 | 0 | 163.16 | 247.35 | 420.4 | 60.3 | 194.63 | 0 | 0 | 190.01 | 0 | 0 | 0 | 0 | 0 | 0 | 0 | 91.28 | 0 | 437.36 | 163.16 | 600.52 | 1112.68 | 254.44 | 1367.12
2010 | Stand-Alone Retail | 3B | 2293.99 | 0 | 55.38 | 238.21 | 432.26 | 60.3 | 194.63 | 0 | 0 | 200.48 | 0 | 0 | 0 | 0 | 0 | 0 | 0 | 90.28 | 0 | 438.69 | 55.38 | 494.07 | 1125.88 | 145.67 | 1271.55
2010 | Stand-Alone Retail | 3C | 2293.99 | 0 | 19.99 | 121.54 | 432.69 | 60.4 | 194.63 | 0 | 0 | 193.37 | 0 | 0 | 0 | 0 | 0 | 0 | 0 | 91.6 | 0 | 314.91 | 19.99 | 334.9 | 1002.65 | 111.59 | 1114.24
2010 | Stand-Alone Retail | 4A | 2293.99 | 0 | 410.72 | 163.44 | 417.63 | 60.43 | 194.63 | 0 | 0 | 200.63 | 0 | 0 | 0 | 0 | 0 | 0 | 0 | 94.25 | 0 | 364.07 | 410.72 | 774.79 | 1036.76 | 504.97 | 1541.73
2010 | Stand-Alone Retail | 4B | 2293.99 | 0 | 150.23 | 169.76 | 419.53 | 60.28 | 194.63 | 0 | 0 | 221.46 | 0 | 0 | 0 | 0 | 0 | 0 | 0 | 93.39 | 0 | 391.22 | 150.23 | 541.45 | 1065.65 | 243.62 | 1309.27
2010 | Stand-Alone Retail | 4C | 2293.99 | 0 | 274.13 | 50.15 | 426.03 | 60.42 | 194.63 | 0 | 0 | 213 | 0 | 0 | 0 | 0 | 0 | 0 | 0 | 95.12 | 0 | 263.15 | 274.13 | 537.28 | 944.24 | 369.25 | 1313.49
2010 | Stand-Alone Retail | 5A | 2293.99 | 0 | 638.49 | 94.82 | 417.68 | 60.32 | 194.63 | 0 | 0 | 206.76 | 0 | 0 | 0 | 0 | 0 | 0 | 0 | 96.73 | 0 | 301.58 | 638.49 | 940.07 | 974.21 | 735.22 | 1709.43
2010 | Stand-Alone Retail | 5B | 2293.99 | 0 | 352.99 | 115.89 | 422.03 | 60.39 | 194.63 | 0 | 0 | 228.99 | 0 | 0 | 0 | 0 | 0 | 0 | 0 | 96.01 | 0 | 344.88 | 352.99 | 697.87 | 1021.93 | 449 | 1470.93
2010 | Stand-Alone Retail | 5C | 2293.99 | 0 | 334 | 21.74 | 422.67 | 60.39 | 194.63 | 0 | 0 | 208.63 | 0 | 0 | 0 | 0 | 0 | 0 | 0 | 96.53 | 0 | 230.37 | 334 | 564.37 | 908.06 | 430.53 | 1338.59
2010 | Stand-Alone Retail | 6A | 2293.99 | 0 | 855.91 | 109.59 | 461.54 | 60.36 | 194.63 | 0 | 0 | 229.66 | 0 | 0 | 0 | 0 | 0 | 0 | 0 | 98.54 | 0 | 339.25 | 855.91 | 1195.16 | 1055.78 | 954.45 | 2010.23
2010 | Stand-Alone Retail | 6B | 2293.99 | 0 | 579.38 | 75.32 | 463.61 | 60.29 | 194.63 | 0 | 0 | 239.09 | 0 | 0 | 0 | 0 | 0 | 0 | 0 | 98.08 | 0 | 314.41 | 579.38 | 893.79 | 1032.94 | 677.45 | 1710.39
2010 | Stand-Alone Retail | 7 | 2293.99 | 0 | 1037.53 | 76.65 | 456.64 | 60.39 | 194.63 | 0 | 0 | 265.18 | 0 | 0 | 0 | 0 | 0 | 0 | 0 | 100.69 | 0 | 341.83 | 1037.53 | 1379.36 | 1053.5 | 1138.22 | 2191.72
2010 | Stand-Alone Retail | 8 | 2293.99 | 0 | 1561.94 | 29.17 | 468.07 | 60.83 | 194.63 | 0 | 0 | 326.22 | 0 | 0 | 0 | 0 | 0 | 0 | 0 | 103.61 | 0 | 355.39 | 1561.94 | 1917.33 | 1078.92 | 1665.55 | 2744.47
2013 | Stand-Alone Retail | 0A | 2293.99 | 0 | 0 | 722.75 | 335.97 | 60.38 | 194.3 | 0 | 0 | 163.52 | 0 | 0 | 0 | 0 | 0 | 26.72 | 0 | 83.52 | 0 | 912.99 | 0 | 912.99 | 1503.63 | 83.52 | 1587.15
2013 | Stand-Alone Retail | 0B | 2293.99 | 0 | 0 | 757.63 | 343.16 | 60.37 | 194.3 | 0 | 0 | 188.89 | 0 | 0 | 0 | 0 | 0 | 0 | 0 | 83.25 | 0 | 946.52 | 0 | 946.52 | 1544.35 | 83.25 | 1627.6
2013 | Stand-Alone Retail | 1A | 2293.99 | 0 | 0 | 523.72 | 359.38 | 60.38 | 194.3 | 0 | 0 | 147.8 | 0 | 0 | 0 | 0 | 0 | 26.72 | 0 | 85.37 | 0 | 698.24 | 0 | 698.24 | 1312.29 | 85.37 | 1397.66
2013 | Stand-Alone Retail | 1B | 2293.99 | 0 | 13.63 | 611.6 | 356.27 | 60.29 | 194.3 | 0 | 0 | 179.59 | 0 | 0 | 0 | 0 | 0 | 0 | 0 | 85.35 | 0 | 791.19 | 13.63 | 804.82 | 1402.05 | 98.98 | 1501.03
2013 | Stand-Alone Retail | 2A | 2293.99 | 0 | 3.24 | 370.55 | 361.25 | 60.26 | 194.3 | 0 | 0 | 137.18 | 0 | 0 | 0 | 0 | 0 | 20.52 | 0 | 87.53 | 0 | 528.25 | 3.24 | 531.49 | 1144.06 | 90.77 | 1234.83
2013 | Stand-Alone Retail | 2B | 2293.99 | 0 | 4.36 | 316.32 | 374.41 | 60.31 | 194.3 | 0 | 0 | 154.02 | 0 | 0 | 0 | 0 | 0 | 0 | 0 | 87.62 | 0 | 470.34 | 4.36 | 474.7 | 1099.36 | 91.98 | 1191.34
2013 | Stand-Alone Retail | 3A | 2293.99 | 0 | 62.15 | 220.37 | 362.83 | 60.3 | 194.3 | 0 | 0 | 137.97 | 0 | 0 | 0 | 0 | 0 | 19.26 | 0 | 91.27 | 0 | 377.6 | 62.15 | 439.75 | 995.04 | 153.42 | 1148.46
2013 | Stand-Alone Retail | 3B | 2293.99 | 0 | 39.06 | 224.5 | 372.81 | 60.3 | 194.3 | 0 | 0 | 151.49 | 0 | 0 | 0 | 0 | 0 | 0 | 0 | 90.28 | 0 | 375.99 | 39.06 | 415.05 | 1003.39 | 129.34 | 1132.73
2013 | Stand-Alone Retail | 3C | 2293.99 | 0 | 3.81 | 112.41 | 373.53 | 60.4 | 194.3 | 0 | 0 | 151.33 | 0 | 0 | 0 | 0 | 0 | 0 | 0 | 91.61 | 0 | 263.74 | 3.81 | 267.55 | 891.96 | 95.42 | 987.38
2013 | Stand-Alone Retail | 4A | 2293.99 | 0 | 146.75 | 151.41 | 371.29 | 60.43 | 194.3 | 0 | 0 | 152.81 | 0 | 0 | 0 | 0 | 0 | 19.56 | 0 | 94.22 | 0 | 323.78 | 146.75 | 470.53 | 949.79 | 240.98 | 1190.77
2013 | Stand-Alone Retail | 4B | 2293.99 | 0 | 105.65 | 154.62 | 371.55 | 60.28 | 194.3 | 0 | 0 | 175.86 | 0 | 0 | 0 | 0 | 0 | 0 | 0 | 93.37 | 0 | 330.48 | 105.65 | 436.13 | 956.6 | 199.02 | 1155.62
2013 | Stand-Alone Retail | 4C | 2293.99 | 0 | 208.7 | 47.97 | 376.57 | 60.42 | 194.3 | 0 | 0 | 148.56 | 0 | 0 | 0 | 0 | 0 | 0 | 0 | 95.11 | 0 | 196.53 | 208.7 | 405.23 | 827.82 | 303.81 | 1131.63
2013 | Stand-Alone Retail | 5A | 2293.99 | 0 | 272.55 | 96.99 | 371.43 | 60.32 | 194.3 | 0 | 0 | 155.89 | 0 | 0 | 0 | 0 | 0 | 17.15 | 0 | 96.69 | 0 | 270.03 | 272.55 | 542.58 | 896.09 | 369.24 | 1265.33
2013 | Stand-Alone Retail | 5B | 2293.99 | 0 | 290.94 | 108.71 | 373.97 | 60.39 | 194.3 | 0 | 0 | 182.25 | 0 | 0 | 0 | 0 | 0 | 0 | 0 | 95.99 | 0 | 290.96 | 290.94 | 581.9 | 919.61 | 386.93 | 1306.54
2013 | Stand-Alone Retail | 5C | 2293.99 | 0 | 249.09 | 21.93 | 374.31 | 60.39 | 194.3 | 0 | 0 | 145.79 | 0 | 0 | 0 | 0 | 0 | 0 | 0 | 96.52 | 0 | 167.72 | 249.09 | 416.81 | 796.71 | 345.6 | 1142.31
2013 | Stand-Alone Retail | 6A | 2293.99 | 0 | 444.83 | 105.72 | 398.99 | 60.36 | 194.3 | 0 | 0 | 169.44 | 0 | 0 | 0 | 0 | 0 | 18.16 | 0 | 98.51 | 0 | 293.32 | 444.83 | 738.15 | 946.96 | 543.34 | 1490.3
2013 | Stand-Alone Retail | 6B | 2293.99 | 0 | 514.4 | 68.76 | 400.27 | 60.29 | 194.3 | 0 | 0 | 182.4 | 0 | 0 | 0 | 0 | 0 | 0 | 0 | 98.07 | 0 | 251.16 | 514.4 | 765.56 | 906.01 | 612.47 | 1518.48
2013 | Stand-Alone Retail | 7 | 2293.99 | 0 | 544.89 | 77.51 | 395.22 | 60.39 | 194.3 | 0 | 0 | 175.09 | 0 | 0 | 0 | 0 | 0 | 17.92 | 0 | 100.66 | 0 | 270.52 | 544.89 | 815.41 | 920.43 | 645.55 | 1565.98
2013 | Stand-Alone Retail | 8 | 2293.99 | 0 | 842 | 36.87 | 400.92 | 60.83 | 194.3 | 0 | 0 | 193.72 | 0 | 0 | 0 | 0 | 0 | 18.39 | 0 | 103.55 | 0 | 248.98 | 842 | 1090.98 | 905.01 | 945.55 | 1850.56
2016 | Stand-Alone Retail | 0A | 2293.99 | 0 | 0 | 697.58 | 271.88 | 38.55 | 194.3 | 0 | 0 | 156.61 | 0 | 0 | 0 | 0 | 0 | 26.72 | 0 | 83.52 | 0 | 880.91 | 0 | 880.91 | 1385.63 | 83.52 | 1469.15
2016 | Stand-Alone Retail | 0B | 2293.99 | 0 | 0 | 730.98 | 277.94 | 38.53 | 194.3 | 0 | 0 | 183.88 | 0 | 0 | 0 | 0 | 0 | 0 | 0 | 83.25 | 0 | 914.86 | 0 | 914.86 | 1425.62 | 83.25 | 1508.87
2016 | Stand-Alone Retail | 1A | 2293.99 | 0 | 0 | 552.05 | 291.68 | 38.53 | 194.3 | 0 | 0 | 146.68 | 0 | 0 | 0 | 0 | 0 | 0 | 0 | 85.37 | 0 | 698.73 | 0 | 698.73 | 1223.23 | 85.37 | 1308.6
2016 | Stand-Alone Retail | 1B | 2293.99 | 0 | 15.39 | 590.08 | 289.03 | 38.47 | 194.3 | 0 | 0 | 174.02 | 0 | 0 | 0 | 0 | 0 | 0 | 0 | 85.35 | 0 | 764.1 | 15.39 | 779.49 | 1285.89 | 100.74 | 1386.63
2016 | Stand-Alone Retail | 2A | 2293.99 | 0 | 10.26 | 390.4 | 293.24 | 38.45 | 194.3 | 0 | 0 | 133.87 | 0 | 0 | 0 | 0 | 0 | 0 | 0 | 87.54 | 0 | 524.27 | 10.26 | 534.53 | 1050.24 | 97.8 | 1148.04
2016 | Stand-Alone Retail | 2B | 2293.99 | 0 | 5.87 | 300.97 | 304.38 | 38.49 | 194.3 | 0 | 0 | 147.15 | 0 | 0 | 0 | 0 | 0 | 0 | 0 | 87.62 | 0 | 448.12 | 5.87 | 453.99 | 985.28 | 93.49 | 1078.77
2016 | Stand-Alone Retail | 3A | 2293.99 | 0 | 154.87 | 216.76 | 294.58 | 38.48 | 194.3 | 0 | 0 | 145.53 | 0 | 0 | 0 | 0 | 0 | 0 | 0 | 91.28 | 0 | 362.29 | 154.87 | 517.16 | 889.64 | 246.16 | 1135.8
2016 | Stand-Alone Retail | 3B | 2293.99 | 0 | 46.39 | 211.53 | 303.03 | 38.47 | 194.3 | 0 | 0 | 157.07 | 0 | 0 | 0 | 0 | 0 | 0 | 0 | 90.29 | 0 | 368.6 | 46.39 | 414.99 | 904.4 | 136.68 | 1041.08
2016 | Stand-Alone Retail | 3C | 2293.99 | 0 | 5.4 | 102.28 | 303.65 | 38.6 | 194.3 | 0 | 0 | 143.83 | 0 | 0 | 0 | 0 | 0 | 0 | 0 | 91.62 | 0 | 246.11 | 5.4 | 251.51 | 782.66 | 97.02 | 879.68
2016 | Stand-Alone Retail | 4A | 2293.99 | 0 | 372.04 | 143.34 | 301.75 | 38.67 | 194.3 | 0 | 0 | 151.71 | 0 | 0 | 0 | 0 | 0 | 0 | 0 | 94.24 | 0 | 295.05 | 372.04 | 667.09 | 829.77 | 466.28 | 1296.05
2016 | Stand-Alone Retail | 4B | 2293.99 | 0 | 124.21 | 145.01 | 301.96 | 38.47 | 194.3 | 0 | 0 | 168.56 | 0 | 0 | 0 | 0 | 0 | 0 | 0 | 93.37 | 0 | 313.57 | 124.21 | 437.78 | 848.3 | 217.58 | 1065.88
2016 | Stand-Alone Retail | 4C | 2293.99 | 0 | 239.62 | 43.27 | 306.22 | 38.7 | 194.3 | 0 | 0 | 141.02 | 0 | 0 | 0 | 0 | 0 | 0 | 0 | 95.12 | 0 | 184.29 | 239.62 | 423.91 | 723.5 | 334.74 | 1058.24
2016 | Stand-Alone Retail | 5A | 2293.99 | 0 | 586.17 | 83.32 | 301.87 | 38.54 | 194.3 | 0 | 0 | 156.36 | 0 | 0 | 0 | 0 | 0 | 0 | 0 | 96.71 | 0 | 239.68 | 586.17 | 825.85 | 774.38 | 682.87 | 1457.25
2016 | Stand-Alone Retail | 5B | 2293.99 | 0 | 317.05 | 103.75 | 304.02 | 38.62 | 194.3 | 0 | 0 | 175.71 | 0 | 0 | 0 | 0 | 0 | 0 | 0 | 95.99 | 0 | 279.46 | 317.05 | 596.51 | 816.39 | 413.04 | 1229.43
2016 | Stand-Alone Retail | 5C | 2293.99 | 0 | 278.96 | 20.26 | 304.31 | 38.66 | 194.3 | 0 | 0 | 153.22 | 0 | 0 | 0 | 0 | 0 | 0 | 0 | 96.52 | 0 | 173.48 | 278.96 | 452.44 | 710.75 | 375.48 | 1086.23
2016 | Stand-Alone Retail | 6A | 2293.99 | 0 | 811.05 | 93.77 | 325.2 | 38.6 | 194.3 | 0 | 0 | 170.52 | 0 | 0 | 0 | 0 | 0 | 0 | 0 | 98.53 | 0 | 264.29 | 811.05 | 1075.34 | 822.38 | 909.58 | 1731.96
2016 | Stand-Alone Retail | 6B | 2293.99 | 0 | 543.83 | 63.7 | 326.28 | 38.53 | 194.3 | 0 | 0 | 175.13 | 0 | 0 | 0 | 0 | 0 | 0 | 0 | 98.07 | 0 | 238.83 | 543.83 | 782.66 | 797.94 | 641.89 | 1439.83
2016 | Stand-Alone Retail | 7 | 2293.99 | 0 | 564.74 | 71.59 | 322.02 | 38.67 | 194.3 | 0 | 0 | 168.17 | 0 | 0 | 0 | 0 | 0 | 18.44 | 0 | 100.66 | 0 | 258.2 | 564.74 | 822.94 | 813.19 | 665.4 | 1478.59
2016 | Stand-Alone Retail | 8 | 2293.99 | 0 | 856.42 | 33.97 | 326.84 | 39.34 | 194.3 | 0 | 0 | 186.02 | 0 | 0 | 0 | 0 | 0 | 18.94 | 0 | 103.55 | 0 | 238.93 | 856.42 | 1095.35 | 799.41 | 959.98 | 1759.39
2019 | Stand-Alone Retail | 0A | 2293.99 | 0 | 0 | 798.9 | 213.13 | 38.55 | 194.3 | 0 | 0 | 170.04 | 0 | 0 | 0 | 0 | 0 | 0 | 0 | 83.52 | 0 | 968.94 | 0 | 968.94 | 1414.92 | 83.52 | 1498.44
2019 | Stand-Alone Retail | 0B | 2293.99 | 0 | 0.01 | 708.29 | 217.04 | 38.53 | 194.3 | 0 | 0 | 178.33 | 0 | 0 | 0 | 0 | 0 | 0 | 0 | 83.25 | 0 | 886.62 | 0.01 | 886.63 | 1336.49 | 83.26 | 1419.75
2019 | Stand-Alone Retail | 1A | 2293.99 | 0 | 0 | 530.37 | 230.1 | 38.53 | 194.3 | 0 | 0 | 139.16 | 0 | 0 | 0 | 0 | 0 | 0 | 0 | 85.37 | 0 | 669.53 | 0 | 669.53 | 1132.45 | 85.37 | 1217.82
2019 | Stand-Alone Retail | 1B | 2293.99 | 0 | 18.27 | 567.89 | 227.62 | 38.47 | 194.3 | 0 | 0 | 167.81 | 0 | 0 | 0 | 0 | 0 | 0 | 0 | 85.36 | 0 | 735.7 | 18.27 | 753.97 | 1196.08 | 103.63 | 1299.71
2019 | Stand-Alone Retail | 2A | 2293.99 | 0 | 13.07 | 368.86 | 230.35 | 38.45 | 194.3 | 0 | 0 | 126.88 | 0 | 0 | 0 | 0 | 0 | 0 | 0 | 87.54 | 0 | 495.74 | 13.07 | 508.81 | 958.84 | 100.62 | 1059.46
2019 | Stand-Alone Retail | 2B | 2293.99 | 0 | 7.59 | 282.63 | 240.44 | 38.49 | 194.3 | 0 | 0 | 151.4 | 0 | 0 | 0 | 0 | 0 | 0 | 0 | 87.64 | 0 | 434.03 | 7.59 | 441.62 | 907.25 | 95.22 | 1002.47
2019 | Stand-Alone Retail | 3A | 2293.99 | 0 | 171.51 | 203.26 | 232.07 | 38.48 | 194.3 | 0 | 0 | 138.14 | 0 | 0 | 0 | 0 | 0 | 0 | 0 | 91.29 | 0 | 341.4 | 171.51 | 512.91 | 806.24 | 262.81 | 1069.05
2019 | Stand-Alone Retail | 3B | 2293.99 | 0 | 58.51 | 198.02 | 239.46 | 38.47 | 194.3 | 0 | 0 | 149.26 | 0 | 0 | 0 | 0 | 0 | 0 | 0 | 90.3 | 0 | 347.28 | 58.51 | 405.79 | 819.51 | 148.81 | 968.32
2019 | Stand-Alone Retail | 3C | 2293.99 | 0 | 8.44 | 88.82 | 239.3 | 38.6 | 194.3 | 0 | 0 | 135.05 | 0 | 0 | 0 | 0 | 0 | 0 | 0 | 91.64 | 0 | 223.87 | 8.44 | 232.31 | 696.06 | 100.08 | 796.14
2019 | Stand-Alone Retail | 4A | 2293.99 | 0 | 400.22 | 134.51 | 239.15 | 38.67 | 194.3 | 0 | 0 | 145.37 | 0 | 0 | 0 | 0 | 0 | 0 | 0 | 94.25 | 0 | 279.88 | 400.22 | 680.1 | 752 | 494.47 | 1246.47
2019 | Stand-Alone Retail | 4B | 2293.99 | 0 | 142.8 | 135.73 | 239.89 | 38.47 | 194.3 | 0 | 0 | 161.31 | 0 | 0 | 0 | 0 | 0 | 0 | 0 | 93.39 | 0 | 297.04 | 142.8 | 439.84 | 769.7 | 236.19 | 1005.89
2019 | Stand-Alone Retail | 4C | 2293.99 | 0 | 265.54 | 38.95 | 243.26 | 38.7 | 194.3 | 0 | 0 | 148.07 | 0 | 0 | 0 | 0 | 0 | 0 | 0 | 95.14 | 0 | 187.02 | 265.54 | 452.56 | 663.27 | 360.68 | 1023.95
2019 | Stand-Alone Retail | 5A | 2293.99 | 0 | 619.88 | 77.56 | 238.96 | 38.54 | 194.3 | 0 | 0 | 149.18 | 0 | 0 | 0 | 0 | 0 | 0 | 0 | 96.72 | 0 | 226.74 | 619.88 | 846.62 | 698.53 | 716.6 | 1415.13
2019 | Stand-Alone Retail | 5B | 2293.99 | 0 | 344.82 | 95.85 | 241.3 | 38.62 | 194.3 | 0 | 0 | 167.74 | 0 | 0 | 0 | 0 | 0 | 0 | 0 | 96 | 0 | 263.59 | 344.82 | 608.41 | 737.8 | 440.82 | 1178.62
2019 | Stand-Alone Retail | 5C | 2293.99 | 0 | 316.05 | 16.51 | 241.56 | 38.66 | 194.3 | 0 | 0 | 145.9 | 0 | 0 | 0 | 0 | 0 | 0 | 0 | 96.54 | 0 | 162.41 | 316.05 | 478.46 | 636.93 | 412.59 | 1049.52
2019 | Stand-Alone Retail | 6A | 2293.99 | 0 | 843.78 | 86.94 | 269.2 | 38.6 | 194.3 | 0 | 0 | 163.55 | 0 | 0 | 0 | 0 | 0 | 0 | 0 | 98.54 | 0 | 250.49 | 843.78 | 1094.27 | 752.58 | 942.32 | 1694.9
2019 | Stand-Alone Retail | 6B | 2293.99 | 0 | 577.4 | 59.76 | 270.14 | 38.53 | 194.3 | 0 | 0 | 167.32 | 0 | 0 | 0 | 0 | 0 | 0 | 0 | 98.08 | 0 | 227.08 | 577.4 | 804.48 | 730.05 | 675.48 | 1405.53
2019 | Stand-Alone Retail | 7 | 2293.99 | 0 | 593.49 | 66.14 | 266.5 | 38.67 | 194.3 | 0 | 0 | 159.55 | 0 | 0 | 0 | 0 | 0 | 18.87 | 0 | 100.67 | 0 | 244.56 | 593.49 | 838.05 | 744.03 | 694.16 | 1438.19
2019 | Stand-Alone Retail | 8 | 2293.99 | 0 | 888.36 | 29.89 | 271.33 | 39.34 | 194.3 | 0 | 0 | 177.18 | 0 | 0 | 0 | 0 | 0 | 19.49 | 0 | 103.57 | 0 | 226.56 | 888.36 | 1114.92 | 731.51 | 991.93 | 1723.44
2004 | Strip Mall | 0A | 2090.32 | 0 | 0 | 1181.46 | 632.05 | 167.21 | 128.72 | 0 | 0 | 319.61 | 0 | 0 | 0 | 0 | 0 | 0 | 63.13 | 0 | 0 | 1501.07 | 0 | 1501.07 | 2492.18 | 0 | 2492.18
2004 | Strip Mall | 0B | 2090.32 | 0 | 0 | 965.14 | 632.05 | 167.24 | 128.72 | 0 | 0 | 355.48 | 0 | 0 | 0 | 0 | 0 | 0 | 62.63 | 0 | 0 | 1320.62 | 0 | 1320.62 | 2311.26 | 0 | 2311.26
2004 | Strip Mall | 1A | 2090.32 | 0 | 0 | 777.02 | 632.05 | 167.26 | 128.72 | 0 | 0 | 284.64 | 0 | 0 | 0 | 0 | 0 | 0 | 64.11 | 0 | 0 | 1061.66 | 0 | 1061.66 | 2053.8 | 0 | 2053.8
2004 | Strip Mall | 1B | 2090.32 | 0 | 3.88 | 779.91 | 632.05 | 167.05 | 128.72 | 0 | 0 | 342.62 | 0 | 0 | 0 | 0 | 0 | 0 | 63.85 | 0 | 0 | 1122.53 | 3.88 | 1126.41 | 2114.19 | 3.88 | 2118.07
2004 | Strip Mall | 2A | 2090.32 | 0 | 25.97 | 664.24 | 632.05 | 166.99 | 128.72 | 0 | 0 | 302.25 | 0 | 0 | 0 | 0 | 0 | 0 | 65.37 | 0 | 0 | 966.49 | 25.97 | 992.46 | 1959.62 | 25.97 | 1985.59
2004 | Strip Mall | 2B | 2090.32 | 0 | 8.92 | 512.07 | 632.05 | 167.11 | 128.72 | 0 | 0 | 349.82 | 0 | 0 | 0 | 0 | 0 | 0 | 65.2 | 0 | 0 | 861.89 | 8.92 | 870.81 | 1854.98 | 8.92 | 1863.9
2004 | Strip Mall | 3A | 2090.32 | 0 | 281.24 | 367.87 | 632.05 | 167.08 | 128.72 | 0 | 0 | 292.13 | 0 | 0 | 0 | 0 | 0 | 0 | 67.62 | 0 | 0 | 660 | 281.24 | 941.24 | 1655.48 | 281.24 | 1936.72
2004 | Strip Mall | 3B | 2090.32 | 0 | 62.5 | 321.57 | 632.05 | 167.08 | 128.72 | 0 | 0 | 333.92 | 0 | 0 | 0 | 0 | 0 | 0 | 66.82 | 0 | 0 | 655.49 | 62.5 | 717.99 | 1650.16 | 62.5 | 1712.66
2004 | Strip Mall | 3C | 2090.32 | 0 | 9.11 | 128.21 | 632.05 | 167.05 | 128.72 | 0 | 0 | 276.66 | 0 | 0 | 0 | 0 | 0 | 0 | 67.56 | 0 | 0 | 404.87 | 9.11 | 413.98 | 1400.24 | 9.11 | 1409.35
2004 | Strip Mall | 4A | 2090.32 | 0 | 754.99 | 223.39 | 632.05 | 166.83 | 128.72 | 0 | 0 | 265.07 | 0 | 0 | 0 | 0 | 0 | 0 | 69.48 | 0 | 0 | 488.46 | 754.99 | 1243.45 | 1485.54 | 754.99 | 2240.53
2004 | Strip Mall | 4B | 2090.32 | 0 | 225.06 | 206.24 | 632.05 | 166.95 | 128.72 | 0 | 0 | 329.3 | 0 | 0 | 0 | 0 | 0 | 0 | 68.85 | 0 | 0 | 535.54 | 225.06 | 760.6 | 1532.12 | 225.06 | 1757.18
2004 | Strip Mall | 4C | 2090.32 | 0 | 550.59 | 56.81 | 632.05 | 166.64 | 128.72 | 0 | 0 | 249.03 | 0 | 0 | 0 | 0 | 0 | 0 | 70 | 0 | 0 | 305.84 | 550.59 | 856.43 | 1303.25 | 550.59 | 1853.84
2004 | Strip Mall | 5A | 2090.32 | 0 | 1080.3 | 122.28 | 632.05 | 166.88 | 128.72 | 0 | 0 | 249.05 | 0 | 0 | 0 | 0 | 0 | 0 | 70.92 | 0 | 0 | 371.33 | 1080.3 | 1451.63 | 1369.9 | 1080.3 | 2450.2
2004 | Strip Mall | 5B | 2090.32 | 0 | 554.45 | 160.89 | 632.05 | 166.88 | 128.72 | 0 | 0 | 308.05 | 0 | 0 | 0 | 0 | 0 | 0 | 70.37 | 0 | 0 | 468.94 | 554.45 | 1023.39 | 1466.97 | 554.45 | 2021.42
2004 | Strip Mall | 5C | 2090.32 | 0 | 657.79 | 24.4 | 632.05 | 166.62 | 128.72 | 0 | 0 | 220.06 | 0 | 0 | 0 | 0 | 0 | 0 | 70.83 | 0 | 0 | 244.46 | 657.79 | 902.25 | 1242.68 | 657.79 | 1900.47
2004 | Strip Mall | 6A | 2090.32 | 0 | 1472.83 | 145.92 | 632.05 | 166.8 | 128.72 | 0 | 0 | 299.51 | 0 | 0 | 0 | 0 | 0 | 0 | 71.97 | 0 | 0 | 445.43 | 1472.83 | 1918.26 | 1444.98 | 1472.83 | 2917.81
2004 | Strip Mall | 6B | 2090.32 | 0 | 988.5 | 101.74 | 632.05 | 166.68 | 128.72 | 0 | 0 | 314.1 | 0 | 0 | 0 | 0 | 0 | 0 | 71.69 | 0 | 0 | 415.84 | 988.5 | 1404.34 | 1414.98 | 988.5 | 2403.48
2004 | Strip Mall | 7 | 2090.32 | 0 | 1729.65 | 105.49 | 632.05 | 166.58 | 128.72 | 0 | 0 | 322.93 | 0 | 0 | 0 | 0 | 0 | 0 | 73.15 | 0 | 0 | 428.42 | 1729.65 | 2158.07 | 1428.92 | 1729.65 | 3158.57
2004 | Strip Mall | 8 | 2090.32 | 0 | 2327.27 | 46.53 | 632.05 | 165.66 | 128.72 | 0 | 0 | 357.34 | 0 | 0 | 0 | 0 | 0 | 0 | 74.77 | 0 | 0 | 403.87 | 2327.27 | 2731.14 | 1405.06 | 2327.27 | 3732.33
2007 | Strip Mall | 0A | 2090.32 | 0 | 0 | 1132.7 | 681.28 | 167.21 | 128.72 | 0 | 0 | 326.1 | 0 | 0 | 0 | 0 | 0 | 0 | 63.13 | 0 | 0 | 1458.8 | 0 | 1458.8 | 2499.15 | 0 | 2499.15
2007 | Strip Mall | 0B | 2090.32 | 0 | 0 | 930.16 | 681.28 | 167.24 | 128.72 | 0 | 0 | 361.5 | 0 | 0 | 0 | 0 | 0 | 0 | 62.61 | 0 | 0 | 1291.66 | 0 | 1291.66 | 2331.52 | 0 | 2331.52
2007 | Strip Mall | 1A | 2090.32 | 0 | 0 | 759.38 | 681.28 | 167.26 | 128.72 | 0 | 0 | 293.05 | 0 | 0 | 0 | 0 | 0 | 0 | 64.11 | 0 | 0 | 1052.43 | 0 | 1052.43 | 2093.8 | 0 | 2093.8
2007 | Strip Mall | 1B | 2090.32 | 0 | 1.55 | 758.42 | 681.28 | 167.05 | 128.72 | 0 | 0 | 348.94 | 0 | 0 | 0 | 0 | 0 | 0 | 63.81 | 0 | 0 | 1107.36 | 1.55 | 1108.91 | 2148.23 | 1.55 | 2149.78
2007 | Strip Mall | 2A | 2090.32 | 0 | 10.42 | 636 | 681.28 | 166.99 | 128.72 | 0 | 0 | 295.51 | 0 | 0 | 0 | 0 | 0 | 0 | 65.31 | 0 | 0 | 931.51 | 10.42 | 941.93 | 1973.83 | 10.42 | 1984.25
2007 | Strip Mall | 2B | 2090.32 | 0 | 2.62 | 495.97 | 681.28 | 167.11 | 128.72 | 0 | 0 | 340.09 | 0 | 0 | 0 | 0 | 0 | 0 | 65.11 | 0 | 0 | 836.06 | 2.62 | 838.68 | 1878.29 | 2.62 | 1880.91
2007 | Strip Mall | 3A | 2090.32 | 0 | 141.05 | 344.41 | 681.28 | 167.08 | 128.72 | 0 | 0 | 265.07 | 0 | 0 | 0 | 0 | 0 | 0 | 67.5 | 0 | 0 | 609.48 | 141.05 | 750.53 | 1654.07 | 141.05 | 1795.12
2007 | Strip Mall | 3B | 2090.32 | 0 | 13.45 | 293.15 | 681.28 | 167.08 | 128.72 | 0 | 0 | 305.33 | 0 | 0 | 0 | 0 | 0 | 0 | 66.65 | 0 | 0 | 598.48 | 13.45 | 611.93 | 1642.21 | 13.45 | 1655.66
2007 | Strip Mall | 3C | 2090.32 | 0 | 2.45 | 156.47 | 681.28 | 167.05 | 128.72 | 0 | 0 | 243.64 | 0 | 0 | 0 | 0 | 0 | 0 | 67.45 | 0 | 0 | 400.11 | 2.45 | 402.56 | 1444.62 | 2.45 | 1447.07
2007 | Strip Mall | 4A | 2090.32 | 0 | 397.29 | 218.58 | 681.28 | 166.83 | 128.72 | 0 | 0 | 247.4 | 0 | 0 | 0 | 0 | 0 | 0 | 69.31 | 0 | 0 | 465.98 | 397.29 | 863.27 | 1512.12 | 397.29 | 1909.41
2007 | Strip Mall | 4B | 2090.32 | 0 | 65.47 | 189.79 | 681.28 | 166.95 | 128.72 | 0 | 0 | 306.63 | 0 | 0 | 0 | 0 | 0 | 0 | 68.6 | 0 | 0 | 496.42 | 65.47 | 561.89 | 1541.98 | 65.47 | 1607.45
2007 | Strip Mall | 4C | 2090.32 | 0 | 243.43 | 65.99 | 681.28 | 166.64 | 128.72 | 0 | 0 | 234.31 | 0 | 0 | 0 | 0 | 0 | 0 | 69.75 | 0 | 0 | 300.3 | 243.43 | 543.73 | 1346.69 | 243.43 | 1590.12
2007 | Strip Mall | 5A | 2090.32 | 0 | 659.44 | 128.25 | 681.28 | 166.88 | 128.72 | 0 | 0 | 233.6 | 0 | 0 | 0 | 0 | 0 | 0 | 70.76 | 0 | 0 | 361.85 | 659.44 | 1021.29 | 1409.49 | 659.44 | 2068.93
2007 | Strip Mall | 5B | 2090.32 | 0 | 291.43 | 160.35 | 681.28 | 166.88 | 128.72 | 0 | 0 | 286.08 | 0 | 0 | 0 | 0 | 0 | 0 | 70.19 | 0 | 0 | 446.43 | 291.43 | 737.86 | 1493.51 | 291.43 | 1784.94
2007 | Strip Mall | 5C | 2090.32 | 0 | 297.61 | 32.04 | 681.28 | 166.62 | 128.72 | 0 | 0 | 224.09 | 0 | 0 | 0 | 0 | 0 | 0 | 70.57 | 0 | 0 | 256.13 | 297.61 | 553.74 | 1303.33 | 297.61 | 1600.94
2007 | Strip Mall | 6A | 2090.32 | 0 | 937.79 | 146.13 | 681.28 | 166.8 | 128.72 | 0 | 0 | 248.13 | 0 | 0 | 0 | 0 | 0 | 0 | 71.8 | 0 | 0 | 394.26 | 937.79 | 1332.05 | 1442.87 | 937.79 | 2380.66
2007 | Strip Mall | 6B | 2090.32 | 0 | 587.15 | 105.24 | 681.28 | 166.68 | 128.72 | 0 | 0 | 273.08 | 0 | 0 | 0 | 0 | 0 | 0 | 71.48 | 0 | 0 | 378.32 | 587.15 | 965.47 | 1426.48 | 587.15 | 2013.63
2007 | Strip Mall | 7 | 2090.32 | 0 | 1161.56 | 109.52 | 681.28 | 166.58 | 128.72 | 0 | 0 | 249.27 | 0 | 0 | 0 | 0 | 0 | 0 | 73 | 0 | 0 | 358.79 | 1161.56 | 1520.35 | 1408.37 | 1161.56 | 2569.93
2007 | Strip Mall | 8 | 2090.32 | 0 | 1747.84 | 53.57 | 681.28 | 165.66 | 128.72 | 0 | 0 | 270.27 | 0 | 0 | 0 | 0 | 0 | 0 | 74.69 | 0 | 0 | 323.84 | 1747.84 | 2071.68 | 1374.2 | 1747.84 | 3122.04
2010 | Strip Mall | 0A | 2090.32 | 0 | 0 | 847.9 | 610.36 | 91.98 | 128.15 | 0 | 0 | 258.95 | 0 | 0 | 0 | 0 | 0 | 0 | 57.77 | 0 | 0 | 1106.85 | 0 | 1106.85 | 1995.12 | 0 | 1995.12
2010 | Strip Mall | 0B | 2090.32 | 0 | 0 | 686.68 | 610.36 | 91.96 | 128.15 | 0 | 0 | 257.6 | 0 | 0 | 0 | 0 | 0 | 0 | 57.44 | 0 | 0 | 944.28 | 0 | 944.28 | 1832.18 | 0 | 1832.18
2010 | Strip Mall | 1A | 2090.32 | 0 | 0 | 541.81 | 610.36 | 91.97 | 128.15 | 0 | 0 | 220.19 | 0 | 0 | 0 | 0 | 0 | 0 | 58.75 | 0 | 0 | 762 | 0 | 762 | 1651.23 | 0 | 1651.23
2010 | Strip Mall | 1B | 2090.32 | 0 | 3.46 | 552.33 | 610.36 | 91.83 | 128.15 | 0 | 0 | 262.87 | 0 | 0 | 0 | 0 | 0 | 0 | 58.6 | 0 | 0 | 815.2 | 3.46 | 818.66 | 1704.14 | 3.46 | 1707.6
2010 | Strip Mall | 2A | 2090.32 | 0 | 10.1 | 428.96 | 610.36 | 91.8 | 128.15 | 0 | 0 | 222.33 | 0 | 0 | 0 | 0 | 0 | 0 | 59.93 | 0 | 0 | 651.29 | 10.1 | 661.39 | 1541.53 | 10.1 | 1551.63
2010 | Strip Mall | 2B | 2090.32 | 0 | 1.52 | 324.67 | 610.36 | 91.88 | 128.15 | 0 | 0 | 253.02 | 0 | 0 | 0 | 0 | 0 | 0 | 59.84 | 0 | 0 | 577.69 | 1.52 | 579.21 | 1467.92 | 1.52 | 1469.44
2010 | Strip Mall | 3A | 2090.32 | 0 | 142.97 | 219.36 | 610.36 | 91.86 | 128.15 | 0 | 0 | 195 | 0 | 0 | 0 | 0 | 0 | 0 | 62.02 | 0 | 0 | 414.36 | 142.97 | 557.33 | 1306.75 | 142.97 | 1449.72
2010 | Strip Mall | 3B | 2090.32 | 0 | 26.11 | 202.83 | 610.36 | 91.85 | 128.15 | 0 | 0 | 219.49 | 0 | 0 | 0 | 0 | 0 | 0 | 61.35 | 0 | 0 | 422.32 | 26.11 | 448.43 | 1314.02 | 26.11 | 1340.13
2010 | Strip Mall | 3C | 2090.32 | 0 | 2.57 | 80.97 | 610.36 | 92.01 | 128.15 | 0 | 0 | 219.52 | 0 | 0 | 0 | 0 | 0 | 0 | 62.08 | 0 | 0 | 300.49 | 2.57 | 303.06 | 1193.09 | 2.57 | 1195.66
2010 | Strip Mall | 4A | 2090.32 | 0 | 385.85 | 139.76 | 610.36 | 92.04 | 128.15 | 0 | 0 | 189.71 | 0 | 0 | 0 | 0 | 0 | 0 | 63.71 | 0 | 0 | 329.47 | 385.85 | 715.32 | 1223.74 | 385.85 | 1609.59
2010 | Strip Mall | 4B | 2090.32 | 0 | 85.88 | 142.49 | 610.36 | 91.82 | 128.15 | 0 | 0 | 233.2 | 0 | 0 | 0 | 0 | 0 | 0 | 63.14 | 0 | 0 | 375.69 | 85.88 | 461.57 | 1269.16 | 85.88 | 1355.04
2010 | Strip Mall | 4C | 2090.32 | 0 | 237.43 | 39.66 | 610.36 | 92.03 | 128.15 | 0 | 0 | 220.63 | 0 | 0 | 0 | 0 | 0 | 0 | 64.17 | 0 | 0 | 260.29 | 237.43 | 497.72 | 1155 | 237.43 | 1392.43
2010 | Strip Mall | 5A | 2090.32 | 0 | 637.92 | 76.45 | 610.36 | 91.89 | 128.15 | 0 | 0 | 179.1 | 0 | 0 | 0 | 0 | 0 | 0 | 65.1 | 0 | 0 | 255.55 | 637.92 | 893.47 | 1151.05 | 637.92 | 1788.97
2010 | Strip Mall | 5B | 2090.32 | 0 | 314.24 | 97.58 | 610.36 | 91.99 | 128.15 | 0 | 0 | 217.83 | 0 | 0 | 0 | 0 | 0 | 0 | 64.63 | 0 | 0 | 315.41 | 314.24 | 629.65 | 1210.54 | 314.24 | 1524.78
2010 | Strip Mall | 5C | 2090.32 | 0 | 307.36 | 14.98 | 610.36 | 91.98 | 128.15 | 0 | 0 | 209.21 | 0 | 0 | 0 | 0 | 0 | 0 | 64.97 | 0 | 0 | 224.19 | 307.36 | 531.55 | 1119.66 | 307.36 | 1427.02
2010 | Strip Mall | 6A | 2090.32 | 0 | 898.62 | 91.62 | 610.36 | 91.94 | 128.15 | 0 | 0 | 191.55 | 0 | 0 | 0 | 0 | 0 | 0 | 66.11 | 0 | 0 | 283.17 | 898.62 | 1181.79 | 1179.74 | 898.62 | 2078.36
2010 | Strip Mall | 6B | 2090.32 | 0 | 598.2 | 61.83 | 610.36 | 91.83 | 128.15 | 0 | 0 | 211.98 | 0 | 0 | 0 | 0 | 0 | 0 | 65.83 | 0 | 0 | 273.81 | 598.2 | 872.01 | 1169.98 | 598.2 | 1768.18
2010 | Strip Mall | 7 | 2090.32 | 0 | 1114.68 | 60.81 | 610.36 | 91.99 | 128.15 | 0 | 0 | 195.25 | 0 | 0 | 0 | 0 | 0 | 0 | 67.29 | 0 | 0 | 256.06 | 1114.68 | 1370.74 | 1153.85 | 1114.68 | 2268.53
2010 | Strip Mall | 8 | 2090.32 | 0 | 1685.84 | 19.92 | 610.36 | 92.62 | 128.15 | 0 | 0 | 219.35 | 0 | 0 | 0 | 0 | 0 | 0 | 68.92 | 0 | 0 | 239.27 | 1685.84 | 1925.11 | 1139.33 | 1685.84 | 2825.17
2013 | Strip Mall | 0A | 2090.32 | 0 | 0 | 737.03 | 550.85 | 91.98 | 128.15 | 0 | 0 | 123 | 0 | 0 | 0 | 0 | 0 | 0 | 57.5 | 0 | 0 | 860.03 | 0 | 860.03 | 1688.51 | 0 | 1688.51
2013 | Strip Mall | 0B | 2090.32 | 0 | 0 | 639.79 | 550.85 | 91.96 | 128.15 | 0 | 0 | 147.47 | 0 | 0 | 0 | 0 | 0 | 0 | 57.45 | 0 | 0 | 787.26 | 0 | 787.26 | 1615.68 | 0 | 1615.68
2013 | Strip Mall | 1A | 2090.32 | 0 | 0 | 474.23 | 550.85 | 91.97 | 128.15 | 0 | 0 | 97.7 | 0 | 0 | 0 | 0 | 0 | 0 | 58.55 | 0 | 0 | 571.93 | 0 | 571.93 | 1401.46 | 0 | 1401.46
2013 | Strip Mall | 1B | 2090.32 | 0 | 4.49 | 509.69 | 550.85 | 91.83 | 128.15 | 0 | 0 | 139.36 | 0 | 0 | 0 | 0 | 0 | 0 | 58.61 | 0 | 0 | 649.05 | 4.49 | 653.54 | 1478.5 | 4.49 | 1482.99
2013 | Strip Mall | 2A | 2090.32 | 0 | 12.92 | 381.38 | 550.85 | 91.8 | 128.15 | 0 | 0 | 101.41 | 0 | 0 | 0 | 0 | 0 | 0 | 59.78 | 0 | 0 | 482.79 | 12.92 | 495.71 | 1313.37 | 12.92 | 1326.29
2013 | Strip Mall | 2B | 2090.32 | 0 | 2.48 | 295.84 | 550.85 | 91.88 | 128.15 | 0 | 0 | 123.6 | 0 | 0 | 0 | 0 | 0 | 0 | 59.85 | 0 | 0 | 419.44 | 2.48 | 421.92 | 1250.17 | 2.48 | 1252.65
2013 | Strip Mall | 3A | 2090.32 | 0 | 160.73 | 197.48 | 550.85 | 91.86 | 128.15 | 0 | 0 | 92.8 | 0 | 0 | 0 | 0 | 0 | 0 | 61.95 | 0 | 0 | 290.28 | 160.73 | 451.01 | 1123.08 | 160.73 | 1283.81
2013 | Strip Mall | 3B | 2090.32 | 0 | 39.63 | 187.48 | 550.85 | 91.85 | 128.15 | 0 | 0 | 105.71 | 0 | 0 | 0 | 0 | 0 | 0 | 61.37 | 0 | 0 | 293.19 | 39.63 | 332.82 | 1125.42 | 39.63 | 1165.05
2013 | Strip Mall | 3C | 2090.32 | 0 | 3.93 | 76.77 | 550.85 | 92.01 | 128.15 | 0 | 0 | 163.91 | 0 | 0 | 0 | 0 | 0 | 0 | 62.05 | 0 | 0 | 240.68 | 3.93 | 244.61 | 1073.74 | 3.93 | 1077.67
2013 | Strip Mall | 4A | 2090.32 | 0 | 395.7 | 128.54 | 550.85 | 92.04 | 128.15 | 0 | 0 | 93.53 | 0 | 0 | 0 | 0 | 0 | 0 | 63.63 | 0 | 0 | 222.07 | 395.7 | 617.77 | 1056.75 | 395.7 | 1452.45
2013 | Strip Mall | 4B | 2090.32 | 0 | 81.96 | 125.3 | 550.85 | 91.82 | 128.15 | 0 | 0 | 151.74 | 0 | 0 | 0 | 0 | 0 | 0 | 63.04 | 0 | 0 | 277.04 | 81.96 | 359 | 1110.9 | 81.96 | 1192.86
2013 | Strip Mall | 4C | 2090.32 | 0 | 233.39 | 36.56 | 550.85 | 92.03 | 128.15 | 0 | 0 | 165.76 | 0 | 0 | 0 | 0 | 0 | 0 | 64.11 | 0 | 0 | 202.32 | 233.39 | 435.71 | 1037.47 | 233.39 | 1270.86
2013 | Strip Mall | 5A | 2090.32 | 0 | 610.93 | 71 | 550.85 | 91.89 | 128.15 | 0 | 0 | 116.78 | 0 | 0 | 0 | 0 | 0 | 0 | 65.03 | 0 | 0 | 187.78 | 610.93 | 798.71 | 1023.7 | 610.93 | 1634.63
2013 | Strip Mall | 5B | 2090.32 | 0 | 290.8 | 89.68 | 550.85 | 91.99 | 128.15 | 0 | 0 | 148.38 | 0 | 0 | 0 | 0 | 0 | 0 | 64.54 | 0 | 0 | 238.06 | 290.8 | 528.86 | 1073.6 | 290.8 | 1364.4
2013 | Strip Mall | 5C | 2090.32 | 0 | 288.21 | 18.94 | 550.85 | 91.98 | 128.15 | 0 | 0 | 163.03 | 0 | 0 | 0 | 0 | 0 | 0 | 64.91 | 0 | 0 | 181.97 | 288.21 | 470.18 | 1017.87 | 288.21 | 1306.08
2013 | Strip Mall | 6A | 2090.32 | 0 | 872.42 | 83.32 | 550.85 | 91.94 | 128.15 | 0 | 0 | 98.83 | 0 | 0 | 0 | 0 | 0 | 0 | 66.04 | 0 | 0 | 182.15 | 872.42 | 1054.57 | 1019.14 | 872.42 | 1891.56
2013 | Strip Mall | 6B | 2090.32 | 0 | 540.92 | 52.7 | 550.85 | 91.83 | 128.15 | 0 | 0 | 189.31 | 0 | 0 | 0 | 0 | 0 | 0 | 65.74 | 0 | 0 | 242.01 | 540.92 | 782.93 | 1078.59 | 540.92 | 1619.51
2013 | Strip Mall | 7 | 2090.32 | 0 | 1051.46 | 56.21 | 550.85 | 91.99 | 128.15 | 0 | 0 | 101.58 | 0 | 0 | 0 | 0 | 0 | 0 | 67.21 | 0 | 0 | 157.79 | 1051.46 | 1209.25 | 995.98 | 1051.46 | 2047.44
2013 | Strip Mall | 8 | 2090.32 | 0 | 1244.88 | 17.79 | 550.85 | 92.62 | 128.15 | 0 | 0 | 181.13 | 0 | 0 | 0 | 0 | 0 | 9.17 | 68.77 | 0 | 0 | 208.09 | 1244.88 | 1452.97 | 1048.48 | 1244.88 | 2293.36
2016 | Strip Mall | 0A | 2090.32 | 0 | 0 | 698.55 | 450.89 | 59.48 | 128.15 | 0 | 0 | 117.09 | 0 | 0 | 0 | 0 | 0 | 0 | 57.52 | 0 | 0 | 815.64 | 0 | 815.64 | 1511.69 | 0 | 1511.69
2016 | Strip Mall | 0B | 2090.32 | 0 | 0 | 605.46 | 450.89 | 59.44 | 128.15 | 0 | 0 | 142.59 | 0 | 0 | 0 | 0 | 0 | 0 | 57.48 | 0 | 0 | 748.05 | 0 | 748.05 | 1444.02 | 0 | 1444.02
2016 | Strip Mall | 1A | 2090.32 | 0 | 0 | 446.74 | 450.89 | 59.45 | 128.15 | 0 | 0 | 92.9 | 0 | 0 | 0 | 0 | 0 | 0 | 58.57 | 0 | 0 | 539.64 | 0 | 539.64 | 1236.71 | 0 | 1236.71
2016 | Strip Mall | 1B | 2090.32 | 0 | 6.62 | 482.62 | 450.89 | 59.35 | 128.15 | 0 | 0 | 133.68 | 0 | 0 | 0 | 0 | 0 | 0 | 58.64 | 0 | 0 | 616.3 | 6.62 | 622.92 | 1313.33 | 6.62 | 1319.95
2016 | Strip Mall | 2A | 2090.32 | 0 | 18.1 | 355.76 | 450.89 | 59.32 | 128.15 | 0 | 0 | 96.49 | 0 | 0 | 0 | 0 | 0 | 0 | 59.82 | 0 | 0 | 452.25 | 18.1 | 470.35 | 1150.43 | 18.1 | 1168.53
2016 | Strip Mall | 2B | 2090.32 | 0 | 4.59 | 277.32 | 450.89 | 59.38 | 128.15 | 0 | 0 | 117.96 | 0 | 0 | 0 | 0 | 0 | 0 | 59.89 | 0 | 0 | 395.28 | 4.59 | 399.87 | 1093.6 | 4.59 | 1098.19
2016 | Strip Mall | 3A | 2090.32 | 0 | 181.51 | 181.74 | 450.89 | 59.36 | 128.15 | 0 | 0 | 87.77 | 0 | 0 | 0 | 0 | 0 | 0 | 61.99 | 0 | 0 | 269.51 | 181.51 | 451.02 | 969.9 | 181.51 | 1151.41
2016 | Strip Mall | 3B | 2090.32 | 0 | 46.14 | 170.87 | 450.89 | 59.36 | 128.15 | 0 | 0 | 131.78 | 0 | 0 | 0 | 0 | 0 | 0 | 61.41 | 0 | 0 | 302.65 | 46.14 | 348.79 | 1002.47 | 46.14 | 1048.61
2016 | Strip Mall | 3C | 2090.32 | 0 | 6.92 | 71.63 | 450.89 | 59.56 | 128.15 | 0 | 0 | 157.2 | 0 | 0 | 0 | 0 | 0 | 0 | 62.09 | 0 | 0 | 228.83 | 6.92 | 235.75 | 929.53 | 6.92 | 936.45
2016 | Strip Mall | 4A | 2090.32 | 0 | 445.87 | 115.57 | 450.89 | 59.67 | 128.15 | 0 | 0 | 87.88 | 0 | 0 | 0 | 0 | 0 | 0 | 63.68 | 0 | 0 | 203.45 | 445.87 | 649.32 | 905.84 | 445.87 | 1351.71
2016 | Strip Mall | 4B | 2090.32 | 0 | 113.98 | 111.64 | 450.89 | 59.36 | 128.15 | 0 | 0 | 155.33 | 0 | 0 | 0 | 0 | 0 | 0 | 63.1 | 0 | 0 | 266.97 | 113.98 | 380.95 | 968.47 | 113.98 | 1082.45
2016 | Strip Mall | 4C | 2090.32 | 0 | 283.84 | 33.51 | 450.89 | 59.71 | 128.15 | 0 | 0 | 158.08 | 0 | 0 | 0 | 0 | 0 | 0 | 64.18 | 0 | 0 | 191.59 | 283.84 | 475.43 | 894.52 | 283.84 | 1178.36
2016 | Strip Mall | 5A | 2090.32 | 0 | 658.79 | 61.84 | 450.89 | 59.46 | 128.15 | 0 | 0 | 119.64 | 0 | 0 | 0 | 0 | 0 | 0 | 65.07 | 0 | 0 | 181.48 | 658.79 | 840.27 | 885.05 | 658.79 | 1543.84
2016 | Strip Mall | 5B | 2090.32 | 0 | 315.55 | 78.95 | 450.89 | 59.59 | 128.15 | 0 | 0 | 187.54 | 0 | 0 | 0 | 0 | 0 | 0 | 64.58 | 0 | 0 | 266.49 | 315.55 | 582.04 | 969.69 | 315.55 | 1285.24
2016 | Strip Mall | 5C | 2090.32 | 0 | 349.09 | 14.14 | 450.89 | 59.65 | 128.15 | 0 | 0 | 151.54 | 0 | 0 | 0 | 0 | 0 | 0 | 64.98 | 0 | 0 | 165.68 | 349.09 | 514.77 | 869.35 | 349.09 | 1218.44
2016 | Strip Mall | 6A | 2090.32 | 0 | 917.44 | 74.97 | 450.89 | 59.55 | 128.15 | 0 | 0 | 94.05 | 0 | 0 | 0 | 0 | 0 | 0 | 66.08 | 0 | 0 | 169.02 | 917.44 | 1086.46 | 873.71 | 917.44 | 1791.15
2016 | Strip Mall | 6B | 2090.32 | 0 | 587.08 | 49.65 | 450.89 | 59.45 | 128.15 | 0 | 0 | 179.12 | 0 | 0 | 0 | 0 | 0 | 0 | 65.79 | 0 | 0 | 228.77 | 587.08 | 815.85 | 933.05 | 587.08 | 1520.13
2016 | Strip Mall | 7 | 2090.32 | 0 | 1076.71 | 47.24 | 450.89 | 59.67 | 128.15 | 0 | 0 | 132.65 | 0 | 0 | 0 | 0 | 0 | 0 | 67.24 | 0 | 0 | 179.89 | 1076.71 | 1256.6 | 885.84 | 1076.71 | 1962.55
2016 | Strip Mall | 8 | 2090.32 | 0 | 1267.89 | 15.29 | 450.89 | 61.36 | 128.15 | 0 | 0 | 189.06 | 0 | 0 | 0 | 0 | 0 | 9.53 | 68.79 | 0 | 0 | 213.88 | 1267.89 | 1481.77 | 923.08 | 1267.89 | 2190.97
2019 | Strip Mall | 0A | 2090.32 | 0 | 0 | 683.18 | 402.56 | 59.48 | 128.15 | 0 | 0 | 114.78 | 0 | 0 | 0 | 0 | 0 | 0 | 57.53 | 0 | 0 | 797.96 | 0 | 797.96 | 1445.68 | 0 | 1445.68
2019 | Strip Mall | 0B | 2090.32 | 0 | 0 | 592.02 | 402.56 | 59.44 | 128.15 | 0 | 0 | 139.93 | 0 | 0 | 0 | 0 | 0 | 0 | 57.49 | 0 | 0 | 731.95 | 0 | 731.95 | 1379.58 | 0 | 1379.58
2019 | Strip Mall | 1A | 2090.32 | 0 | 0 | 430.64 | 402.56 | 59.45 | 128.15 | 0 | 0 | 89.4 | 0 | 0 | 0 | 0 | 0 | 0 | 58.58 | 0 | 0 | 520.04 | 0 | 520.04 | 1168.79 | 0 | 1168.79
2019 | Strip Mall | 1B | 2090.32 | 0 | 7.91 | 467.13 | 402.56 | 59.35 | 128.15 | 0 | 0 | 130.45 | 0 | 0 | 0 | 0 | 0 | 0 | 58.66 | 0 | 0 | 597.58 | 7.91 | 605.49 | 1246.29 | 7.91 | 1254.2
2019 | Strip Mall | 2A | 2090.32 | 0 | 20.51 | 342.84 | 402.56 | 59.32 | 128.15 | 0 | 0 | 93.83 | 0 | 0 | 0 | 0 | 0 | 0 | 59.83 | 0 | 0 | 436.67 | 20.51 | 457.18 | 1086.52 | 20.51 | 1107.03
2019 | Strip Mall | 2B | 2090.32 | 0 | 5.75 | 267.65 | 402.56 | 59.38 | 128.15 | 0 | 0 | 114.51 | 0 | 0 | 0 | 0 | 0 | 0 | 59.91 | 0 | 0 | 382.16 | 5.75 | 387.91 | 1032.16 | 5.75 | 1037.91
2019 | Strip Mall | 3A | 2090.32 | 0 | 191.22 | 173.36 | 402.56 | 59.36 | 128.15 | 0 | 0 | 86.56 | 0 | 0 | 0 | 0 | 0 | 0 | 62.01 | 0 | 0 | 259.92 | 191.22 | 451.14 | 912 | 191.22 | 1103.22
2019 | Strip Mall | 3B | 2090.32 | 0 | 54.6 | 163.21 | 402.56 | 59.36 | 128.15 | 0 | 0 | 127.02 | 0 | 0 | 0 | 0 | 0 | 0 | 61.43 | 0 | 0 | 290.23 | 54.6 | 344.83 | 941.73 | 54.6 | 996.33
2019 | Strip Mall | 3C | 2090.32 | 0 | 9.51 | 63.99 | 402.56 | 59.56 | 128.15 | 0 | 0 | 149.67 | 0 | 0 | 0 | 0 | 0 | 0 | 62.12 | 0 | 0 | 213.66 | 9.51 | 223.17 | 866.05 | 9.51 | 875.56
2019 | Strip Mall | 4A | 2090.32 | 0 | 453.47 | 107.88 | 402.56 | 59.67 | 128.15 | 0 | 0 | 102.53 | 0 | 0 | 0 | 0 | 0 | 0 | 63.69 | 0 | 0 | 210.41 | 453.47 | 663.88 | 864.48 | 453.47 | 1317.95
2019 | Strip Mall | 4B | 2090.32 | 0 | 117.55 | 104.37 | 402.56 | 59.36 | 128.15 | 0 | 0 | 185.79 | 0 | 0 | 0 | 0 | 0 | 0 | 63.11 | 0 | 0 | 290.16 | 117.55 | 407.71 | 943.34 | 117.55 | 1060.89
2019 | Strip Mall | 4C | 2090.32 | 0 | 307.08 | 30.01 | 402.56 | 59.71 | 128.15 | 0 | 0 | 150.97 | 0 | 0 | 0 | 0 | 0 | 0 | 64.2 | 0 | 0 | 180.98 | 307.08 | 488.06 | 835.6 | 307.08 | 1142.68
2019 | Strip Mall | 5A | 2090.32 | 0 | 673.91 | 56.24 | 402.56 | 59.46 | 128.15 | 0 | 0 | 124.06 | 0 | 0 | 0 | 0 | 0 | 0 | 65.09 | 0 | 0 | 180.3 | 673.91 | 854.21 | 835.57 | 673.91 | 1509.48
2019 | Strip Mall | 5B | 2090.32 | 0 | 334.55 | 76.15 | 402.56 | 59.59 | 128.15 | 0 | 0 | 178.95 | 0 | 0 | 0 | 0 | 0 | 0 | 64.6 | 0 | 0 | 255.1 | 334.55 | 589.65 | 910 | 334.55 | 1244.55
2019 | Strip Mall | 5C | 2090.32 | 0 | 376.96 | 16.4 | 402.56 | 59.65 | 128.15 | 0 | 0 | 144.63 | 0 | 0 | 0 | 0 | 0 | 0 | 65.01 | 0 | 0 | 161.03 | 376.96 | 537.99 | 816.4 | 376.96 | 1193.36
2019 | Strip Mall | 6A | 2090.32 | 0 | 936.9 | 68.92 | 402.56 | 59.55 | 128.15 | 0 | 0 | 94.82 | 0 | 0 | 0 | 0 | 0 | 0 | 66.11 | 0 | 0 | 163.74 | 936.9 | 1100.64 | 820.11 | 936.9 | 1757.01
2019 | Strip Mall | 6B | 2090.32 | 0 | 611.11 | 46.01 | 402.56 | 59.45 | 128.15 | 0 | 0 | 177.67 | 0 | 0 | 0 | 0 | 0 | 0 | 65.81 | 0 | 0 | 223.68 | 611.11 | 834.79 | 879.65 | 611.11 | 1490.76
2019 | Strip Mall | 7 | 2090.32 | 0 | 1100.85 | 42.1 | 402.56 | 59.67 | 128.15 | 0 | 0 | 129.62 | 0 | 0 | 0 | 0 | 0 | 0 | 67.26 | 0 | 0 | 171.72 | 1100.85 | 1272.57 | 829.36 | 1100.85 | 1930.21
2019 | Strip Mall | 8 | 2090.32 | 0 | 1290.14 | 12.95 | 402.56 | 61.36 | 128.15 | 0 | 0 | 187.53 | 0 | 0 | 0 | 0 | 0 | 9.76 | 68.82 | 0 | 0 | 210.24 | 1290.14 | 1500.38 | 871.13 | 1290.14 | 2161.27
2004 | Primary School | 0A | 6871 | 0 | 0.35 | 4579.45 | 1210.34 | 83.37 | 1305.76 | 361.03 | 48.03 | 955.3 | 0.15 | 0.14659 | 0.003409 | 0 | 0 | 47.06 | 27.9 | 83.78 | 79.45 | 5581.8134 | 0.35 | 5582.1634 | 8336.81 | 445.17 | 8781.98
2004 | Primary School | 0B | 6871 | 0 | 5.17 | 3273.07 | 1210.34 | 83.39 | 1305.76 | 361.03 | 48.03 | 827.39 | 0.17 | 0.14659 | 0.023409 | 0 | 0 | 45.34 | 27.91 | 85.86 | 78.68 | 4145.8234 | 5.17 | 4150.9934 | 6900.09 | 452.06 | 7352.15
2004 | Primary School | 1A | 6871 | 0 | 20.73 | 2497.31 | 1210.34 | 83.39 | 1305.76 | 361.03 | 48.03 | 776.16 | 0.22 | 0.14659 | 0.073409 | 0 | 0 | 202.78 | 27.94 | 90.3 | 78.01 | 3476.3234 | 20.73 | 3497.0534 | 6229.95 | 472.06 | 6702.01
2004 | Primary School | 1B | 6871 | 0 | 63.23 | 2681.4 | 1210.34 | 83.29 | 1305.76 | 361.03 | 48.03 | 699.82 | 0.4 | 0.14659 | 0.25341 | 0 | 0 | 42.03 | 27.93 | 93.33 | 78.09 | 3423.5034 | 63.23 | 3486.7334 | 6177.1 | 517.58 | 6694.68
2004 | Primary School | 2A | 6871 | 0 | 157.92 | 2108.95 | 1210.34 | 83.26 | 1305.76 | 361.03 | 48.03 | 648.69 | 0.78 | 0.14659 | 0.63341 | 0 | 0 | 185.18 | 27.95 | 99.14 | 77.85 | 2943.4534 | 157.92 | 3101.3734 | 5696.8 | 618.09 | 6314.89
2004 | Primary School | 2B | 6871 | 0 | 128.12 | 1494.06 | 1210.34 | 83.32 | 1305.76 | 361.03 | 48.03 | 571.27 | 0.69 | 0.14659 | 0.54341 | 0 | 0 | 22.58 | 27.96 | 100.39 | 76.52 | 2088.4534 | 128.12 | 2216.5734 | 4840.52 | 589.53 | 5430.05
2004 | Primary School | 3A | 6871 | 0 | 645.66 | 1175.67 | 1210.34 | 83.31 | 1305.76 | 361.03 | 48.03 | 600.53 | 2.69 | 0.14659 | 2.5434 | 0 | 0 | 164.84 | 27.98 | 112.5 | 76.9 | 1943.5834 | 645.66 | 2589.2434 | 4696.04 | 1119.19 | 5815.23
2004 | Primary School | 3B | 6871 | 0 | 265.51 | 935.13 | 1210.34 | 83.3 | 1305.76 | 361.03 | 48.03 | 541.67 | 1.64 | 0.14659 | 1.4934 | 0 | 0 | 116.41 | 27.98 | 109.19 | 76.08 | 1594.7034 | 265.51 | 1860.2134 | 4346.34 | 735.73 | 5082.07
2004 | Primary School | 3C | 6871 | 0 | 297.4 | 846.39 | 1210.34 | 83.29 | 1305.76 | 361.03 | 48.03 | 557.09 | 1.21 | 0.14659 | 1.0634 | 0 | 0 | 0 | 27.97 | 111.54 | 76.99 | 1404.5434 | 297.4 | 1701.9434 | 4157.06 | 769.97 | 4927.03
2004 | Primary School | 4A | 6871 | 0 | 1501.83 | 804.71 | 1210.34 | 83.18 | 1305.76 | 361.03 | 48.03 | 613.39 | 5.9 | 0.14659 | 5.7534 | 0 | 0 | 163.14 | 28 | 122.42 | 76.59 | 1586.9934 | 1501.83 | 3088.8234 | 4339.03 | 1985.28 | 6324.31
2004 | Primary School | 4B | 6871 | 0 | 569.47 | 680.43 | 1210.34 | 83.24 | 1305.76 | 361.03 | 48.03 | 532.53 | 3.52 | 0.14659 | 3.3734 | 0 | 0 | 116.3 | 27.99 | 119.39 | 75.83 | 1332.6334 | 569.47 | 1902.1034 | 4083.97 | 1049.89 | 5133.86
2004 | Primary School | 4C | 6871 | 0 | 1149.31 | 320.12 | 1210.34 | 83.08 | 1305.76 | 361.03 | 48.03 | 562.86 | 5.37 | 0.14659 | 5.2234 | 0 | 0 | 118.79 | 28.01 | 123.86 | 76.24 | 1006.9934 | 1149.31 | 2156.3034 | 3758.61 | 1634.2 | 5392.81
2004 | Primary School | 5A | 6871 | 0 | 2077.57 | 474.82 | 1210.34 | 83.2 | 1305.76 | 361.03 | 48.03 | 656.23 | 8.97 | 0.14659 | 8.8234 | 0 | 0 | 116.58 | 28.01 | 130.5 | 76.14 | 1256.4534 | 2077.57 | 3334.0234 | 4008.08 | 2569.1 | 6577.18
2004 | Primary School | 5B | 6871 | 0 | 1181.67 | 510.26 | 1210.34 | 83.21 | 1305.76 | 361.03 | 48.03 | 537.63 | 6.68 | 0.14659 | 6.5334 | 0 | 0 | 116.52 | 28 | 127.9 | 75.92 | 1170.9434 | 1181.67 | 2352.6134 | 3922.34 | 1670.6 | 5592.94
2004 | Primary School | 5C | 6871 | 0 | 1283.19 | 208.19 | 1210.34 | 83.08 | 1305.76 | 361.03 | 48.03 | 568.26 | 5.11 | 0.14659 | 4.9634 | 0 | 0 | 117.52 | 28.01 | 128.18 | 76.14 | 898.9334 | 1283.19 | 2182.1234 | 3650.44 | 1772.4 | 5422.84
2004 | Primary School | 6A | 6871 | 0 | 3119.23 | 490.69 | 1210.34 | 83.17 | 1305.76 | 361.03 | 48.03 | 669.5 | 13.93 | 0.14659 | 13.7834 | 0 | 0 | 117.49 | 28.04 | 137.1 | 75.74 | 1291.4634 | 3119.23 | 4410.6934 | 4042.68 | 3617.36 | 7660.04
2004 | Primary School | 6B | 6871 | 0 | 2209.29 | 334.79 | 1210.34 | 83.11 | 1305.76 | 361.03 | 48.03 | 559.47 | 11.08 | 0.14659 | 10.9334 | 0 | 0 | 117.04 | 28.02 | 135.21 | 75.55 | 1022.2334 | 2209.29 | 3231.5234 | 3773.18 | 2705.53 | 6478.71
2004 | Primary School | 7 | 6871 | 0 | 3774.04 | 396.85 | 1210.34 | 83.05 | 1305.76 | 361.03 | 48.03 | 649.68 | 17.09 | 0.14659 | 16.9434 | 0 | 0 | 117.27 | 28.05 | 144.22 | 75.47 | 1180.7434 | 3774.04 | 4954.7834 | 3931.59 | 4279.29 | 8210.88
2004 | Primary School | 8 | 6871 | 0 | 5308.37 | 204.43 | 1210.34 | 82.6 | 1305.76 | 361.03 | 48.03 | 695.71 | 22.01 | 0.14659 | 21.8634 | 0 | 0 | 117.66 | 28.06 | 152.9 | 75.12 | 1039.6634 | 5308.37 | 6348.0334 | 3789.72 | 5822.31 | 9612.03
2007 | Primary School | 0A | 6871 | 0 | 0.46 | 4396.21 | 1210.34 | 83.37 | 1305.76 | 361.03 | 48.03 | 807.17 | 0.15 | 0.14659 | 0.003409 | 0 | 0 | 0 | 27.9 | 83.78 | 79.45 | 5203.3834 | 0.46 | 5203.8434 | 7958.38 | 445.27 | 8403.65
2007 | Primary School | 0B | 6871 | 0 | 4.29 | 3120.96 | 1210.34 | 83.39 | 1305.76 | 361.03 | 48.03 | 698.5 | 0.17 | 0.14659 | 0.023409 | 0 | 0 | 0 | 27.91 | 85.86 | 78.68 | 3819.4834 | 4.29 | 3823.7734 | 6573.75 | 451.17 | 7024.92
2007 | Primary School | 1A | 6871 | 0 | 17.43 | 2357.02 | 1210.34 | 83.39 | 1305.76 | 361.03 | 48.03 | 656.35 | 0.21 | 0.14659 | 0.063409 | 0 | 0 | 159.28 | 27.94 | 90.3 | 78.01 | 3172.7134 | 17.43 | 3190.1434 | 5926.35 | 468.76 | 6395.11
2007 | Primary School | 1B | 6871 | 0 | 55 | 2587.92 | 1210.34 | 83.29 | 1305.76 | 361.03 | 48.03 | 612.74 | 0.38 | 0.14659 | 0.23341 | 0 | 0 | 0 | 27.93 | 93.3 | 78.09 | 3200.8934 | 55 | 3255.8934 | 5954.48 | 509.33 | 6463.81
2007 | Primary School | 2A | 6871 | 0 | 106.52 | 1963.83 | 1210.34 | 83.26 | 1305.76 | 361.03 | 48.03 | 600.25 | 0.59 | 0.14659 | 0.44341 | 0 | 0 | 143.8 | 27.95 | 99.08 | 77.83 | 2708.3234 | 106.52 | 2814.8434 | 5461.64 | 566.63 | 6028.27
2007 | Primary School | 2B | 6871 | 0 | 79.5 | 1248.44 | 1210.34 | 83.32 | 1305.76 | 361.03 | 48.03 | 504.39 | 0.54 | 0.14659 | 0.39341 | 0 | 0 | 91.45 | 27.96 | 100.31 | 76.5 | 1844.6734 | 79.5 | 1924.1734 | 4596.73 | 540.84 | 5137.57
2007 | Primary School | 3A | 6871 | 0 | 470.87 | 1106.9 | 1210.34 | 83.31 | 1305.76 | 361.03 | 48.03 | 537.47 | 2.01 | 0.14659 | 1.8634 | 0 | 0 | 125.3 | 27.97 | 112.4 | 76.87 | 1771.5334 | 470.87 | 2242.4034 | 4523.96 | 944.3 | 5468.26
2007 | Primary School | 3B | 6871 | 0 | 182.79 | 871.01 | 1210.34 | 83.3 | 1305.76 | 361.03 | 48.03 | 479.18 | 1.29 | 0.14659 | 1.1434 | 0 | 0 | 90.9 | 27.98 | 109.07 | 76.05 | 1442.2334 | 182.79 | 1625.0234 | 4193.84 | 652.89 | 4846.73
2007 | Primary School | 3C | 6871 | 0 | 149.89 | 796.26 | 1210.34 | 83.29 | 1305.76 | 361.03 | 48.03 | 536.95 | 0.77 | 0.14659 | 0.62341 | 0 | 0 | 0 | 27.97 | 111.44 | 76.98 | 1333.8334 | 149.89 | 1483.7234 | 4086.36 | 622.36 | 4708.72
2007 | Primary School | 4A | 6871 | 0 | 1025.94 | 769.12 | 1210.34 | 83.18 | 1305.76 | 361.03 | 48.03 | 546.44 | 4.1 | 0.14659 | 3.9534 | 0 | 0 | 121.75 | 27.99 | 122.23 | 76.55 | 1441.2634 | 1025.94 | 2467.2034 | 4193.26 | 1509.2 | 5702.46
2007 | Primary School | 4B | 6871 | 0 | 348.9 | 650.63 | 1210.34 | 83.24 | 1305.76 | 361.03 | 48.03 | 486.61 | 2.76 | 0.14659 | 2.6134 | 0 | 0 | 90.26 | 27.99 | 119.23 | 75.76 | 1230.1134 | 348.9 | 1579.0134 | 3981.39 | 829.16 | 4810.55
2007 | Primary School | 4C | 6871 | 0 | 786.53 | 315.98 | 1210.34 | 83.08 | 1305.76 | 361.03 | 48.03 | 497.25 | 3.46 | 0.14659 | 3.3134 | 0 | 0 | 90.76 | 28 | 123.7 | 76.13 | 907.3034 | 786.53 | 1693.8334 | 3658.79 | 1271.27 | 4930.06
2007 | Primary School | 5A | 6871 | 0 | 1865.24 | 462.06 | 1210.34 | 83.2 | 1305.76 | 361.03 | 48.03 | 542.17 | 7.38 | 0.14659 | 7.2334 | 0 | 0 | 74.08 | 28 | 130.32 | 76.19 | 1085.5434 | 1865.24 | 2950.7834 | 3837.23 | 2356.58 | 6193.81
2007 | Primary School | 5B | 6871 | 0 | 820.6 | 503.09 | 1210.34 | 83.21 | 1305.76 | 361.03 | 48.03 | 478.72 | 5.42 | 0.14659 | 5.2734 | 0 | 0 | 91.18 | 27.99 | 127.73 | 75.89 | 1078.2634 | 820.6 | 1898.8634 | 3829.61 | 1309.36 | 5138.97
2007 | Primary School | 5C | 6871 | 0 | 866.41 | 207.11 | 1210.34 | 83.08 | 1305.76 | 361.03 | 48.03 | 475.26 | 3.57 | 0.14659 | 3.4234 | 0 | 0 | 86.68 | 28.01 | 128.02 | 75.99 | 772.4734 | 866.41 | 1638.8834 | 3523.83 | 1355.46 | 4879.29
2007 | Primary School | 6A | 6871 | 0 | 2368.62 | 488.88 | 1210.34 | 83.17 | 1305.76 | 361.03 | 48.03 | 569.8 | 11.46 | 0.14659 | 11.3134 | 0 | 0 | 91.36 | 28.02 | 136.93 | 75.96 | 1161.3534 | 2368.62 | 3529.9734 | 3912.78 | 2866.58 | 6779.36
2007 | Primary School | 6B | 6871 | 0 | 1571.54 | 342.95 | 1210.34 | 83.11 | 1305.76 | 361.03 | 48.03 | 479.51 | 8.84 | 0.14659 | 8.6934 | 0 | 0 | 91.18 | 28.01 | 135 | 75.64 | 922.3334 | 1571.54 | 2493.8734 | 3673.37 | 2067.56 | 5740.93
2007 | Primary School | 7 | 6871 | 0 | 2816.26 | 400.32 | 1210.34 | 83.05 | 1305.76 | 361.03 | 48.03 | 566.92 | 13.34 | 0.14659 | 13.1934 | 0 | 0 | 91.46 | 28.03 | 144.03 | 75.78 | 1071.8934 | 2816.26 | 3888.1534 | 3823.03 | 3321.32 | 7144.35
2007 | Primary School | 8 | 6871 | 0 | 4666.87 | 207.54 | 1210.34 | 82.6 | 1305.76 | 361.03 | 48.03 | 564.31 | 20.61 | 0.14659 | 20.4634 | 0 | 0 | 91.31 | 28.06 | 152.84 | 75.17 | 883.6234 | 4666.87 | 5550.4934 | 3633.72 | 5180.74 | 8814.46
2010 | Primary School | 0A | 6871 | 0 | 11.72 | 2669.6 | 770.93 | 44.41 | 1293.9 | 361.03 | 27.11 | 501.64 | 0.19 | 0.14659 | 0.043409 | 0 | 0 | 197.12 | 25.83 | 82.93 | 78.63 | 3368.4034 | 11.72 | 3380.1234 | 5609.37 | 455.67 | 6065.04
2010 | Primary School | 0B | 6871 | 0 | 11.34 | 2140.15 | 774.59 | 44.4 | 1293.9 | 361.03 | 27.11 | 511.57 | 0.19 | 0.14659 | 0.043409 | 0 | 0 | 131.3 | 25.83 | 84.97 | 78.19 | 2783.0634 | 11.34 | 2794.4034 | 5027.23 | 457.33 | 5484.56
2010 | Primary School | 1A | 6871 | 0 | 27.69 | 1870.71 | 780.76 | 44.41 | 1293.9 | 361.03 | 27.12 | 649.42 | 0.26 | 0.14659 | 0.11341 | 0 | 0 | 180.05 | 25.83 | 89.41 | 78.11 | 2700.2934 | 27.69 | 2727.9834 | 4950.57 | 478.13 | 5428.7
2010 | Primary School | 1B | 6871 | 0 | 56.23 | 1740.51 | 779.94 | 44.34 | 1293.9 | 361.03 | 27.11 | 438.92 | 0.37 | 0.14659 | 0.22341 | 0 | 0 | 122.75 | 25.83 | 92.44 | 77.85 | 2302.4034 | 56.23 | 2358.6334 | 4551.52 | 509.7 | 5061.22
2010 | Primary School | 2A | 6871 | 0 | 113.19 | 1334.44 | 781.71 | 44.32 | 1293.9 | 361.03 | 27.12 | 573.33 | 0.69 | 0.14659 | 0.54341 | 0 | 0 | 91.6 | 25.83 | 98.17 | 77.95 | 1999.9134 | 113.19 | 2113.1034 | 4250.89 | 572.39 | 4823.28
2010 | Primary School | 2B | 6871 | 0 | 65.24 | 975.92 | 786.63 | 44.36 | 1293.9 | 361.03 | 27.12 | 483.39 | 0.5 | 0.14659 | 0.35341 | 0 | 0 | 72.17 | 25.84 | 99.49 | 76.66 | 1531.8334 | 65.24 | 1597.0734 | 3786.49 | 525.76 | 4312.25
2010 | Primary School | 3A | 6871 | 0 | 362.08 | 764.22 | 787.19 | 44.35 | 1293.9 | 361.03 | 27.12 | 469.94 | 1.94 | 0.14659 | 1.7934 | 0 | 0 | 71.93 | 25.84 | 111.6 | 77.37 | 1307.8834 | 362.08 | 1669.9634 | 3563.8 | 834.71 | 4398.51
2010 | Primary School | 3B | 6871 | 0 | 133.58 | 684.02 | 785.87 | 44.35 | 1293.9 | 361.03 | 27.12 | 478.18 | 1.12 | 0.14659 | 0.97341 | 0 | 0 | 72.95 | 25.84 | 108.26 | 76.6 | 1236.1234 | 133.58 | 1369.7034 | 3489.95 | 602.87 | 4092.82
2010 | Primary School | 3C | 6871 | 0 | 82.76 | 482.43 | 784.75 | 44.42 | 1293.9 | 361.03 | 27.12 | 420.39 | 0.59 | 0.14659 | 0.44341 | 0 | 0 | 48.88 | 25.84 | 110.81 | 77.34 | 952.1434 | 82.76 | 1034.9034 | 3205.65 | 554.6 | 3760.25
2010 | Primary School | 4A | 6871 | 0 | 471.2 | 535.17 | 779.07 | 44.44 | 1293.9 | 361.03 | 27.12 | 465.22 | 2.64 | 0.14659 | 2.4934 | 0 | 0 | 80.59 | 25.84 | 121.41 | 77.3 | 1083.4734 | 471.2 | 1554.6734 | 3331.3 | 953.64 | 4284.94
2010 | Primary School | 4B | 6871 | 0 | 211.24 | 508.98 | 776.81 | 44.33 | 1293.9 | 361.03 | 27.11 | 489 | 1.89 | 0.14659 | 1.7434 | 0 | 0 | 74.5 | 25.84 | 118.41 | 76.51 | 1074.2234 | 211.24 | 1285.4634 | 3318.88 | 690.68 | 4009.56
2010 | Primary School | 4C | 6871 | 0 | 444.36 | 201.56 | 785.56 | 44.43 | 1293.9 | 361.03 | 27.12 | 434.17 | 2.59 | 0.14659 | 2.4434 | 0 | 0 | 60.8 | 25.84 | 122.83 | 77.14 | 698.9734 | 444.36 | 1143.3334 | 2953.11 | 928.23 | 3881.34
2010 | Primary School | 5A | 6871 | 0 | 807.92 | 326.01 | 779.42 | 44.36 | 1293.9 | 361.03 | 27.12 | 447.88 | 4 | 0.14659 | 3.8534 | 0 | 0 | 73.96 | 25.84 | 129.48 | 77.22 | 851.7034 | 807.92 | 1659.6234 | 3099.72 | 1298.43 | 4398.15
2010 | Primary School | 5B | 6871 | 0 | 531.03 | 371.23 | 779.08 | 44.41 | 1293.9 | 361.03 | 27.12 | 492.93 | 3.71 | 0.14659 | 3.5634 | 0 | 0 | 82.44 | 25.84 | 126.88 | 76.66 | 950.1634 | 531.03 | 1481.1934 | 3197.31 | 1018.94 | 4216.25
2010 | Primary School | 5C | 6871 | 0 | 588.09 | 109.67 | 784.1 | 44.4 | 1293.9 | 361.03 | 27.12 | 408.89 | 3.43 | 0.14659 | 3.2834 | 0 | 0 | 57.89 | 25.84 | 127.35 | 77.17 | 579.7334 | 588.09 | 1167.8234 | 2832.41 | 1076.47 | 3908.88
2010 | Primary School | 6A | 6871 | 0 | 1452.65 | 363.22 | 780.52 | 44.39 | 1293.9 | 361.03 | 27.12 | 498.02 | 6.5 | 0.14659 | 6.3534 | 0 | 0 | 86.9 | 25.85 | 136.11 | 77.11 | 954.4934 | 1452.65 | 2407.1434 | 3203.5 | 1949.79 | 5153.29
2010 | Primary School | 6B | 6871 | 0 | 1087.15 | 249.75 | 781.66 | 44.34 | 1293.9 | 361.03 | 27.12 | 503.31 | 5.9 | 0.14659 | 5.7534 | 0 | 0 | 76.01 | 25.84 | 134.16 | 76.64 | 834.8234 | 1087.15 | 1921.9734 | 3084.46 | 1582.34 | 4666.8
2010 | Primary School | 7 | 6871 | 0 | 1847.91 | 290.07 | 778.62 | 44.41 | 1293.9 | 361.03 | 27.12 | 514.05 | 8.38 | 0.14659 | 8.2334 | 0 | 0 | 81.59 | 25.85 | 143.24 | 76.94 | 893.9434 | 1847.91 | 2741.8534 | 3140.93 | 2352.18 | 5493.11
2010 | Primary School | 8 | 6871 | 0 | 3495.86 | 122.4 | 802.51 | 44.69 | 1293.9 | 361.03 | 27.13 | 565.93 | 14.46 | 0.14659 | 14.3134 | 0 | 0 | 91.42 | 25.87 | 152.12 | 76.35 | 794.0634 | 3495.86 | 4289.9234 | 3064.66 | 4009.01 | 7073.67
2013 | Primary School | 0A | 6871 | 0 | 4.73 | 2205.09 | 668.57 | 44.41 | 1144.07 | 361.03 | 24.18 | 455.48 | 0.16 | 0.14659 | 0.013409 | 0 | 0 | 151.39 | 25.83 | 82.88 | 64.81 | 2811.9734 | 4.73 | 2816.7034 | 4783.98 | 448.65 | 5232.63
2013 | Primary School | 0B | 6871 | 0 | 7.46 | 1951.15 | 678.09 | 44.4 | 1144.07 | 361.03 | 24.19 | 542.96 | 0.18 | 0.14659 | 0.033409 | 0 | 0 | 128.65 | 25.83 | 84.95 | 64.37 | 2622.7934 | 7.46 | 2630.2534 | 4603.89 | 453.44 | 5057.33
2013 | Primary School | 1A | 6871 | 0 | 0.26 | 1403.14 | 690.46 | 44.41 | 1144.07 | 361.03 | 24.19 | 443.92 | 0.15 | 0.14659 | 0.003409 | 0 | 0 | 122.59 | 25.83 | 89.42 | 64.13 | 1969.6534 | 0.26 | 1969.9134 | 3962.89 | 450.71 | 4413.6
2013 | Primary School | 1B | 6871 | 0 | 37.71 | 1592.49 | 689.26 | 44.34 | 1144.07 | 361.03 | 24.19 | 438.56 | 0.29 | 0.14659 | 0.14341 | 0 | 0 | 117.1 | 25.83 | 92.4 | 64.01 | 2148.2934 | 37.71 | 2186.0034 | 4140.15 | 491.14 | 4631.29
2013 | Primary School | 2A | 6871 | 0 | 32.31 | 1074.38 | 692.49 | 44.32 | 1144.07 | 361.03 | 24.19 | 405.86 | 0.35 | 0.14659 | 0.20341 | 0 | 0 | 71.71 | 25.83 | 98.23 | 64.03 | 1552.1534 | 32.31 | 1584.4634 | 3547.25 | 491.57 | 4038.82
2013 | Primary School | 2B | 6871 | 0 | 33.44 | 904.21 | 700.77 | 44.36 | 1144.07 | 361.03 | 24.2 | 444.41 | 0.37 | 0.14659 | 0.22341 | 0 | 0 | 56.92 | 25.84 | 99.46 | 62.89 | 1405.7634 | 33.44 | 1439.2034 | 3408.03 | 493.93 | 3901.96
2013 | Primary School | 3A | 6871 | 0 | 223.81 | 605.83 | 701.1 | 44.35 | 1144.07 | 361.03 | 24.2 | 352.53 | 1.32 | 0.14659 | 1.1734 | 0 | 0 | 67.93 | 25.84 | 111.77 | 63.49 | 1027.4634 | 223.81 | 1251.2734 | 3030.65 | 696.61 | 3727.26
2013 | Primary School | 3B | 6871 | 0 | 112.42 | 647.62 | 697.99 | 44.35 | 1144.07 | 361.03 | 24.19 | 409.22 | 0.71 | 0.14659 | 0.56341 | 0 | 0 | 0 | 25.84 | 108.22 | 62.83 | 1057.4034 | 112.42 | 1169.8234 | 3056.82 | 581.67 | 3638.49
2013 | Primary School | 3C | 6871 | 0 | 47.89 | 418.47 | 696.31 | 44.42 | 1144.07 | 361.03 | 24.19 | 321.99 | 0.43 | 0.14659 | 0.28341 | 0 | 0 | 0 | 25.84 | 110.72 | 63.49 | 740.7434 | 47.89 | 788.6334 | 2739.21 | 519.63 | 3258.84
2013 | Primary School | 4A | 6871 | 0 | 270.53 | 425.19 | 680.79 | 44.44 | 1144.07 | 361.03 | 24.19 | 349.14 | 1.77 | 0.14659 | 1.6234 | 0 | 0 | 75.23 | 25.84 | 121.43 | 63.4 | 851.1834 | 270.53 | 1121.7134 | 2834.05 | 752.99 | 3587.04
2013 | Primary School | 4B | 6871 | 0 | 204.61 | 457.1 | 674.51 | 44.33 | 1144.07 | 361.03 | 24.19 | 420.05 | 1.17 | 0.14659 | 1.0234 | 0 | 0 | 0 | 25.84 | 118.26 | 62.7 | 878.1734 | 204.61 | 1082.7834 | 2853.95 | 683.9 | 3537.85
2013 | Primary School | 4C | 6871 | 0 | 563.69 | 175.51 | 694.93 | 44.43 | 1144.07 | 361.03 | 24.19 | 334.97 | 3.2 | 0.14659 | 3.0534 | 0 | 0 | 0 | 25.84 | 122.88 | 63.27 | 513.5334 | 563.69 | 1077.2234 | 2510.41 | 1047.6 | 3558.01
2013 | Primary School | 5A | 6871 | 0 | 540.4 | 267.6 | 683.02 | 44.36 | 1144.07 | 361.03 | 24.19 | 338.76 | 2.85 | 0.14659 | 2.7034 | 0 | 0 | 69.81 | 25.84 | 129.51 | 63.34 | 678.8734 | 540.4 | 1219.2734 | 2663.84 | 1030.94 | 3694.78
2013 | Primary School | 5B | 6871 | 0 | 516.34 | 332.66 | 678.76 | 44.41 | 1144.07 | 361.03 | 24.19 | 416.43 | 2.62 | 0.14659 | 2.4734 | 0 | 0 | 0 | 25.84 | 126.7 | 62.8 | 751.5634 | 516.34 | 1267.9034 | 2731.79 | 1004.06 | 3735.85
2013 | Primary School | 5C | 6871 | 0 | 348.65 | 104.82 | 690.62 | 44.4 | 1144.07 | 361.03 | 24.19 | 323.64 | 2.59 | 0.14659 | 2.4434 | 0 | 0 | 53.1 | 25.84 | 127.19 | 63.29 | 484.0034 | 348.65 | 832.6534 | 2476.57 | 836.86 | 3313.43
2013 | Primary School | 6A | 6871 | 0 | 1046.45 | 282.95 | 684 | 44.39 | 1144.07 | 361.03 | 24.19 | 375.52 | 4.75 | 0.14659 | 4.6034 | 0 | 0 | 74.79 | 25.85 | 136.15 | 63.33 | 737.8634 | 1046.45 | 1784.3134 | 2723.83 | 1543.63 | 4267.46
2013 | Primary School | 6B | 6871 | 0 | 736.5 | 207.29 | 684.87 | 44.34 | 1144.07 | 361.03 | 24.19 | 392.76 | 3.99 | 0.14659 | 3.8434 | 0 | 0 | 69 | 25.84 | 134 | 62.84 | 672.8934 | 736.5 | 1409.3934 | 2659.19 | 1231.53 | 3890.72
2013 | Primary School | 7 | 6871 | 0 | 1304.8 | 231.27 | 679.56 | 44.41 | 1144.07 | 361.03 | 24.19 | 384.5 | 5.85 | 0.14659 | 5.7034 | 0 | 0 | 74.34 | 25.85 | 143.16 | 63.24 | 695.8134 | 1304.8 | 2000.6134 | 2677.28 | 1808.99 | 4486.27
2013 | Primary School | 8 | 6871 | 0 | 2484.04 | 105.44 | 715.49 | 44.69 | 1144.07 | 361.03 | 24.21 | 446.16 | 10.59 | 0.14659 | 10.4434 | 0 | 0 | 83.01 | 25.86 | 151.96 | 62.87 | 645.0534 | 2484.04 | 3129.0934 | 2662.4 | 2997.03 | 5659.43
2016 | Primary School | 0A | 6871 | 0 | 12.45 | 1866.73 | 350.62 | 25.44 | 1144.07 | 361.03 | 17.34 | 414.62 | 0.19 | 0.14659 | 0.043409 | 0 | 0 | 140.87 | 25.83 | 82.39 | 64.8 | 2422.2634 | 12.45 | 2434.7134 | 4050.51 | 455.87 | 4506.38
2016 | Primary School | 0B | 6871 | 0 | 13.09 | 1723.82 | 350.23 | 25.58 | 1144.07 | 361.03 | 17.34 | 506.99 | 0.2 | 0.14659 | 0.053409 | 0 | 0 | 115.7 | 25.83 | 84.46 | 64.36 | 2346.5634 | 13.09 | 2359.6534 | 3974.12 | 458.58 | 4432.7
2016 | Primary School | 1A | 6871 | 0 | 0.38 | 1221.29 | 355.14 | 25.64 | 1144.07 | 361.03 | 17.34 | 403.13 | 0.15 | 0.14659 | 0.003409 | 0 | 0 | 109.35 | 25.83 | 88.95 | 64.12 | 1733.7734 | 0.38 | 1734.1534 | 3366.06 | 450.36 | 3816.42
2016 | Primary School | 1B | 6871 | 0 | 71.66 | 1441.61 | 351.21 | 25.56 | 1144.07 | 361.03 | 17.34 | 428.58 | 0.44 | 0.14659 | 0.29341 | 0 | 0 | 111.79 | 25.83 | 91.95 | 64.02 | 1982.2734 | 71.66 | 2053.9334 | 3610.46 | 524.65 | 4135.11
2016 | Primary School | 2A | 6871 | 0 | 43.66 | 999.56 | 352.79 | 25.59 | 1144.07 | 361.03 | 17.34 | 379.81 | 0.41 | 0.14659 | 0.26341 | 0 | 0 | 90.24 | 25.83 | 97.87 | 64.03 | 1469.8734 | 43.66 | 1513.5334 | 3099.68 | 502.56 | 3602.24
2016 | Primary School | 2B | 6871 | 0 | 53.45 | 830.83 | 359.27 | 25.6 | 1144.07 | 361.03 | 17.34 | 412.11 | 0.42 | 0.14659 | 0.27341 | 0 | 0 | 63.03 | 25.84 | 99.02 | 62.88 | 1306.2434 | 53.45 | 1359.6934 | 2941.38 | 513.5 | 3454.88
2016 | Primary School | 3A | 6871 | 0 | 284.36 | 572.41 | 356.89 | 25.67 | 1144.07 | 361.03 | 17.34 | 329.35 | 1.55 | 0.14659 | 1.4034 | 0 | 0 | 81.36 | 25.84 | 111.42 | 63.53 | 984.5234 | 284.36 | 1268.8834 | 2618.01 | 756.81 | 3374.82
2016 | Primary School | 3B | 6871 | 0 | 152.68 | 595.89 | 360.84 | 25.51 | 1144.07 | 361.03 | 17.34 | 379.46 | 0.91 | 0.14659 | 0.76341 | 0 | 0 | 0 | 25.84 | 107.84 | 62.83 | 976.1134 | 152.68 | 1128.7934 | 2612.7 | 621.55 | 3234.25
2016 | Primary School | 3C | 6871 | 0 | 71.32 | 381.63 | 360.7 | 25.53 | 1144.07 | 361.03 | 17.34 | 303.2 | 0.54 | 0.14659 | 0.39341 | 0 | 0 | 0 | 25.84 | 110.42 | 63.49 | 685.2234 | 71.32 | 756.5434 | 2322.35 | 542.77 | 2865.12
2016 | Primary School | 4A | 6871 | 0 | 349.9 | 388.4 | 354.75 | 25.65 | 1144.07 | 361.03 | 17.34 | 326.18 | 2.48 | 0.14659 | 2.3334 | 0 | 0 | 74.21 | 25.84 | 121.15 | 63.47 | 791.1234 | 349.9 | 1141.0234 | 2422.39 | 832.08 | 3254.47
2016 | Primary School | 4B | 6871 | 0 | 268.93 | 413.57 | 351.36 | 25.53 | 1144.07 | 361.03 | 17.34 | 383.83 | 1.5 | 0.14659 | 1.3534 | 0 | 0 | 0 | 25.84 | 117.93 | 62.72 | 798.7534 | 268.93 | 1067.6834 | 2425.76 | 747.89 | 3173.65
2016 | Primary School | 4C | 6871 | 0 | 631.58 | 154.84 | 360.93 | 25.77 | 1144.07 | 361.03 | 17.34 | 312.05 | 3.47 | 0.14659 | 3.3234 | 0 | 0 | 0 | 25.84 | 122.7 | 63.34 | 470.2134 | 631.58 | 1101.7934 | 2107.64 | 1115.31 | 3222.95
2016 | Primary School | 5A | 6871 | 0 | 654.33 | 242.11 | 351.34 | 25.65 | 1144.07 | 361.03 | 17.34 | 330.03 | 3.9 | 0.14659 | 3.7534 | 0 | 0 | 66.2 | 25.84 | 129.31 | 63.41 | 642.0934 | 654.33 | 1296.4234 | 2269.9 | 1144.67 | 3414.57
2016 | Primary School | 5B | 6871 | 0 | 629.6 | 298.23 | 352.21 | 25.62 | 1144.07 | 361.03 | 17.34 | 387.81 | 3.21 | 0.14659 | 3.0634 | 0 | 0 | 0 | 25.84 | 126.4 | 62.86 | 689.1034 | 629.6 | 1318.7034 | 2317.19 | 1117.03 | 3434.22
2016 | Primary School | 5C | 6871 | 0 | 449.01 | 95.75 | 356.38 | 25.77 | 1144.07 | 361.03 | 17.34 | 305.15 | 2.97 | 0.14659 | 2.8234 | 0 | 0 | 47.04 | 25.84 | 127.07 | 63.37 | 450.7634 | 449.01 | 899.7734 | 2083.67 | 937.11 | 3020.78
2016 | Primary School | 6A | 6871 | 0 | 1154.93 | 263.97 | 351.22 | 25.68 | 1144.07 | 361.03 | 17.34 | 359.96 | 5.91 | 0.14659 | 5.7634 | 0 | 0 | 78.53 | 25.85 | 135.87 | 63.32 | 708.2234 | 1154.93 | 1863.1534 | 2335.84 | 1651.83 | 3987.67
2016 | Primary School | 6B | 6871 | 0 | 725.23 | 185.94 | 349.29 | 25.72 | 1144.07 | 361.03 | 17.34 | 371.59 | 4.12 | 0.14659 | 3.9734 | 0 | 0 | 69.42 | 25.84 | 133.71 | 62.88 | 630.9234 | 725.23 | 1356.1534 | 2256.23 | 1219.97 | 3476.2
2016 | Primary School | 7 | 6871 | 0 | 1447.99 | 212.62 | 348.01 | 25.78 | 1144.07 | 361.03 | 17.34 | 371.09 | 1.24 | 0.14659 | 1.0934 | 0 | 0 | 79.57 | 25.85 | 142.93 | 63.22 | 664.3734 | 1447.99 | 2112.3634 | 2288.8 | 1951.96 | 4240.76
2016 | Primary School | 8 | 6871 | 0 | 2571.24 | 99.95 | 372.68 | 26.62 | 1144.07 | 361.03 | 17.35 | 427 | 3.13 | 0.14659 | 2.9834 | 0 | 0 | 82.35 | 25.86 | 151.7 | 62.83 | 612.2834 | 2571.24 | 3183.5234 | 2261.83 | 3083.97 | 5345.8
2019 | Primary School | 0A | 6871 | 0 | 5.75 | 1744.15 | 282.89 | 25.44 | 1124.62 | 361.03 | 17.07 | 413.02 | 0.17 | 0.14659 | 0.023409 | 0 | 0 | 108.5 | 25.83 | 82.34 | 45.7 | 2265.6934 | 5.75 | 2271.4434 | 3787.4 | 449.13 | 4236.53
2019 | Primary School | 0B | 6871 | 0 | 2.17 | 1548.11 | 281.39 | 25.58 | 1124.62 | 361.03 | 17.07 | 455.63 | 0.16 | 0.14659 | 0.013409 | 0 | 0 | 99.69 | 25.83 | 84.35 | 45.48 | 2103.4434 | 2.17 | 2105.6134 | 3623.56 | 447.55 | 4071.11
2019 | Primary School | 1A | 6871 | 0 | 0.15 | 1109.34 | 288.57 | 25.64 | 1124.62 | 361.03 | 17.07 | 373.12 | 0.15 | 0.14659 | 0.003409 | 0 | 0 | 106.65 | 25.83 | 88.81 | 45.36 | 1589.1134 | 0.15 | 1589.2634 | 3116.38 | 449.99 | 3566.37
2019 | Primary School | 1B | 6871 | 0 | 47.23 | 1294.14 | 285.57 | 25.56 | 1124.62 | 361.03 | 17.07 | 406.52 | 0.34 | 0.14659 | 0.19341 | 0 | 0 | 92.28 | 25.83 | 91.84 | 45.31 | 1793.1334 | 47.23 | 1840.3634 | 3317.25 | 500.11 | 3817.36
2019 | Primary School | 2A | 6871 | 0 | 32.11 | 923.31 | 283.89 | 25.59 | 1124.62 | 361.03 | 17.07 | 353.89 | 0.35 | 0.14659 | 0.20341 | 0 | 0 | 89.55 | 25.83 | 97.62 | 45.29 | 1366.9534 | 32.11 | 1399.0634 | 2889.41 | 490.76 | 3380.17
2019 | Primary School | 2B | 6871 | 0 | 28.84 | 731.83 | 288.66 | 25.6 | 1124.62 | 361.03 | 17.08 | 346.18 | 0.33 | 0.14659 | 0.18341 | 0 | 0 | 57.35 | 25.84 | 98.97 | 44.71 | 1135.5434 | 28.84 | 1164.3834 | 2662.2 | 488.84 | 3151.04
2019 | Primary School | 3A | 6871 | 0 | 225 | 523.19 | 286.96 | 25.67 | 1124.62 | 361.03 | 17.08 | 292.01 | 1.46 | 0.14659 | 1.3134 | 0 | 0 | 88.91 | 25.84 | 111.12 | 45.02 | 905.4234 | 225 | 1130.4234 | 2430.76 | 697.15 | 3127.91
2019 | Primary School | 3B | 6871 | 0 | 139.26 | 537.12 | 290.72 | 25.51 | 1124.62 | 361.03 | 17.08 | 315.37 | 0.86 | 0.14659 | 0.71341 | 0 | 0 | 0 | 25.84 | 107.77 | 44.69 | 853.2034 | 139.26 | 992.4634 | 2381.82 | 608.05 | 2989.87
2019 | Primary School | 3C | 6871 | 0 | 47.3 | 357.32 | 292 | 25.53 | 1124.62 | 361.03 | 17.08 | 264.85 | 0.4 | 0.14659 | 0.25341 | 0 | 0 | 0 | 25.84 | 110.1 | 44.97 | 622.4234 | 47.3 | 669.7234 | 2152.62 | 518.42 | 2671.04
2019 | Primary School | 4A | 6871 | 0 | 306.5 | 364.67 | 288.84 | 25.65 | 1124.62 | 361.03 | 17.08 | 286.58 | 2.53 | 0.14659 | 2.3834 | 0 | 0 | 72.1 | 25.84 | 120.88 | 45.01 | 725.7334 | 306.5 | 1032.2334 | 2252.92 | 788.41 | 3041.33
2019 | Primary School | 4B | 6871 | 0 | 259.98 | 372.93 | 285.1 | 25.53 | 1124.62 | 361.03 | 17.07 | 311.78 | 1.5 | 0.14659 | 1.3534 | 0 | 0 | 0 | 25.84 | 117.86 | 44.65 | 686.0634 | 259.98 | 946.0434 | 2209.02 | 738.86 | 2947.88
2019 | Primary School | 4C | 6871 | 0 | 509.57 | 148.73 | 292.88 | 25.77 | 1124.62 | 361.03 | 17.08 | 286.95 | 2.87 | 0.14659 | 2.7234 | 0 | 0 | 0 | 25.84 | 122.34 | 44.95 | 438.4034 | 509.57 | 947.9734 | 1969.69 | 992.94 | 2962.63
2019 | Primary School | 5A | 6871 | 0 | 583.67 | 228.43 | 285.52 | 25.65 | 1124.62 | 361.03 | 17.07 | 283.53 | 3.94 | 0.14659 | 3.7934 | 0 | 0 | 68.54 | 25.84 | 128.96 | 44.94 | 584.2934 | 583.67 | 1167.9634 | 2108.09 | 1073.67 | 3181.76
2019 | Primary School | 5B | 6871 | 0 | 603.96 | 258.95 | 286.78 | 25.62 | 1124.62 | 361.03 | 17.08 | 303.74 | 3.21 | 0.14659 | 3.0634 | 0 | 0 | 0 | 25.84 | 126.32 | 44.71 | 565.7534 | 603.96 | 1169.7134 | 2090.55 | 1091.3 | 3181.85
2019 | Primary School | 5C | 6871 | 0 | 327.56 | 91.5 | 289.99 | 25.77 | 1124.62 | 361.03 | 17.08 | 279.35 | 2.58 | 0.14659 | 2.4334 | 0 | 0 | 70.53 | 25.84 | 126.65 | 44.97 | 443.8134 | 327.56 | 771.3734 | 1972.24 | 815.24 | 2787.48
2019 | Primary School | 6A | 6871 | 0 | 1044.29 | 243.42 | 287.17 | 25.68 | 1124.62 | 361.03 | 17.08 | 302.06 | 5.9 | 0.14659 | 5.7534 | 0 | 0 | 75.53 | 25.85 | 135.64 | 44.81 | 626.7634 | 1044.29 | 1671.0534 | 2152.13 | 1540.97 | 3693.1
2019 | Primary School | 6B | 6871 | 0 | 707.7 | 161.17 | 285.31 | 25.72 | 1124.62 | 361.03 | 17.08 | 297.76 | 4.19 | 0.14659 | 4.0434 | 0 | 0 | 68.18 | 25.85 | 133.62 | 44.68 | 531.1534 | 707.7 | 1238.8534 | 2054.56 | 1202.35 | 3256.91
2019 | Primary School | 7 | 6871 | 0 | 1291.57 | 191.07 | 285.85 | 25.78 | 1124.62 | 361.03 | 17.08 | 311.17 | 1.03 | 0.14659 | 0.88341 | 0 | 0 | 67.48 | 25.85 | 142.68 | 44.74 | 570.6034 | 1291.57 | 1862.1734 | 2094.67 | 1795.28 | 3889.95
2019 | Primary School | 8 | 6871 | 0 | 2298.78 | 90.12 | 307.49 | 26.62 | 1124.62 | 361.03 | 17.08 | 359.97 | 2.45 | 0.14659 | 2.3034 | 0 | 0 | 75.5 | 25.87 | 151.54 | 44.46 | 527.8934 | 2298.78 | 2826.6734 | 2074.17 | 2811.36 | 4885.53
2004 | Secondary School | 0A | 19592 | 0 | 344.39 | 12518.36 | 3294.97 | 217.09 | 2616.89 | 544.46 | 79.36 | 2413.4 | 517.45 | 0.76237 | 516.6876 | 0 | 0 | 860.1 | 154.52 | 326.92 | 158.67 | 16308.5476 | 344.39 | 16652.9376 | 22830.82 | 1215.77 | 24046.59
2004 | Secondary School | 0B | 19592 | 0 | 97.55 | 8347.76 | 3294.97 | 217.13 | 2616.89 | 544.46 | 79.36 | 2049.61 | 301.09 | 0.76237 | 300.3276 | 0 | 0 | 572.65 | 154.39 | 334.05 | 163.35 | 11270.3476 | 97.55 | 11367.8976 | 17797.2 | 976.06 | 18773.26
2004 | Secondary School | 1A | 19592 | 0 | 82.25 | 7745.27 | 3294.97 | 217.16 | 2616.89 | 544.46 | 79.36 | 2383.95 | 325.68 | 0.76237 | 324.9176 | 0 | 0 | 807.21 | 154.54 | 356.8 | 153.87 | 11261.3476 | 82.25 | 11343.5976 | 17778.9 | 983.51 | 18762.41
2004 | Secondary School | 1B | 19592 | 0 | 298.29 | 6813.87 | 3294.97 | 216.89 | 2616.89 | 544.46 | 79.36 | 1996.17 | 249.11 | 0.76237 | 248.3476 | 0 | 0 | 562.55 | 154.4 | 368.26 | 162.49 | 9620.9376 | 298.29 | 9919.2276 | 16146.7 | 1211 | 17357.7
2004 | Secondary School | 2A | 19592 | 0 | 389.81 | 7007.79 | 3294.97 | 216.81 | 2616.89 | 544.46 | 79.36 | 2234.27 | 320.71 | 0.76237 | 319.9476 | 0 | 0 | 693.09 | 154.54 | 396.57 | 153.84 | 10255.0976 | 389.81 | 10644.9076 | 16772.27 | 1330.85 | 18103.12
2004 | Secondary School | 2B | 19592 | 0 | 400.51 | 4123.61 | 3294.97 | 216.97 | 2616.89 | 544.46 | 79.36 | 1970.93 | 156.76 | 0.76237 | 155.9976 | 0 | 0 | 454.56 | 154.4 | 400.98 | 159.04 | 6705.0976 | 400.51 | 7105.6076 | 13227.5 | 1345.96 | 14573.46
2004 | Secondary School | 3A | 19592 | 0 | 1247.36 | 3908.49 | 3294.97 | 216.93 | 2616.89 | 544.46 | 79.36 | 2064.55 | 195.91 | 0.76237 | 195.1476 | 0 | 0 | 617.16 | 154.54 | 457.13 | 151.2 | 6785.3476 | 1247.36 | 8032.7076 | 13300.01 | 2248.94 | 15548.95
2004 | Secondary School | 3B | 19592 | 0 | 552.29 | 2851.09 | 3294.97 | 216.92 | 2616.89 | 544.46 | 79.36 | 1946.22 | 111.65 | 0.76237 | 110.8876 | 0 | 0 | 335.85 | 154.41 | 441.09 | 158.27 | 5244.0476 | 552.29 | 5796.3376 | 11765.63 | 1537.84 | 13303.47
2004 | Secondary School | 3C | 19592 | 0 | 632.45 | 2425.34 | 3294.97 | 216.89 | 2616.89 | 544.46 | 79.36 | 2010.23 | 131.89 | 0.76237 | 131.1276 | 0 | 0 | 0 | 154.55 | 453.26 | 151.81 | 4566.6976 | 632.45 | 5199.1476 | 11081.94 | 1630.16 | 12712.1
2004 | Secondary School | 4A | 19592 | 0 | 2955.78 | 2632 | 3294.97 | 216.6 | 2616.89 | 544.46 | 79.36 | 2048.41 | 143.3 | 0.76237 | 142.5376 | 0 | 0 | 597.21 | 154.55 | 501.57 | 150.23 | 5420.1576 | 2955.78 | 8375.9376 | 11933.52 | 4001.8 | 15935.32
2004 | Secondary School | 4B | 19592 | 0 | 1476.37 | 2224.44 | 3294.97 | 216.76 | 2616.89 | 544.46 | 79.36 | 2215.51 | 112.14 | 0.76237 | 111.3776 | 0 | 0 | 362.68 | 154.55 | 488.44 | 149.09 | 4914.0076 | 1476.37 | 6390.3776 | 11426.4 | 2509.26 | 13935.66
2004 | Secondary School | 4C | 19592 | 0 | 1905.84 | 904.05 | 3294.97 | 216.35 | 2616.89 | 544.46 | 79.36 | 1843.21 | 67.88 | 0.76237 | 67.1176 | 0 | 0 | 324.89 | 154.55 | 508.17 | 149.81 | 3139.2676 | 1905.84 | 5045.1076 | 9651.95 | 2958.47 | 12610.42
2004 | Secondary School | 5A | 19592 | 0 | 3487.22 | 1567.34 | 3294.97 | 216.66 | 2616.89 | 544.46 | 79.36 | 2011.36 | 101.05 | 0.76237 | 100.2876 | 0 | 0 | 430.08 | 154.55 | 537.97 | 149.43 | 4109.0676 | 3487.22 | 7596.2876 | 10621.7 | 4569.64 | 15191.34
2004 | Secondary School | 5B | 19592 | 0 | 2419.34 | 1758.34 | 3294.97 | 216.67 | 2616.89 | 544.46 | 79.36 | 2241.85 | 88.29 | 0.76237 | 87.5276 | 0 | 0 | 432.16 | 154.55 | 526.55 | 149.04 | 4519.8776 | 2419.34 | 6939.2176 | 11032.12 | 3490.35 | 14522.47
2004 | Secondary School | 5C | 19592 | 0 | 2108.62 | 505.85 | 3294.97 | 216.33 | 2616.89 | 544.46 | 79.36 | 1745.12 | 46.31 | 0.76237 | 45.5476 | 0 | 0 | 354.31 | 154.55 | 527.6 | 149.58 | 2650.8276 | 2108.62 | 4759.4476 | 9163.27 | 3180.69 | 12343.96
2004 | Secondary School | 6A | 19592 | 0 | 7258.43 | 1662.88 | 3294.97 | 216.56 | 2616.89 | 544.46 | 79.36 | 2131.4 | 119.31 | 0.76237 | 118.5476 | 0 | 0 | 371.87 | 154.55 | 567.68 | 149.38 | 4284.6976 | 7258.43 | 11543.1276 | 10797.18 | 8370.56 | 19167.74
2004 | Secondary School | 6B | 19592 | 0 | 4486.37 | 1175.42 | 3294.97 | 216.41 | 2616.89 | 544.46 | 79.36 | 2135.66 | 75.05 | 0.76237 | 74.2876 | 0 | 0 | 426.56 | 154.55 | 559.11 | 148.58 | 3811.9276 | 4486.37 | 8298.2976 | 10323.45 | 5589.94 | 15913.39
2004 | Secondary School | 7 | 19592 | 0 | 9046.6 | 1363.47 | 3294.97 | 216.27 | 2616.89 | 544.46 | 79.36 | 2220.76 | 104.52 | 0.76237 | 103.7576 | 0 | 0 | 369.52 | 154.55 | 599.76 | 148.98 | 4057.5076 | 9046.6 | 13104.1076 | 10569.29 | 10190.82 | 20760.11
2004 | Secondary School | 8 | 19592 | 0 | 12605.05 | 660.8 | 3294.97 | 215.08 | 2616.89 | 544.46 | 79.36 | 2198.49 | 77.53 | 0.76237 | 76.7676 | 0 | 0 | 396.13 | 154.55 | 638.89 | 148.28 | 3332.1876 | 12605.05 | 15937.2376 | 9842.09 | 13788.4 | 23630.49
2007 | Secondary School | 0A | 19592 | 0 | 143.46 | 11150.43 | 3294.97 | 217.09 | 2616.89 | 544.46 | 79.36 | 1937.87 | 476.05 | 0.76237 | 475.2876 | 0 | 0 | 410.24 | 154.52 | 326.87 | 158.62 | 13973.8276 | 143.46 | 14117.2876 | 20496.04 | 1014.79 | 21510.83
2007 | Secondary School | 0B | 19592 | 0 | 60.01 | 7577.09 | 3294.97 | 217.13 | 2616.89 | 544.46 | 79.36 | 1639.22 | 285.23 | 0.76237 | 284.4676 | 0 | 0 | 379.75 | 154.39 | 334.03 | 163.35 | 9880.5276 | 60.01 | 9940.5376 | 16407.39 | 938.5 | 17345.89
2007 | Secondary School | 1A | 19592 | 0 | 83.36 | 7178.34 | 3294.97 | 217.16 | 2616.89 | 544.46 | 79.36 | 1924.48 | 313.52 | 0.76237 | 312.7576 | 0 | 0 | 479.6 | 154.54 | 356.73 | 153.87 | 9895.1776 | 83.36 | 9978.5376 | 16412.74 | 984.55 | 17397.29
2007 | Secondary School | 1B | 19592 | 0 | 178.75 | 6392.95 | 3294.97 | 216.89 | 2616.89 | 544.46 | 79.36 | 1704.84 | 230.6 | 0.76237 | 229.8376 | 0 | 0 | 288.83 | 154.4 | 368.22 | 162.47 | 8616.4576 | 178.75 | 8795.2076 | 15142.19 | 1091.42 | 16233.61
2007 | Secondary School | 2A | 19592 | 0 | 199.47 | 6215.15 | 3294.97 | 216.81 | 2616.89 | 544.46 | 79.36 | 1729.02 | 293.56 | 0.76237 | 292.7976 | 0 | 0 | 427.66 | 154.54 | 396.52 | 153.83 | 8664.6276 | 199.47 | 8864.0976 | 15181.79 | 1140.44 | 16322.23
2007 | Secondary School | 2B | 19592 | 0 | 183.19 | 3753.53 | 3294.97 | 216.97 | 2616.89 | 544.46 | 79.36 | 1557.41 | 141.4 | 0.76237 | 140.6376 | 0 | 0 | 290.32 | 154.4 | 400.91 | 159.05 | 5741.8976 | 183.19 | 5925.0876 | 12264.31 | 1128.56 | 13392.87
2007 | Secondary School | 3A | 19592 | 0 | 774.45 | 3579.16 | 3294.97 | 216.93 | 2616.89 | 544.46 | 79.36 | 1541.11 | 180.91 | 0.76237 | 180.1476 | 0 | 0 | 380.22 | 154.54 | 457.01 | 151.2 | 5680.6376 | 774.45 | 6455.0876 | 12195.3 | 1775.92 | 13971.22
2007 | Secondary School | 3B | 19592 | 0 | 296.66 | 2575.77 | 3294.97 | 216.92 | 2616.89 | 544.46 | 79.36 | 1499.62 | 102.89 | 0.76237 | 102.1276 | 0 | 0 | 176.32 | 154.41 | 440.97 | 158.3 | 4353.8376 | 296.66 | 4650.4976 | 10875.45 | 1282.08 | 12157.53
2007 | Secondary School | 3C | 19592 | 0 | 231.82 | 2134.13 | 3294.97 | 216.89 | 2616.89 | 544.46 | 79.36 | 1430.21 | 110.71 | 0.76237 | 109.9476 | 0 | 0 | 0 | 154.55 | 453.24 | 151.81 | 3674.2876 | 231.82 | 3906.1076 | 10189.51 | 1229.52 | 11419.03
2007 | Secondary School | 4A | 19592 | 0 | 1694.81 | 2465.64 | 3294.97 | 216.6 | 2616.89 | 544.46 | 79.36 | 1478.3 | 131.77 | 0.76237 | 131.0076 | 0 | 0 | 363.52 | 154.55 | 501.31 | 150.24 | 4438.4676 | 1694.81 | 6133.2776 | 10951.83 | 2740.59 | 13692.42
2007 | Secondary School | 4B | 19592 | 0 | 872.9 | 2062.16 | 3294.97 | 216.76 | 2616.89 | 544.46 | 79.36 | 1776.3 | 103.5 | 0.76237 | 102.7376 | 0 | 0 | 169.69 | 154.56 | 488.25 | 149.14 | 4110.8876 | 872.9 | 4983.7876 | 10623.34 | 1905.62 | 12528.96
2007 | Secondary School | 4C | 19592 | 0 | 1071.41 | 892.28 | 3294.97 | 216.35 | 2616.89 | 544.46 | 79.36 | 1346.57 | 59.94 | 0.76237 | 59.1776 | 0 | 0 | 213.04 | 154.55 | 507.98 | 149.83 | 2511.0676 | 1071.41 | 3582.4776 | 9023.77 | 2123.85 | 11147.62
2007 | Secondary School | 5A | 19592 | 0 | 2581.58 | 1548.71 | 3294.97 | 216.66 | 2616.89 | 544.46 | 79.36 | 1477.15 | 92.3 | 0.76237 | 91.5376 | 0 | 0 | 247.07 | 154.55 | 537.75 | 149.44 | 3364.4676 | 2581.58 | 5946.0476 | 9877.1 | 3663.79 | 13540.89
2007 | Secondary School | 5B | 19592 | 0 | 1446.6 | 1726.59 | 3294.97 | 216.67 | 2616.89 | 544.46 | 79.36 | 1732.98 | 82.65 | 0.76237 | 81.8876 | 0 | 0 | 280.03 | 154.55 | 526.36 | 149.08 | 3821.4876 | 1446.6 | 5268.0876 | 10333.77 | 2517.41 | 12851.18
2007 | Secondary School | 5C | 19592 | 0 | 1107.23 | 527.73 | 3294.97 | 216.33 | 2616.89 | 544.46 | 79.36 | 1274.84 | 38.82 | 0.76237 | 38.0576 | 0 | 0 | 161.2 | 154.55 | 527.43 | 149.6 | 2001.8276 | 1107.23 | 3109.0576 | 8514.28 | 2179.12 | 10693.4
2007 | Secondary School | 6A | 19592 | 0 | 4397.99 | 1630.57 | 3294.97 | 216.56 | 2616.89 | 544.46 | 79.36 | 1586.86 | 104.78 | 0.76237 | 104.0176 | 0 | 0 | 252.97 | 154.55 | 567.45 | 149.39 | 3574.4176 | 4397.99 | 7972.4076 | 10086.89 | 5509.89 | 15596.78
2007 | Secondary School | 6B | 19592 | 0 | 3617.21 | 1206.46 | 3294.97 | 216.41 | 2616.89 | 544.46 | 79.36 | 1642.82 | 70.51 | 0.76237 | 69.7476 | 0 | 0 | 238.72 | 154.55 | 558.85 | 148.6 | 3157.7476 | 3617.21 | 6774.9576 | 9669.29 | 4720.52 | 14389.81
2007 | Secondary School | 7 | 19592 | 0 | 6280.12 | 1330.58 | 3294.97 | 216.27 | 2616.89 | 544.46 | 79.36 | 1625.17 | 91.53 | 0.76237 | 90.7676 | 0 | 0 | 220.84 | 154.55 | 599.53 | 148.98 | 3267.3576 | 6280.12 | 9547.4776 | 9779.14 | 7424.11 | 17203.25
2007 | Secondary School | 8 | 19592 | 0 | 10576.47 | 699.12 | 3294.97 | 215.08 | 2616.89 | 544.46 | 79.36 | 1708.4 | 72.1 | 0.76237 | 71.3376 | 0 | 0 | 228.15 | 154.55 | 638.84 | 148.27 | 2707.0076 | 10576.47 | 13283.4776 | 9216.9 | 11759.77 | 20976.67
2010 | Secondary School | 0A | 19592 | 0 | 260.75 | 9521.57 | 2026.67 | 117.88 | 2597.59 | 544.46 | 44.31 | 1673.65 | 171.2 | 0.76237 | 170.4376 | 0 | 0 | 546.19 | 154.5 | 326.01 | 157.02 | 11911.8476 | 260.75 | 12172.5976 | 17010.58 | 1131.23 | 18141.81
2010 | Secondary School | 0B | 19592 | 0 | 70.02 | 6362.82 | 2040.01 | 117.85 | 2597.59 | 544.46 | 44.32 | 1422.41 | 116.27 | 0.76237 | 115.5076 | 0 | 0 | 358.93 | 154.39 | 333.68 | 162.6 | 8259.6676 | 70.02 | 8329.6876 | 13377.19 | 948.16 | 14325.35
2010 | Secondary School | 1A | 19592 | 0 | 47.78 | 5759.78 | 2060.11 | 117.87 | 2597.59 | 544.46 | 44.33 | 1500.7 | 107.22 | 0.76237 | 106.4576 | 0 | 0 | 522.48 | 154.53 | 355.9 | 153.94 | 7889.4176 | 47.78 | 7937.1976 | 13018.55 | 948.14 | 13966.69
2010 | Secondary School | 1B | 19592 | 0 | 182.69 | 5319.56 | 2058.79 | 117.69 | 2597.59 | 544.46 | 44.33 | 1386.64 | 95.64 | 0.76237 | 94.8776 | 0 | 0 | 278.77 | 154.4 | 367.9 | 161.63 | 7079.8476 | 182.69 | 7262.5376 | 12215.04 | 1095.05 | 13310.09
2010 | Secondary School | 2A | 19592 | 0 | 157.84 | 4537.37 | 2067.59 | 117.64 | 2597.59 | 544.46 | 44.34 | 1318.09 | 98.2 | 0.76237 | 97.4376 | 0 | 0 | 249.24 | 154.53 | 395.77 | 153.88 | 6202.1376 | 157.84 | 6359.9776 | 11338.47 | 1098.07 | 12436.54
2010 | Secondary School | 2B | 19592 | 0 | 86.39 | 2939.93 | 2084.5 | 117.74 | 2597.59 | 544.46 | 44.35 | 1190.68 | 46.34 | 0.76237 | 45.5776 | 0 | 0 | 192.85 | 154.4 | 400.59 | 159.5 | 4369.0376 | 86.39 | 4455.4276 | 9527.89 | 1031.44 | 10559.33
2010 | Secondary School | 3A | 19592 | 0 | 592.04 | 2650.9 | 2085.58 | 117.72 | 2597.59 | 544.46 | 44.35 | 1117.66 | 62.84 | 0.76237 | 62.0776 | 0 | 0 | 242.52 | 154.54 | 456.42 | 152.02 | 4073.1576 | 592.04 | 4665.1976 | 9225.72 | 1592.92 | 10818.64
2010 | Secondary School | 3B | 19592 | 0 | 132.63 | 2081.27 | 2079.95 | 117.71 | 2597.59 | 544.46 | 44.34 | 1100.96 | 35.2 | 0.76237 | 34.4376 | 0 | 0 | 214.71 | 154.4 | 440.69 | 159.34 | 3431.3776 | 132.63 | 3564.0076 | 8585.46 | 1117.77 | 9703.23
2010 | Secondary School | 3C | 19592 | 0 | 155.86 | 1676.65 | 2079.12 | 117.91 | 2597.59 | 544.46 | 44.34 | 1022.61 | 37.13 | 0.76237 | 36.3676 | 0 | 0 | 208.48 | 154.54 | 452.6 | 152.03 | 2944.1076 | 155.86 | 3099.9676 | 8090.4 | 1152.92 | 9243.32
2010 | Secondary School | 4A | 19592 | 0 | 776.35 | 1857.48 | 2054.34 | 117.95 | 2597.59 | 544.46 | 44.33 | 1108.69 | 47.4 | 0.76237 | 46.6376 | 0 | 0 | 241.71 | 154.54 | 500.67 | 151.66 | 3254.5176 | 776.35 | 4030.8676 | 8375.7 | 1821.48 | 10197.18
2010 | Secondary School | 4B | 19592 | 0 | 340.21 | 1768.42 | 2045.78 | 117.67 | 2597.59 | 544.46 | 44.33 | 1371.79 | 39.25 | 0.76237 | 38.4876 | 0 | 0 | 219.43 | 154.54 | 487.6 | 150.66 | 3398.1276 | 340.21 | 3738.3376 | 8509.47 | 1372.27 | 9881.74
2010 | Secondary School | 4C | 19592 | 0 | 662.46 | 769.31 | 2080.72 | 117.93 | 2597.59 | 544.46 | 44.35 | 998.68 | 19.8 | 0.76237 | 19.0376 | 0 | 0 | 235.2 | 154.55 | 507.5 | 151.43 | 2022.2276 | 662.46 | 2684.6876 | 7169.55 | 1714.42 | 8883.97
2010 | Secondary School | 5A | 19592 | 0 | 1445.68 | 1223.78 | 2056.35 | 117.75 | 2597.59 | 544.46 | 44.33 | 1095.74 | 36.34 | 0.76237 | 35.5776 | 0 | 0 | 242.56 | 154.55 | 537.06 | 151.27 | 2597.6576 | 1445.68 | 4043.3376 | 7720.25 | 2527.2 | 10247.45
2010 | Secondary School | 5B | 19592 | 0 | 940.39 | 1291.06 | 2055.21 | 117.88 | 2597.59 | 544.46 | 44.33 | 1330.57 | 30.65 | 0.76237 | 29.8876 | 0 | 0 | 239.6 | 154.54 | 525.69 | 150.61 | 2891.1176 | 940.39 | 3831.5076 | 8012.04 | 2010.54 | 10022.58
2010 | Secondary School | 5C | 19592 | 0 | 722.16 | 470.32 | 2073.99 | 117.87 | 2597.59 | 544.46 | 44.35 | 940.47 | 14 | 0.76237 | 13.2376 | 0 | 0 | 227.46 | 154.54 | 526.89 | 151.46 | 1651.4876 | 722.16 | 2373.6476 | 6792.04 | 1793.51 | 8585.55
2010 | Secondary School | 6A | 19592 | 0 | 2828.56 | 1304.83 | 2061.67 | 117.82 | 2597.59 | 544.46 | 44.34 | 1200.56 | 42.4 | 0.76237 | 41.6376 | 0 | 0 | 253.81 | 154.55 | 566.8 | 151.28 | 2800.8376 | 2828.56 | 5629.3976 | 7928.84 | 3939.82 | 11868.66
2010 | Secondary School | 6B | 19592 | 0 | 1896.55 | 888.22 | 2066.41 | 117.68 | 2597.59 | 544.46 | 44.34 | 1216.29 | 27.17 | 0.76237 | 26.4076 | 0 | 0 | 259.47 | 154.55 | 558.22 | 150.47 | 2390.3876 | 1896.55 | 4286.9376 | 7522.19 | 2999.22 | 10521.41
2010 | Secondary School | 7 | 19592 | 0 | 3612.53 | 1028.31 | 2040.07 | 117.87 | 2597.59 | 544.46 | 44.33 | 1232.64 | 37.11 | 0.76237 | 36.3476 | 0 | 0 | 247.89 | 154.55 | 598.85 | 151.04 | 2545.1876 | 3612.53 | 6157.7176 | 7651.4 | 4755.84 | 12407.24
2010 | Secondary School | 8 | 19592 | 0 | 6868.7 | 471.13 | 2130.93 | 118.65 | 2597.59 | 544.46 | 44.39 | 1335.08 | 35.14 | 0.76237 | 34.3776 | 0 | 0 | 276.36 | 154.55 | 638.11 | 150.57 | 2116.9476 | 6868.7 | 8985.6476 | 7314.38 | 8051.27 | 15365.65
2013 | Secondary School | 0A | 19592 | 0 | 170 | 6582.67 | 1727.3 | 117.88 | 2391.04 | 544.46 | 40.83 | 1429.05 | 116.38 | 0.76237 | 115.6176 | 0 | 0 | 413.94 | 154.39 | 324.77 | 136.53 | 8541.2776 | 170 | 8711.2776 | 13110.03 | 1039.23 | 14149.26
2013 | Secondary School | 0B | 19592 | 0 | 12.71 | 5369.99 | 1751.39 | 117.85 | 2391.04 | 544.46 | 40.85 | 1200.03 | 100.98 | 0.76237 | 100.2176 | 0 | 0 | 306.99 | 154.39 | 333.62 | 135.65 | 6977.2276 | 12.71 | 6989.9376 | 11569.15 | 890.78 | 12459.93
2013 | Secondary School | 1A | 19592 | 0 | 3.49 | 3967.41 | 1784.74 | 117.87 | 2391.04 | 544.46 | 40.86 | 1032.33 | 67.74 | 0.76237 | 66.9776 | 0 | 0 | 325.24 | 154.39 | 354.64 | 135.25 | 5391.9576 | 3.49 | 5395.4476 | 10016.86 | 902.59 | 10919.45
2013 | Secondary School | 1B | 19592 | 0 | 74.88 | 4590.43 | 1782.01 | 117.69 | 2391.04 | 544.46 | 40.86 | 1251.57 | 85.94 | 0.76237 | 85.1776 | 0 | 0 | 274.33 | 154.39 | 367.78 | 134.64 | 6201.5076 | 74.88 | 6276.3876 | 10822.9 | 987.12 | 11810.02
2013 | Secondary School | 2A | 19592 | 0 | 50.02 | 3350.37 | 1795.3 | 117.64 | 2391.04 | 544.46 | 40.87 | 962.84 | 64.59 | 0.76237 | 63.8276 | 0 | 0 | 254.9 | 154.4 | 394.69 | 134.86 | 4631.9376 | 50.02 | 4681.9576 | 9266.81 | 989.17 | 10255.98
2013 | Secondary School | 2B | 19592 | 0 | 29.69 | 2574.48 | 1819.9 | 117.74 | 2391.04 | 544.46 | 40.88 | 1028.11 | 40.86 | 0.76237 | 40.0976 | 0 | 0 | 210.94 | 154.4 | 400.47 | 132.53 | 3853.6276 | 29.69 | 3883.3176 | 8510.9 | 974.62 | 9485.52
2013 | Secondary School | 3A | 19592 | 0 | 389.38 | 2047.67 | 1821.05 | 117.72 | 2391.04 | 544.46 | 40.89 | 893.74 | 42 | 0.76237 | 41.2376 | 0 | 0 | 217.22 | 154.4 | 455.55 | 133.29 | 3199.8676 | 389.38 | 3589.2476 | 7859.03 | 1389.4 | 9248.43
2013 | Secondary School | 3B | 19592 | 0 | 297.43 | 1897.97 | 1811.83 | 117.71 | 2391.04 | 544.46 | 40.88 | 978.66 | 32.68 | 0.76237 | 31.9176 | 0 | 0 | 0 | 154.4 | 440.58 | 132.36 | 2908.5476 | 297.43 | 3205.9776 | 7557.53 | 1282.46 | 8839.99
2013 | Secondary School | 3C | 19592 | 0 | 123.43 | 1404.18 | 1809.1 | 117.91 | 2391.04 | 544.46 | 40.88 | 835.24 | 26.57 | 0.76237 | 25.8076 | 0 | 0 | 0 | 154.4 | 451.82 | 133.44 | 2265.2276 | 123.43 | 2388.6576 | 6912.76 | 1119.71 | 8032.47
2013 | Secondary School | 4A | 19592 | 0 | 460.3 | 1462 | 1779.28 | 117.95 | 2391.04 | 544.46 | 40.87 | 891.06 | 30.46 | 0.76237 | 29.6976 | 0 | 0 | 241.46 | 154.4 | 499.8 | 132.96 | 2624.2176 | 460.3 | 3084.5176 | 7241.48 | 1504.56 | 8746.04
2013 | Secondary School | 4B | 19592 | 0 | 632.39 | 1388.86 | 1763.52 | 117.67 | 2391.04 | 544.46 | 40.86 | 1028.36 | 26.27 | 0.76237 | 25.5076 | 0 | 0 | 0 | 154.4 | 486.62 | 132.05 | 2442.7276 | 632.39 | 3075.1176 | 7043.02 | 1663.47 | 8706.49
2013 | Secondary School | 4C | 19592 | 0 | 1070.78 | 656.02 | 1820.64 | 117.93 | 2391.04 | 544.46 | 40.89 | 831.81 | 18.12 | 0.76237 | 17.3576 | 0 | 0 | 0 | 154.4 | 506.8 | 132.7 | 1505.1876 | 1070.78 | 2575.9676 | 6163.54 | 2122.03 | 8285.57
2013 | Secondary School | 5A | 19592 | 0 | 992.42 | 972.35 | 1785.11 | 117.75 | 2391.04 | 544.46 | 40.87 | 900.23 | 25.05 | 0.76237 | 24.2876 | 0 | 0 | 240.75 | 154.4 | 536.31 | 132.78 | 2137.6176 | 992.42 | 3130.0376 | 6760.33 | 2073.19 | 8833.52
2013 | Secondary School | 5B | 19592 | 0 | 1433.56 | 1035.79 | 1775.66 | 117.88 | 2391.04 | 544.46 | 40.87 | 1015.72 | 23.7 | 0.76237 | 22.9376 | 0 | 0 | 0 | 154.4 | 524.78 | 132.04 | 2074.4476 | 1433.56 | 3508.0076 | 6687.1 | 2502.8 | 9189.9
2013 | Secondary School | 5C | 19592 | 0 | 411.92 | 437.92 | 1808.71 | 117.87 | 2391.04 | 544.46 | 40.89 | 806.4 | 14.04 | 0.76237 | 13.2776 | 0 | 0 | 174.15 | 154.4 | 526.21 | 132.71 | 1431.7476 | 411.92 | 1843.6676 | 6078.13 | 1482.58 | 7560.71
2013 | Secondary School | 6A | 19592 | 0 | 2142.56 | 1026.81 | 1789.93 | 117.82 | 2391.04 | 544.46 | 40.87 | 986.09 | 29.18 | 0.76237 | 28.4176 | 0 | 0 | 240.85 | 154.4 | 565.96 | 133.02 | 2282.1676 | 2142.56 | 4424.7276 | 6910.01 | 3252.98 | 10162.99
2013 | Secondary School | 6B | 19592 | 0 | 1241.16 | 710.05 | 1793.6 | 117.68 | 2391.04 | 544.46 | 40.88 | 980.26 | 19.15 | 0.76237 | 18.3876 | 0 | 0 | 239.93 | 154.4 | 557.4 | 132 | 1948.6276 | 1241.16 | 3189.7876 | 6578.99 | 2343.02 | 8922.01
2013 | Secondary School | 7 | 19592 | 0 | 2657.98 | 842.8 | 1763.74 | 117.87 | 2391.04 | 544.46 | 40.86 | 1017.1 | 26.81 | 0.76237 | 26.0476 | 0 | 0 | 234.48 | 154.4 | 598.02 | 132.87 | 2120.4276 | 2657.98 | 4778.4076 | 6721.98 | 3800.45 | 10522.43
2013 | Secondary School | 8 | 19592 | 0 | 5118.87 | 403.19 | 1865.47 | 118.65 | 2391.04 | 544.46 | 40.93 | 1101.85 | 26.7 | 0.76237 | 25.9376 | 0 | 0 | 246.63 | 154.4 | 637.25 | 132.65 | 1777.6076 | 5118.87 | 6896.4776 | 6481.51 | 6300.58 | 12782.09
2016 | Secondary School | 0A | 19592 | 0 | 227.63 | 5734.56 | 932.75 | 68.06 | 2391.04 | 544.46 | 29.68 | 1383.87 | 79.93 | 0.76237 | 79.1676 | 0 | 0 | 394.34 | 154.39 | 324.54 | 136.55 | 7591.9376 | 227.63 | 7819.5676 | 11305.18 | 1096.62 | 12401.8
2016 | Secondary School | 0B | 19592 | 0 | 18.64 | 4931.9 | 931.76 | 68.02 | 2391.04 | 544.46 | 29.69 | 1117.16 | 74.71 | 0.76237 | 73.9476 | 0 | 0 | 288.42 | 154.39 | 333.49 | 135.68 | 6411.4276 | 18.64 | 6430.0676 | 10122.76 | 896.59 | 11019.35
2016 | Secondary School | 1A | 19592 | 0 | 12.24 | 3662.97 | 948.38 | 68.03 | 2391.04 | 544.46 | 29.69 | 983.76 | 50.15 | 0.76237 | 49.3876 | 0 | 0 | 312.44 | 154.39 | 354.45 | 135.2 | 5008.5576 | 12.24 | 5020.7976 | 8736.06 | 911.15 | 9647.21
2016 | Secondary School | 1B | 19592 | 0 | 138.15 | 4327.8 | 938.84 | 67.91 | 2391.04 | 544.46 | 29.69 | 1210.43 | 66.76 | 0.76237 | 65.9976 | 0 | 0 | 266.22 | 154.4 | 367.79 | 134.64 | 5870.4476 | 138.15 | 6008.5976 | 9587.71 | 1050.4 | 10638.11
2016 | Secondary School | 2A | 19592 | 0 | 93.4 | 3132.33 | 946.2 | 67.87 | 2391.04 | 544.46 | 29.69 | 895.26 | 48.65 | 0.76237 | 47.8876 | 0 | 0 | 248.5 | 154.4 | 394.57 | 134.85 | 4323.9776 | 93.4 | 4417.3776 | 8048.79 | 1032.43 | 9081.22
2016 | Secondary School | 2B | 19592 | 0 | 63.28 | 2408.13 | 963.98 | 67.94 | 2391.04 | 544.46 | 29.7 | 976.86 | 31.88 | 0.76237 | 31.1176 | 0 | 0 | 200.3 | 154.4 | 400.38 | 132.5 | 3616.4076 | 63.28 | 3679.6876 | 7356.73 | 1008.12 | 8364.85
2016 | Secondary School | 3A | 19592 | 0 | 553.37 | 1923.52 | 959.26 | 67.93 | 2391.04 | 544.46 | 29.7 | 850.64 | 33.91 | 0.76237 | 33.1476 | 0 | 0 | 203.44 | 154.4 | 455.56 | 133.32 | 3010.7476 | 553.37 | 3564.1176 | 6747.16 | 1553.39 | 8300.55
2016 | Secondary School | 3B | 19592 | 0 | 348.99 | 1783.03 | 967.56 | 67.92 | 2391.04 | 544.46 | 29.7 | 933.93 | 26.76 | 0.76237 | 25.9976 | 0 | 0 | 0 | 154.4 | 440.58 | 132.3 | 2742.9576 | 348.99 | 3091.9476 | 6486.66 | 1334.03 | 7820.69
2016 | Secondary School | 3C | 19592 | 0 | 195.91 | 1320.98 | 967.97 | 68.16 | 2391.04 | 544.46 | 29.7 | 787.16 | 21.85 | 0.76237 | 21.0876 | 0 | 0 | 0 | 154.4 | 451.81 | 133.42 | 2129.2276 | 195.91 | 2325.1376 | 5874.68 | 1192.18 | 7066.86
2016 | Secondary School | 4A | 19592 | 0 | 624.42 | 1353.98 | 955.34 | 68.28 | 2391.04 | 544.46 | 29.7 | 860.24 | 27.13 | 0.76237 | 26.3676 | 0 | 0 | 251.22 | 154.4 | 499.82 | 133 | 2491.8076 | 624.42 | 3116.2276 | 6224.32 | 1668.7 | 7893.02
2016 | Secondary School | 4B | 19592 | 0 | 708.33 | 1277.23 | 946.23 | 67.92 | 2391.04 | 544.46 | 29.69 | 958.8 | 21.69 | 0.76237 | 20.9276 | 0 | 0 | 0 | 154.4 | 486.65 | 131.98 | 2256.9576 | 708.33 | 2965.2876 | 5978.98 | 1739.43 | 7718.41
2016 | Secondary School | 4C | 19592 | 0 | 1286.74 | 600.81 | 974.73 | 68.33 | 2391.04 | 544.46 | 29.71 | 786.4 | 16.27 | 0.76237 | 15.5076 | 0 | 0 | 0 | 154.4 | 506.84 | 132.74 | 1402.7176 | 1286.74 | 2689.4576 | 5154.44 | 2338.04 | 7492.48
2016 | Secondary School | 5A | 19592 | 0 | 1245.72 | 908.72 | 947.8 | 68.04 | 2391.04 | 544.46 | 29.69 | 887.58 | 14.9 | 0.76237 | 14.1376 | 0 | 0 | 236.24 | 154.4 | 536.36 | 132.9 | 2046.6776 | 1245.72 | 3292.3976 | 5771.31 | 2326.53 | 8097.84
2016 | Secondary School | 5B | 19592 | 0 | 1625.87 | 962.83 | 950.24 | 68.19 | 2391.04 | 544.46 | 29.69 | 978.41 | 20.82 | 0.76237 | 20.0576 | 0 | 0 | 0 | 154.4 | 524.9 | 132.08 | 1961.2976 | 1625.87 | 3587.1676 | 5687.71 | 2695.23 | 8382.94
2016 | Secondary School | 5C | 19592 | 0 | 652.88 | 403.11 | 963.35 | 68.28 | 2391.04 | 544.46 | 29.7 | 766.45 | 16.84 | 0.76237 | 16.0776 | 0 | 0 | 215.97 | 154.4 | 526.36 | 132.74 | 1401.6076 | 652.88 | 2054.4876 | 5141.88 | 1723.7 | 6865.58
2016 | Secondary School | 6A | 19592 | 0 | 2371.19 | 973 | 949.43 | 68.15 | 2391.04 | 544.46 | 29.7 | 970.11 | 17.27 | 0.76237 | 16.5076 | 0 | 0 | 236.52 | 154.4 | 565.98 | 133.09 | 2196.1376 | 2371.19 | 4567.3276 | 5922.71 | 3481.63 | 9404.34
2016 | Secondary School | 6B | 19592 | 0 | 1422.38 | 670.94 | 946.13 | 68.08 | 2391.04 | 544.46 | 29.7 | 958.99 | 10.86 | 0.76237 | 10.0976 | 0 | 0 | 254.69 | 154.4 | 557.45 | 132.04 | 1894.7176 | 1422.38 | 3317.0976 | 5616.87 | 2524.29 | 8141.16
2016 | Secondary School | 7 | 19592 | 0 | 2940.02 | 803.15 | 932.4 | 68.31 | 2391.04 | 544.46 | 29.69 | 1000.45 | 25.79 | 0.76237 | 25.0276 | 0 | 0 | 238.23 | 154.4 | 598.03 | 132.97 | 2066.8576 | 2940.02 | 5006.8776 | 5776.45 | 4082.5 | 9858.95
2016 | Secondary School | 8 | 19592 | 0 | 5164.54 | 384.1 | 1001.36 | 70.92 | 2391.04 | 544.46 | 29.72 | 1046.1 | 17.05 | 0.76237 | 16.2876 | 0 | 0 | 258.12 | 154.41 | 637.22 | 132.68 | 1704.6076 | 5164.54 | 6869.1476 | 5485.5 | 6346.22 | 11831.72
2019 | Secondary School | 0A | 19592 | 0 | 108.63 | 5447.04 | 793.48 | 68.06 | 2371.59 | 544.46 | 29.42 | 1211.91 | 72.49 | 0.76237 | 71.7276 | 0 | 0 | 334.8 | 154.4 | 324.31 | 95.88 | 7065.4776 | 108.63 | 7174.1076 | 10579.07 | 977.4 | 11556.47
2019 | Secondary School | 0B | 19592 | 0 | 11.41 | 4681.92 | 789.86 | 68.02 | 2371.59 | 544.46 | 29.42 | 1040.98 | 66.76 | 0.76237 | 65.9976 | 0 | 0 | 304.85 | 154.4 | 333.25 | 95.58 | 6093.7476 | 11.41 | 6105.1576 | 9603.37 | 889.12 | 10492.49
2019 | Secondary School | 1A | 19592 | 0 | 6.65 | 3465.07 | 812.78 | 68.03 | 2371.59 | 544.46 | 29.43 | 910.75 | 46.92 | 0.76237 | 46.1576 | 0 | 0 | 324.63 | 154.4 | 354.26 | 95.31 | 4746.6076 | 6.65 | 4753.2576 | 8278.92 | 905.37 | 9184.29
2019 | Secondary School | 1B | 19592 | 0 | 62.56 | 3952.1 | 803.74 | 67.91 | 2371.59 | 544.46 | 29.42 | 1017.97 | 54.27 | 0.76237 | 53.5076 | 0 | 0 | 253.96 | 154.4 | 367.37 | 94.96 | 5277.5376 | 62.56 | 5340.0976 | 8800.33 | 974.38 | 9774.71
2019 | Secondary School | 2A | 19592 | 0 | 69.93 | 3019.81 | 805.34 | 67.87 | 2371.59 | 544.46 | 29.43 | 815.71 | 48.36 | 0.76237 | 47.5976 | 0 | 0 | 264.98 | 154.4 | 394.3 | 94.9 | 4148.0976 | 69.93 | 4218.0276 | 7672.4 | 1008.69 | 8681.09
2019 | Secondary School | 2B | 19592 | 0 | 42.46 | 2281.58 | 822.06 | 67.94 | 2371.59 | 544.46 | 29.43 | 873.46 | 31.12 | 0.76237 | 30.3576 | 0 | 0 | 239.48 | 154.4 | 400.06 | 93.59 | 3424.8776 | 42.46 | 3467.3376 | 6964.66 | 986.98 | 7951.64
2019 | Secondary School | 3A | 19592 | 0 | 458.06 | 1825.38 | 818.51 | 67.93 | 2371.59 | 544.46 | 29.43 | 759.98 | 31.91 | 0.76237 | 31.1476 | 0 | 0 | 246.85 | 154.4 | 455.15 | 94.03 | 2863.3576 | 458.06 | 3321.4176 | 6400.02 | 1457.67 | 7857.69
2019 | Secondary School | 3B | 19592 | 0 | 326.48 | 1703.92 | 827.45 | 67.92 | 2371.59 | 544.46 | 29.43 | 826.9 | 25.14 | 0.76237 | 24.3776 | 0 | 0 | 0 | 154.4 | 440.19 | 93.46 | 2555.1976 | 326.48 | 2881.6776 | 6100.22 | 1311.13 | 7411.35
2019 | Secondary School | 3C | 19592 | 0 | 181.25 | 1272.67 | 832.05 | 68.16 | 2371.59 | 544.46 | 29.43 | 707.97 | 19.81 | 0.76237 | 19.0476 | 0 | 0 | 0 | 154.4 | 451.47 | 93.91 | 1999.6876 | 181.25 | 2180.9376 | 5549.99 | 1177.19 | 6727.18
2019 | Secondary School | 4A | 19592 | 0 | 541.88 | 1299.7 | 827.66 | 68.28 | 2371.59 | 544.46 | 29.43 | 767.72 | 25.95 | 0.76237 | 25.1876 | 0 | 0 | 271.11 | 154.4 | 499.38 | 93.85 | 2363.7176 | 541.88 | 2905.5976 | 5909.69 | 1585.72 | 7495.41
2019 | Secondary School | 4B | 19592 | 0 | 651.22 | 1223.26 | 815.05 | 67.92 | 2371.59 | 544.46 | 29.43 | 831.37 | 20.05 | 0.76237 | 19.2876 | 0 | 0 | 0 | 154.4 | 486.22 | 93.31 | 2073.9176 | 651.22 | 2725.1376 | 5606.37 | 1681.9 | 7288.27
2019 | Secondary School | 4C | 19592 | 0 | 1218.68 | 589.66 | 845.64 | 68.33 | 2371.59 | 544.46 | 29.44 | 731 | 23.36 | 0.76237 | 22.5976 | 0 | 0 | 0 | 154.4 | 506.44 | 93.67 | 1343.2576 | 1218.68 | 2561.9376 | 4907.09 | 2269.58 | 7176.67
2019 | Secondary School | 5A | 19592 | 0 | 1151.11 | 874.84 | 819.09 | 68.04 | 2371.59 | 544.46 | 29.43 | 779.52 | 14.46 | 0.76237 | 13.6976 | 0 | 0 | 252.06 | 154.41 | 535.83 | 93.75 | 1920.1176 | 1151.11 | 3071.2276 | 5457.2 | 2231.4 | 7688.6
2019 | Secondary School | 5B | 19592 | 0 | 1520.34 | 920.97 | 823.94 | 68.19 | 2371.59 | 544.46 | 29.43 | 822.6 | 19.5 | 0.76237 | 18.7376 | 0 | 0 | 0 | 154.4 | 524.35 | 93.38 | 1762.3076 | 1520.34 | 3282.6476 | 5304.01 | 2589.15 | 7893.16
2019 | Secondary School | 5C | 19592 | 0 | 607.4 | 392.69 | 836.57 | 68.28 | 2371.59 | 544.46 | 29.44 | 698.64 | 16.8 | 0.76237 | 16.0376 | 0 | 0 | 249.25 | 154.4 | 525.85 | 93.66 | 1356.6176 | 607.4 | 1964.0176 | 4911.32 | 1677.71 | 6589.03
2019 | Secondary School | 6A | 19592 | 0 | 2220.46 | 926.9 | 826.17 | 68.15 | 2371.59 | 544.46 | 29.43 | 838.21 | 16.89 | 0.76237 | 16.1276 | 0 | 0 | 262.15 | 154.41 | 565.44 | 93.67 | 2043.3876 | 2220.46 | 4263.8476 | 5587.57 | 3330.36 | 8917.93
2019 | Secondary School | 6B | 19592 | 0 | 1418.45 | 636.17 | 823.05 | 68.08 | 2371.59 | 544.46 | 29.44 | 821.65 | 10.24 | 0.76237 | 9.4776 | 0 | 0 | 260.91 | 154.41 | 556.92 | 93.32 | 1728.2076 | 1418.45 | 3146.6576 | 5268.85 | 2519.84 | 7788.69
2019 | Secondary School | 7 | 19592 | 0 | 2705.81 | 752.46 | 807.53 | 68.31 | 2371.59 | 544.46 | 29.43 | 858.92 | 24.23 | 0.76237 | 23.4676 | 0 | 0 | 264.8 | 154.41 | 597.43 | 93.59 | 1899.6476 | 2705.81 | 4605.4576 | 5425.28 | 3847.69 | 9272.97
2019 | Secondary School | 8 | 19592 | 0 | 4759.65 | 360.17 | 884.86 | 70.92 | 2371.59 | 544.46 | 29.47 | 891.14 | 15.97 | 0.76237 | 15.2076 | 0 | 0 | 255.65 | 154.42 | 636.68 | 93.36 | 1522.1676 | 4759.65 | 6281.8176 | 5127.55 | 5940.79 | 11068.34
2004 | Warehouse | 0A | 4835.13 | 0 | 55.19 | 318.77 | 481.96 | 123.65 | 139.28 | 0 | 0 | 166.23 | 0 | 0 | 0 | 0 | 0 | 0 | 22.83 | 0 | 0 | 485 | 55.19 | 540.19 | 1252.72 | 55.19 | 1307.91
2004 | Warehouse | 0B | 4835.13 | 0 | 70.96 | 310.03 | 481.96 | 123.67 | 139.28 | 0 | 0 | 196.65 | 0 | 0 | 0 | 0 | 0 | 0 | 22.72 | 0 | 0 | 506.68 | 70.96 | 577.64 | 1274.31 | 70.96 | 1345.27
2004 | Warehouse | 1A | 4835.13 | 0 | 55.19 | 198.66 | 481.96 | 123.69 | 139.28 | 0 | 0 | 135.93 | 0 | 0 | 0 | 0 | 0 | 0 | 23.41 | 0 | 0 | 334.59 | 55.19 | 389.78 | 1102.93 | 55.19 | 1158.12
2004 | Warehouse | 1B | 4835.13 | 0 | 75.88 | 230.99 | 481.96 | 123.53 | 139.28 | 0 | 0 | 174.93 | 0 | 0 | 0 | 0 | 0 | 0 | 23.38 | 0 | 0 | 405.92 | 75.88 | 481.8 | 1174.07 | 75.88 | 1249.95
2004 | Warehouse | 2A | 4835.13 | 0 | 97.88 | 125.18 | 481.96 | 123.49 | 139.28 | 0 | 0 | 73.9 | 0 | 0 | 0 | 0 | 0 | 0 | 24.1 | 0 | 0 | 199.08 | 97.88 | 296.96 | 967.91 | 97.88 | 1065.79
2004 | Warehouse | 2B | 4835.13 | 0 | 59.83 | 126.98 | 481.96 | 123.58 | 139.28 | 0 | 0 | 141.18 | 0 | 0 | 0 | 0 | 0 | 0 | 24.11 | 0 | 0 | 268.16 | 59.83 | 327.99 | 1037.09 | 59.83 | 1096.92
2004 | Warehouse | 3A | 4835.13 | 0 | 344.1 | 67.2 | 481.96 | 123.55 | 139.28 | 0 | 0 | 67.56 | 0 | 0 | 0 | 0 | 0 | 0 | 25.31 | 0 | 0 | 134.76 | 344.1 | 478.86 | 904.86 | 344.1 | 1248.96
2004 | Warehouse | 3B | 4835.13 | 0 | 110.02 | 72.33 | 481.96 | 123.55 | 139.28 | 0 | 0 | 81.29 | 0 | 0 | 0 | 0 | 0 | 0 | 24.96 | 0 | 0 | 153.62 | 110.02 | 263.64 | 923.37 | 110.02 | 1033.39
2004 | Warehouse | 3C | 4835.13 | 0 | 66.22 | 19.52 | 481.96 | 123.53 | 139.28 | 0 | 0 | 52.13 | 0 | 0 | 0 | 0 | 0 | 0 | 25.4 | 0 | 0 | 71.65 | 66.22 | 137.87 | 841.83 | 66.22 | 908.05
2004 | Warehouse | 4A | 4835.13 | 0 | 910.06 | 38.63 | 481.96 | 123.36 | 139.28 | 0 | 0 | 61.73 | 0 | 0 | 0 | 0 | 0 | 0 | 26.26 | 0 | 0 | 100.36 | 910.06 | 1010.42 | 871.23 | 910.06 | 1781.29
2004 | Warehouse | 4B | 4835.13 | 0 | 365.08 | 40.67 | 481.96 | 123.46 | 139.28 | 0 | 0 | 75.19 | 0 | 0 | 0 | 0 | 0 | 0 | 25.98 | 0 | 0 | 115.86 | 365.08 | 480.94 | 886.54 | 365.08 | 1251.62
2004 | Warehouse | 4C | 4835.13 | 0 | 400.41 | 7.52 | 481.96 | 123.22 | 139.28 | 0 | 0 | 47.76 | 0 | 0 | 0 | 0 | 0 | 0 | 26.55 | 0 | 0 | 55.28 | 400.41 | 455.69 | 826.3 | 400.41 | 1226.71
2004 | Warehouse | 5A | 4835.13 | 0 | 1465.69 | 17.71 | 481.96 | 123.4 | 139.28 | 0 | 0 | 60.28 | 0 | 0 | 0 | 0 | 0 | 0 | 27.04 | 0 | 0 | 77.99 | 1465.69 | 1543.68 | 849.67 | 1465.69 | 2315.36
2004 | Warehouse | 5B | 4835.13 | 0 | 806.24 | 28.21 | 481.96 | 123.41 | 139.28 | 0 | 0 | 73.84 | 0 | 0 | 0 | 0 | 0 | 0 | 26.81 | 0 | 0 | 102.05 | 806.24 | 908.29 | 873.5 | 806.24 | 1679.74
2004 | Warehouse | 5C | 4835.13 | 0 | 378.2 | 3.25 | 481.96 | 123.21 | 139.28 | 0 | 0 | 43.24 | 0 | 0 | 0 | 0 | 0 | 0 | 26.99 | 0 | 0 | 46.49 | 378.2 | 424.69 | 817.94 | 378.2 | 1196.14
2004 | Warehouse | 6A | 4835.13 | 0 | 2285.65 | 19.89 | 481.96 | 123.35 | 139.28 | 0 | 0 | 72.71 | 0 | 0 | 0 | 0 | 0 | 0 | 27.61 | 0 | 0 | 92.6 | 2285.65 | 2378.25 | 864.8 | 2285.65 | 3150.45
2004 | Warehouse | 6B | 4835.13 | 0 | 1497.89 | 14.78 | 481.96 | 123.26 | 139.28 | 0 | 0 | 71.31 | 0 | 0 | 0 | 0 | 0 | 0 | 27.47 | 0 | 0 | 86.09 | 1497.89 | 1583.98 | 858.06 | 1497.89 | 2355.95
2004 | Warehouse | 7 | 4835.13 | 0 | 2306.46 | 11.78 | 481.96 | 123.18 | 139.28 | 0 | 0 | 59.5 | 0 | 0 | 0 | 0 | 0 | 0 | 28.29 | 0 | 0 | 71.28 | 2306.46 | 2377.74 | 843.99 | 2306.46 | 3150.45
2004 | Warehouse | 8 | 4835.13 | 0 | 2419.97 | 2.52 | 481.96 | 122.5 | 139.28 | 0 | 0 | 47.95 | 0 | 0 | 0 | 0 | 0 | 0 | 29.21 | 0 | 0 | 50.47 | 2419.97 | 2470.44 | 823.43 | 2419.97 | 3243.4
2007 | Warehouse | 0A | 4835.13 | 0 | 0 | 320.4 | 481.96 | 123.65 | 139.28 | 0 | 0 | 157.31 | 0 | 0 | 0 | 0 | 0 | 0 | 22.83 | 0 | 0 | 477.71 | 0 | 477.71 | 1245.43 | 0 | 1245.43
2007 | Warehouse | 0B | 4835.13 | 0 | 0 | 310.1 | 481.96 | 123.67 | 139.28 | 0 | 0 | 185.24 | 0 | 0 | 0 | 0 | 0 | 0 | 22.72 | 0 | 0 | 495.34 | 0 | 495.34 | 1262.97 | 0 | 1262.97
2007 | Warehouse | 1A | 4835.13 | 0 | 0 | 197.61 | 481.96 | 123.69 | 139.28 | 0 | 0 | 128.41 | 0 | 0 | 0 | 0 | 0 | 0 | 23.41 | 0 | 0 | 326.02 | 0 | 326.02 | 1094.37 | 0 | 1094.37
2007 | Warehouse | 1B | 4835.13 | 0 | 4.94 | 231.16 | 481.96 | 123.53 | 139.28 | 0 | 0 | 164.76 | 0 | 0 | 0 | 0 | 0 | 0 | 23.38 | 0 | 0 | 395.92 | 4.94 | 400.86 | 1164.07 | 4.94 | 1169.01
2007 | Warehouse | 2A | 4835.13 | 0 | 3 | 125.75 | 481.96 | 123.49 | 139.28 | 0 | 0 | 73.55 | 0 | 0 | 0 | 0 | 0 | 0 | 24.1 | 0 | 0 | 199.3 | 3 | 202.3 | 968.14 | 3 | 971.14
2007 | Warehouse | 2B | 4835.13 | 0 | 4.2 | 125.46 | 481.96 | 123.58 | 139.28 | 0 | 0 | 132.25 | 0 | 0 | 0 | 0 | 0 | 0 | 24.1 | 0 | 0 | 257.71 | 4.2 | 261.91 | 1026.63 | 4.2 | 1030.83
2007 | Warehouse | 3A | 4835.13 | 0 | 220.88 | 66.42 | 481.96 | 123.55 | 139.28 | 0 | 0 | 67.08 | 0 | 0 | 0 | 0 | 0 | 0 | 25.31 | 0 | 0 | 133.5 | 220.88 | 354.38 | 903.6 | 220.88 | 1124.48
2007 | Warehouse | 3B | 4835.13 | 0 | 38.38 | 71.61 | 481.96 | 123.55 | 139.28 | 0 | 0 | 80.75 | 0 | 0 | 0 | 0 | 0 | 0 | 24.96 | 0 | 0 | 152.36 | 38.38 | 190.74 | 922.11 | 38.38 | 960.49
2007 | Warehouse | 3C | 4835.13 | 0 | 3.26 | 21.8 | 481.96 | 123.53 | 139.28 | 0 | 0 | 48.25 | 0 | 0 | 0 | 0 | 0 | 0 | 25.4 | 0 | 0 | 70.05 | 3.26 | 73.31 | 840.22 | 3.26 | 843.48
2007 | Warehouse | 4A | 4835.13 | 0 | 759.58 | 38.63 | 481.96 | 123.36 | 139.28 | 0 | 0 | 61.7 | 0 | 0 | 0 | 0 | 0 | 0 | 26.26 | 0 | 0 | 100.33 | 759.58 | 859.91 | 871.2 | 759.58 | 1630.78
2007 | Warehouse | 4B | 4835.13 | 0 | 246.48 | 40.75 | 481.96 | 123.46 | 139.28 | 0 | 0 | 75.21 | 0 | 0 | 0 | 0 | 0 | 0 | 25.98 | 0 | 0 | 115.96 | 246.48 | 362.44 | 886.63 | 246.48 | 1133.11
2007 | Warehouse | 4C | 4835.13 | 0 | 303.42 | 6.8 | 481.96 | 123.22 | 139.28 | 0 | 0 | 47.75 | 0 | 0 | 0 | 0 | 0 | 0 | 26.55 | 0 | 0 | 54.55 | 303.42 | 357.97 | 825.56 | 303.42 | 1128.98
2007 | Warehouse | 5A | 4835.13 | 0 | 1319.75 | 16.53 | 481.96 | 123.4 | 139.28 | 0 | 0 | 59.52 | 0 | 0 | 0 | 0 | 0 | 0 | 27.04 | 0 | 0 | 76.05 | 1319.75 | 1395.8 | 847.73 | 1319.75 | 2167.48
2007 | Warehouse | 5B | 4835.13 | 0 | 663.96 | 27.76 | 481.96 | 123.41 | 139.28 | 0 | 0 | 73.01 | 0 | 0 | 0 | 0 | 0 | 0 | 26.81 | 0 | 0 | 100.77 | 663.96 | 764.73 | 872.23 | 663.96 | 1536.19
2007 | Warehouse | 5C | 4835.13 | 0 | 275.4 | 2.77 | 481.96 | 123.21 | 139.28 | 0 | 0 | 42.72 | 0 | 0 | 0 | 0 | 0 | 0 | 26.99 | 0 | 0 | 45.49 | 275.4 | 320.89 | 816.94 | 275.4 | 1092.34
2007 | Warehouse | 6A | 4835.13 | 0 | 2150.82 | 19.48 | 481.96 | 123.35 | 139.28 | 0 | 0 | 71.92 | 0 | 0 | 0 | 0 | 0 | 0 | 27.61 | 0 | 0 | 91.4 | 2150.82 | 2242.22 | 863.6 | 2150.82 | 3014.42
2007 | Warehouse | 6B | 4835.13 | 0 | 1310.65 | 14.47 | 481.96 | 123.26 | 139.28 | 0 | 0 | 70.42 | 0 | 0 | 0 | 0 | 0 | 0 | 27.47 | 0 | 0 | 84.89 | 1310.65 | 1395.54 | 856.86 | 1310.65 | 2167.51
2007 | Warehouse | 7 | 4835.13 | 0 | 2171.77 | 10.49 | 481.96 | 123.18 | 139.28 | 0 | 0 | 58.77 | 0 | 0 | 0 | 0 | 0 | 0 | 28.28 | 0 | 0 | 69.26 | 2171.77 | 2241.03 | 841.97 | 2171.77 | 3013.74
2007 | Warehouse | 8 | 4835.13 | 0 | 2300.53 | 2.2 | 481.96 | 122.5 | 139.28 | 0 | 0 | 47.64 | 0 | 0 | 0 | 0 | 0 | 0 | 29.21 | 0 | 0 | 49.84 | 2300.53 | 2350.37 | 822.8 | 2300.53 | 3123.33
2010 | Warehouse | 0A | 4835.13 | 0 | 0 | 211.74 | 285.73 | 83.8 | 137.06 | 0 | 0 | 106.37 | 0 | 0 | 0 | 0 | 0 | 0 | 22.09 | 0 | 0 | 318.11 | 0 | 318.11 | 846.78 | 0 | 846.78
2010 | Warehouse | 0B | 4835.13 | 0 | 0 | 206.03 | 291.19 | 83.78 | 137.06 | 0 | 0 | 151.98 | 0 | 0 | 0 | 0 | 0 | 0 | 22.01 | 0 | 0 | 358.01 | 0 | 358.01 | 892.05 | 0 | 892.05
2010 | Warehouse | 1A | 4835.13 | 0 | 0 | 121.99 | 307.68 | 83.79 | 137.06 | 0 | 0 | 77.43 | 0 | 0 | 0 | 0 | 0 | 0 | 22.67 | 0 | 0 | 199.42 | 0 | 199.42 | 750.62 | 0 | 750.62
2010 | Warehouse | 1B | 4835.13 | 0 | 1.48 | 149.89 | 302.79 | 83.67 | 137.06 | 0 | 0 | 101.21 | 0 | 0 | 0 | 0 | 0 | 0 | 22.66 | 0 | 0 | 251.1 | 1.48 | 252.58 | 797.27 | 1.48 | 798.75
2010 | Warehouse | 2A | 4835.13 | 0 | 1.33 | 88.65 | 310.13 | 83.63 | 137.06 | 0 | 0 | 69.46 | 0 | 0 | 0 | 0 | 0 | 0 | 23.35 | 0 | 0 | 158.11 | 1.33 | 159.44 | 712.28 | 1.33 | 713.61
2010 | Warehouse | 2B | 4835.13 | 0 | 2.54 | 89.9 | 327.57 | 83.71 | 137.06 | 0 | 0 | 89.48 | 0 | 0 | 0 | 0 | 0 | 0 | 23.37 | 0 | 0 | 179.38 | 2.54 | 181.92 | 751.09 | 2.54 | 753.63
2010 | Warehouse | 3A | 4835.13 | 0 | 161.76 | 46.21 | 314.57 | 83.69 | 137.06 | 0 | 0 | 61.11 | 0 | 0 | 0 | 0 | 0 | 0 | 24.52 | 0 | 0 | 107.32 | 161.76 | 269.08 | 667.15 | 161.76 | 828.91
2010 | Warehouse | 3B | 4835.13 | 0 | 21.17 | 53.86 | 319.23 | 83.68 | 137.06 | 0 | 0 | 72.97 | 0 | 0 | 0 | 0 | 0 | 0 | 24.2 | 0 | 0 | 126.83 | 21.17 | 148 | 690.99 | 21.17 | 712.16
2010 | Warehouse | 3C | 4835.13 | 0 | 1.13 | 15.58 | 317.86 | 83.81 | 137.06 | 0 | 0 | 46.98 | 0 | 0 | 0 | 0 | 0 | 0 | 24.63 | 0 | 0 | 62.56 | 1.13 | 63.69 | 625.92 | 1.13 | 627.05
2010 | Warehouse | 4A | 4835.13 | 0 | 624.72 | 27.17 | 305.05 | 83.83 | 137.06 | 0 | 0 | 54.66 | 0 | 0 | 0 | 0 | 0 | 0 | 25.44 | 0 | 0 | 81.83 | 624.72 | 706.55 | 633.21 | 624.72 | 1257.93
2010 | Warehouse | 4B | 4835.13 | 0 | 208.63 | 33.31 | 309.82 | 83.65 | 137.06 | 0 | 0 | 68.96 | 0 | 0 | 0 | 0 | 0 | 0 | 25.17 | 0 | 0 | 102.27 | 208.63 | 310.9 | 657.97 | 208.63 | 866.6
2010 | Warehouse | 4C | 4835.13 | 0 | 259.39 | 6.33 | 317.16 | 83.81 | 137.06 | 0 | 0 | 45.28 | 0 | 0 | 0 | 0 | 0 | 0 | 25.72 | 0 | 0 | 51.61 | 259.39 | 311 | 615.36 | 259.39 | 874.75
2010 | Warehouse | 5A | 4835.13 | 0 | 1092.14 | 11.79 | 306.03 | 83.7 | 137.06 | 0 | 0 | 51.93 | 0 | 0 | 0 | 0 | 0 | 0 | 26.21 | 0 | 0 | 63.72 | 1092.14 | 1155.86 | 616.72 | 1092.14 | 1708.86
2010 | Warehouse | 5B | 4835.13 | 0 | 552.43 | 19.53 | 311.97 | 83.79 | 137.06 | 0 | 0 | 65.48 | 0 | 0 | 0 | 0 | 0 | 0 | 25.99 | 0 | 0 | 85.01 | 552.43 | 637.44 | 643.82 | 552.43 | 1196.25
2010 | Warehouse | 5C | 4835.13 | 0 | 236.63 | 2.54 | 314.47 | 83.77 | 137.06 | 0 | 0 | 39.96 | 0 | 0 | 0 | 0 | 0 | 0 | 26.16 | 0 | 0 | 42.5 | 236.63 | 279.13 | 603.96 | 236.63 | 840.59
2010 | Warehouse | 6A | 4835.13 | 0 | 1666.44 | 12.79 | 396.93 | 83.75 | 137.06 | 0 | 0 | 55.97 | 0 | 0 | 0 | 0 | 0 | 0 | 26.78 | 0 | 0 | 68.76 | 1666.44 | 1735.2 | 713.27 | 1666.44 | 2379.71
2010 | Warehouse | 6B | 4835.13 | 0 | 993.24 | 9.17 | 398.39 | 83.65 | 137.06 | 0 | 0 | 57.32 | 0 | 0 | 0 | 0 | 0 | 0 | 26.64 | 0 | 0 | 66.49 | 993.24 | 1059.73 | 712.23 | 993.24 | 1705.47
2010 | Warehouse | 7 | 4835.13 | 0 | 1667.51 | 8.28 | 397.89 | 83.77 | 137.06 | 0 | 0 | 50.68 | 0 | 0 | 0 | 0 | 0 | 0 | 27.45 | 0 | 0 | 58.96 | 1667.51 | 1726.47 | 705.14 | 1667.51 | 2372.65
2010 | Warehouse | 8 | 4835.13 | 0 | 1887.16 | 1.99 | 402.56 | 84.25 | 137.06 | 0 | 0 | 42.17 | 0 | 0 | 0 | 0 | 0 | 0 | 28.37 | 0 | 0 | 44.16 | 1887.16 | 1931.32 | 696.39 | 1887.16 | 2583.55
2013 | Warehouse | 0A | 4835.13 | 0 | 0 | 187.92 | 273.02 | 83.8 | 136.5 | 0 | 0 | 89.79 | 0 | 0 | 0 | 0 | 0 | 0 | 22.05 | 0 | 0 | 277.71 | 0 | 277.71 | 793.07 | 0 | 793.07
2013 | Warehouse | 0B | 4835.13 | 0 | 0.01 | 203.69 | 278.44 | 83.78 | 136.5 | 0 | 0 | 142.8 | 0 | 0 | 0 | 0 | 0 | 0 | 22.01 | 0 | 0 | 346.49 | 0.01 | 346.5 | 867.23 | 0.01 | 867.24
2013 | Warehouse | 1A | 4835.13 | 0 | 0 | 114.29 | 292.21 | 83.79 | 136.5 | 0 | 0 | 60.68 | 0 | 0 | 0 | 0 | 0 | 0 | 22.63 | 0 | 0 | 174.97 | 0 | 174.97 | 710.12 | 0 | 710.12
2013 | Warehouse | 1B | 4835.13 | 0 | 1.09 | 146.5 | 288.4 | 83.67 | 136.5 | 0 | 0 | 91.59 | 0 | 0 | 0 | 0 | 0 | 0 | 22.66 | 0 | 0 | 238.09 | 1.09 | 239.18 | 769.32 | 1.09 | 770.41
2013 | Warehouse | 2A | 4835.13 | 0 | 1.43 | 81.92 | 293.98 | 83.63 | 136.5 | 0 | 0 | 55.22 | 0 | 0 | 0 | 0 | 0 | 0 | 23.32 | 0 | 0 | 137.14 | 1.43 | 138.57 | 674.57 | 1.43 | 676
2013 | Warehouse | 2B | 4835.13 | 0 | 2.55 | 78.3 | 307.74 | 83.71 | 136.5 | 0 | 0 | 76.13 | 0 | 0 | 0 | 0 | 0 | 0 | 23.37 | 0 | 0 | 154.43 | 2.55 | 156.98 | 705.74 | 2.55 | 708.29
2013 | Warehouse | 3A | 4835.13 | 0 | 162.46 | 40.83 | 300.77 | 83.69 | 136.5 | 0 | 0 | 55.61 | 0 | 0 | 0 | 0 | 0 | 0 | 24.5 | 0 | 0 | 96.44 | 162.46 | 258.9 | 641.89 | 162.46 | 804.35
2013 | Warehouse | 3B | 4835.13 | 0 | 18.99 | 48.45 | 303.2 | 83.68 | 136.5 | 0 | 0 | 68.62 | 0 | 0 | 0 | 0 | 0 | 0 | 24.2 | 0 | 0 | 117.07 | 18.99 | 136.06 | 664.65 | 18.99 | 683.64
2013 | Warehouse | 3C | 4835.13 | 0 | 1.66 | 15.88 | 300.02 | 83.81 | 136.5 | 0 | 0 | 41.06 | 0 | 0 | 0 | 0 | 0 | 0 | 24.62 | 0 | 0 | 56.94 | 1.66 | 58.6 | 601.89 | 1.66 | 603.55
2013 | Warehouse | 4A | 4835.13 | 0 | 568.55 | 22.74 | 309.31 | 83.83 | 136.5 | 0 | 0 | 46.87 | 0 | 0 | 0 | 0 | 0 | 0 | 25.43 | 0 | 0 | 69.61 | 568.55 | 638.16 | 624.68 | 568.55 | 1193.23
2013 | Warehouse | 4B | 4835.13 | 0 | 170.01 | 27.11 | 313.72 | 83.65 | 136.5 | 0 | 0 | 58.16 | 0 | 0 | 0 | 0 | 0 | 0 | 25.16 | 0 | 0 | 85.27 | 170.01 | 255.28 | 644.3 | 170.01 | 814.31
2013 | Warehouse | 4C | 4835.13 | 0 | 217.69 | 4.84 | 321.1 | 83.81 | 136.5 | 0 | 0 | 38.2 | 0 | 0 | 0 | 0 | 0 | 0 | 25.72 | 0 | 0 | 43.04 | 217.69 | 260.73 | 610.16 | 217.69 | 827.85
2013 | Warehouse | 5A | 4835.13 | 0 | 996.46 | 10.28 | 310.44 | 83.7 | 136.5 | 0 | 0 | 43.44 | 0 | 0 | 0 | 0 | 0 | 0 | 26.21 | 0 | 0 | 53.72 | 996.46 | 1050.18 | 610.57 | 996.46 | 1607.03
2013 | Warehouse | 5B | 4835.13 | 0 | 472.92 | 15.81 | 315.72 | 83.79 | 136.5 | 0 | 0 | 54.62 | 0 | 0 | 0 | 0 | 0 | 0 | 25.98 | 0 | 0 | 70.43 | 472.92 | 543.35 | 632.43 | 472.92 | 1105.35
2013 | Warehouse | 5C | 4835.13 | 0 | 182.11 | 2.02 | 318.83 | 83.77 | 136.5 | 0 | 0 | 33.77 | 0 | 0 | 0 | 0 | 0 | 0 | 26.16 | 0 | 0 | 35.79 | 182.11 | 217.9 | 601.04 | 182.11 | 783.15
2013 | Warehouse | 6A | 4835.13 | 0 | 1514.67 | 10.11 | 394.06 | 83.75 | 136.5 | 0 | 0 | 47.22 | 0 | 0 | 0 | 0 | 0 | 0 | 26.77 | 0 | 0 | 57.33 | 1514.67 | 1572 | 698.41 | 1514.67 | 2213.08
2013 | Warehouse | 6B | 4835.13 | 0 | 868.06 | 8.04 | 395.58 | 83.65 | 136.5 | 0 | 0 | 48.24 | 0 | 0 | 0 | 0 | 0 | 0 | 26.63 | 0 | 0 | 56.28 | 868.06 | 924.34 | 698.65 | 868.06 | 1566.71
2013 | Warehouse | 7 | 4835.13 | 0 | 1300.09 | 6.48 | 394.97 | 83.77 | 136.5 | 0 | 0 | 40.9 | 0 | 0 | 0 | 0 | 0 | 0 | 27.45 | 0 | 0 | 47.38 | 1300.09 | 1347.47 | 690.06 | 1300.09 | 1990.15
2013 | Warehouse | 8 | 4835.13 | 0 | 1342.26 | 1.99 | 399.77 | 84.25 | 136.5 | 0 | 0 | 36.19 | 0 | 0 | 0 | 0 | 0 | 0 | 28.36 | 0 | 0 | 38.18 | 1342.26 | 1380.44 | 687.05 | 1342.26 | 2029.31
2016 | Warehouse | 0A | 4835.13 | 0 | 0 | 168.8 | 163.58 | 56.8 | 136.5 | 0 | 0 | 81.42 | 0 | 0 | 0 | 0 | 0 | 0 | 22.05 | 0 | 0 | 250.22 | 0 | 250.22 | 629.14 | 0 | 629.14
2016 | Warehouse | 0B | 4835.13 | 0 | 0.02 | 176.13 | 167.57 | 56.77 | 136.5 | 0 | 0 | 99.12 | 0 | 0 | 0 | 0 | 0 | 0 | 22.02 | 0 | 0 | 275.25 | 0.02 | 275.27 | 658.11 | 0.02 | 658.13
2016 | Warehouse | 1A | 4835.13 | 0 | 0 | 96.91 | 172.36 | 56.79 | 136.5 | 0 | 0 | 62 | 0 | 0 | 0 | 0 | 0 | 0 | 22.64 | 0 | 0 | 158.91 | 0 | 158.91 | 547.2 | 0 | 547.2
2016 | Warehouse | 1B | 4835.13 | 0 | 1.9 | 123.09 | 169.89 | 56.7 | 136.5 | 0 | 0 | 85.47 | 0 | 0 | 0 | 0 | 0 | 0 | 22.66 | 0 | 0 | 208.56 | 1.9 | 210.46 | 594.31 | 1.9 | 596.21
2016 | Warehouse | 2A | 4835.13 | 0 | 2.09 | 71.79 | 173.66 | 56.69 | 136.5 | 0 | 0 | 50.14 | 0 | 0 | 0 | 0 | 0 | 0 | 23.33 | 0 | 0 | 121.93 | 2.09 | 124.02 | 512.11 | 2.09 | 514.2
2016 | Warehouse | 2B | 4835.13 | 0 | 3.84 | 70.06 | 182.89 | 56.75 | 136.5 | 0 | 0 | 71.06 | 0 | 0 | 0 | 0 | 0 | 0 | 23.38 | 0 | 0 | 141.12 | 3.84 | 144.96 | 540.64 | 3.84 | 544.48
2016 | Warehouse | 3A | 4835.13 | 0 | 176.12 | 35.47 | 178.12 | 56.8 | 136.5 | 0 | 0 | 51.39 | 0 | 0 | 0 | 0 | 0 | 0 | 24.51 | 0 | 0 | 86.86 | 176.12 | 262.98 | 482.79 | 176.12 | 658.91
2016 | Warehouse | 3B | 4835.13 | 0 | 29.77 | 42.68 | 179.8 | 56.69 | 136.5 | 0 | 0 | 63.61 | 0 | 0 | 0 | 0 | 0 | 0 | 24.21 | 0 | 0 | 106.29 | 29.77 | 136.06 | 503.49 | 29.77 | 533.26
2016 | Warehouse | 3C | 4835.13 | 0 | 2.99 | 12.44 | 177.68 | 56.87 | 136.5 | 0 | 0 | 36.98 | 0 | 0 | 0 | 0 | 0 | 0 | 24.63 | 0 | 0 | 49.42 | 2.99 | 52.41 | 445.1 | 2.99 | 448.09
2016 | Warehouse | 4A | 4835.13 | 0 | 583.62 | 19.01 | 183.39 | 56.99 | 136.5 | 0 | 0 | 42.83 | 0 | 0 | 0 | 0 | 0 | 0 | 25.44 | 0 | 0 | 61.84 | 583.62 | 645.46 | 464.15 | 583.62 | 1047.77
2016 | Warehouse | 4B | 4835.13 | 0 | 194.4 | 22.95 | 186.26 | 56.7 | 136.5 | 0 | 0 | 53.27 | 0 | 0 | 0 | 0 | 0 | 0 | 25.17 | 0 | 0 | 76.22 | 194.4 | 270.62 | 480.85 | 194.4 | 675.25
2016 | Warehouse | 4C | 4835.13 | 0 | 255.23 | 3.48 | 191.11 | 57.13 | 136.5 | 0 | 0 | 34.36 | 0 | 0 | 0 | 0 | 0 | 0 | 25.73 | 0 | 0 | 37.84 | 255.23 | 293.07 | 448.3 | 255.23 | 703.53
2016 | Warehouse | 5A | 4835.13 | 0 | 991.77 | 7.92 | 184.24 | 56.88 | 136.5 | 0 | 0 | 39.71 | 0 | 0 | 0 | 0 | 0 | 0 | 26.21 | 0 | 0 | 47.63 | 991.77 | 1039.4 | 451.46 | 991.77 | 1443.23
2016 | Warehouse | 5B | 4835.13 | 0 | 498.13 | 12.77 | 187.4 | 56.92 | 136.5 | 0 | 0 | 50.06 | 0 | 0 | 0 | 0 | 0 | 0 | 25.99 | 0 | 0 | 62.83 | 498.13 | 560.96 | 469.65 | 498.13 | 967.78
2016 | Warehouse | 5C | 4835.13 | 0 | 228.62 | 1.36 | 189.69 | 57.1 | 136.5 | 0 | 0 | 30.9 | 0 | 0 | 0 | 0 | 0 | 0 | 26.17 | 0 | 0 | 32.26 | 228.62 | 260.88 | 441.71 | 228.62 | 670.33
2016 | Warehouse | 6A | 4835.13 | 0 | 1504.89 | 7.01 | 236.16 | 56.95 | 136.5 | 0 | 0 | 42.12 | 0 | 0 | 0 | 0 | 0 | 0 | 26.78 | 0 | 0 | 49.13 | 1504.89 | 1554.02 | 505.54 | 1504.89 | 2010.43
2016 | Warehouse | 6B | 4835.13 | 0 | 903.23 | 5.7 | 237.15 | 56.96 | 136.5 | 0 | 0 | 43.06 | 0 | 0 | 0 | 0 | 0 | 0 | 26.64 | 0 | 0 | 48.76 | 903.23 | 951.99 | 506.02 | 903.23 | 1409.25
2016 | Warehouse | 7 | 4835.13 | 0 | 1380.56 | 4.29 | 236.71 | 57.12 | 136.5 | 0 | 0 | 37.11 | 0 | 0 | 0 | 0 | 0 | 0 | 27.46 | 0 | 0 | 41.4 | 1380.56 | 1421.96 | 499.18 | 1380.56 | 1879.74
2016 | Warehouse | 8 | 4835.13 | 0 | 1429.05 | 1.18 | 239.87 | 58.63 | 136.5 | 0 | 0 | 32.31 | 0 | 0 | 0 | 0 | 0 | 0 | 28.37 | 0 | 0 | 33.49 | 1429.05 | 1462.54 | 496.85 | 1429.05 | 1925.9
2019 | Warehouse | 0A | 4835.13 | 0 | 0 | 165.72 | 156.54 | 56.8 | 136.5 | 0 | 0 | 80.03 | 0 | 0 | 0 | 0 | 0 | 0 | 22.05 | 0 | 0 | 245.75 | 0 | 245.75 | 617.65 | 0 | 617.65
2019 | Warehouse | 0B | 4835.13 | 0 | 0.02 | 173.39 | 160.31 | 56.77 | 136.5 | 0 | 0 | 98.26 | 0 | 0 | 0 | 0 | 0 | 0 | 22.02 | 0 | 0 | 271.65 | 0.02 | 271.67 | 647.25 | 0.02 | 647.27
2019 | Warehouse | 1A | 4835.13 | 0 | 0 | 93.9 | 163.48 | 56.79 | 136.5 | 0 | 0 | 60.4 | 0 | 0 | 0 | 0 | 0 | 0 | 22.64 | 0 | 0 | 154.3 | 0 | 154.3 | 533.71 | 0 | 533.71
2019 | Warehouse | 1B | 4835.13 | 0 | 1.97 | 120.63 | 161.73 | 56.7 | 136.5 | 0 | 0 | 84.56 | 0 | 0 | 0 | 0 | 0 | 0 | 22.66 | 0 | 0 | 205.19 | 1.97 | 207.16 | 582.78 | 1.97 | 584.75
2019 | Warehouse | 2A | 4835.13 | 0 | 1.74 | 68.22 | 164.2 | 56.69 | 136.5 | 0 | 0 | 56.09 | 0 | 0 | 0 | 0 | 0 | 0 | 23.33 | 0 | 0 | 124.31 | 1.74 | 126.05 | 505.03 | 1.74 | 506.77
2019 | Warehouse | 2B | 4835.13 | 0 | 3.95 | 68.17 | 171.88 | 56.75 | 136.5 | 0 | 0 | 70.15 | 0 | 0 | 0 | 0 | 0 | 0 | 23.38 | 0 | 0 | 138.32 | 3.95 | 142.27 | 526.83 | 3.95 | 530.78
2019 | Warehouse | 3A | 4835.13 | 0 | 174.69 | 34.28 | 167.77 | 56.8 | 136.5 | 0 | 0 | 50.44 | 0 | 0 | 0 | 0 | 0 | 0 | 24.51 | 0 | 0 | 84.72 | 174.69 | 259.41 | 470.3 | 174.69 | 644.99
2019 | Warehouse | 3B | 4835.13 | 0 | 30.8 | 41.15 | 169.35 | 56.69 | 136.5 | 0 | 0 | 62.49 | 0 | 0 | 0 | 0 | 0 | 0 | 24.21 | 0 | 0 | 103.64 | 30.8 | 134.44 | 490.4 | 30.8 | 521.2
2019 | Warehouse | 3C | 4835.13 | 0 | 3.54 | 11.37 | 167.87 | 56.87 | 136.5 | 0 | 0 | 35.72 | 0 | 0 | 0 | 0 | 0 | 0 | 24.63 | 0 | 0 | 47.09 | 3.54 | 50.63 | 432.96 | 3.54 | 436.5
2019 | Warehouse | 4A | 4835.13 | 0 | 587.68 | 18.23 | 165.49 | 56.99 | 136.5 | 0 | 0 | 41.39 | 0 | 0 | 0 | 0 | 0 | 0 | 25.44 | 0 | 0 | 59.62 | 587.68 | 647.3 | 444.03 | 587.68 | 1031.71
2019 | Warehouse | 4B | 4835.13 | 0 | 198.36 | 22.03 | 167.63 | 56.7 | 136.5 | 0 | 0 | 51.97 | 0 | 0 | 0 | 0 | 0 | 0 | 25.17 | 0 | 0 | 74 | 198.36 | 272.36 | 459.99 | 198.36 | 658.35
2019 | Warehouse | 4C | 4835.13 | 0 | 261.11 | 3.15 | 171.99 | 57.13 | 136.5 | 0 | 0 | 33.38 | 0 | 0 | 0 | 0 | 0 | 0 | 25.73 | 0 | 0 | 36.53 | 261.11 | 297.64 | 427.88 | 261.11 | 688.99
2019 | Warehouse | 5A | 4835.13 | 0 | 995.04 | 7.41 | 166.22 | 56.88 | 136.5 | 0 | 0 | 38.69 | 0 | 0 | 0 | 0 | 0 | 0 | 26.21 | 0 | 0 | 46.1 | 995.04 | 1041.14 | 431.92 | 995.04 | 1426.96
2019 | Warehouse | 5B | 4835.13 | 0 | 503.43 | 11.94 | 168.93 | 56.92 | 136.5 | 0 | 0 | 48.45 | 0 | 0 | 0 | 0 | 0 | 0 | 25.99 | 0 | 0 | 60.39 | 503.43 | 563.82 | 448.73 | 503.43 | 952.16
2019 | Warehouse | 5C | 4835.13 | 0 | 234.13 | 1.16 | 171.08 | 57.1 | 136.5 | 0 | 0 | 29.89 | 0 | 0 | 0 | 0 | 0 | 0 | 26.17 | 0 | 0 | 31.05 | 234.13 | 265.18 | 421.89 | 234.13 | 656.02
2019 | Warehouse | 6A | 4835.13 | 0 | 1504.8 | 7.4 | 226.34 | 56.95 | 136.5 | 0 | 0 | 41.65 | 0 | 0 | 0 | 0 | 0 | 0 | 26.78 | 0 | 0 | 49.05 | 1504.8 | 1553.85 | 495.63 | 1504.8 | 2000.43
2019 | Warehouse | 6B | 4835.13 | 0 | 905.05 | 5.5 | 227.09 | 56.96 | 136.5 | 0 | 0 | 42.5 | 0 | 0 | 0 | 0 | 0 | 0 | 26.64 | 0 | 0 | 48 | 905.05 | 953.05 | 495.2 | 905.05 | 1400.25
2019 | Warehouse | 7 | 4835.13 | 0 | 1380.92 | 4.04 | 226.84 | 57.12 | 136.5 | 0 | 0 | 36.45 | 0 | 0 | 0 | 0 | 0 | 0 | 27.46 | 0 | 0 | 40.49 | 1380.92 | 1421.41 | 488.41 | 1380.92 | 1869.33
2019 | Warehouse | 8 | 4835.13 | 0 | 1427.04 | 1.06 | 229.8 | 58.63 | 136.5 | 0 | 0 | 31.7 | 0 | 0 | 0 | 0 | 0 | 0 | 28.37 | 0 | 0 | 32.76 | 1427.04 | 1459.8 | 486.06 | 1427.04 | 1913.1