## 90.1_SI_Source_Energy
Year | Building Type | CZ | Floor Area (m2) | Heating- Elec (GJ/yr) | Heating- Gas (GJ/yr) | Cooling (GJ/yr) | Interior Lighting (GJ/yr) | Exterior Lighting (GJ/yr) | Interior Equipment- Elec (GJ/yr) | Interior Equipment- Gas (GJ/yr) | Exterior Equipment (GJ/yr) | Fan (GJ/yr) | All Pumps (GJ/yr) | SWH Pumps (GJ/yr) | HVAC Pumps (GJ/yr) | Heat Rejection (GJ/yr) | Humidification (GJ/yr) | Heat Recovery (GJ/yr) | SWH- Elec (GJ/yr) | SWH- Gas (GJ/yr) | Refrigeration (GJ/yr) | HVAC Total Electric (GJ/yr) | HVAC Total Gas (GJ/yr) | HVAC Combined Total (GJ/yr) | Total Electric (GJ/yr) | Total Gas (GJ/yr) | Grand Total (GJ/yr)
2004 | High-Rise Apartment | 0A | 7836.48 | 0 | 0 | 6145.7852 | 1059.1081 | 676.8196 | 3601.8924 | 0 | 114.5821 | 1524.5938 | 260.0107 | 3.6888 | 256.3219 | 326.296 | 0 | 0 | 0 | 807.6342 | 0 | 8252.9969 | 0 | 8252.9969 | 13709.0879 | 807.6342 | 14516.7221
2004 | High-Rise Apartment | 0B | 7836.48 | 2.3119 | 0.22764 | 4916.7992 | 1059.1081 | 676.9462 | 3601.8924 | 0 | 114.5821 | 1511.9258 | 310.8727 | 3.6888 | 307.1839 | 262.481 | 0 | 0 | 0 | 803.3958 | 0 | 7000.7017 | 0.22764 | 7000.9294 | 12456.9194 | 803.6126 | 13260.532
2004 | High-Rise Apartment | 1A | 7836.48 | 0.09501 | 0 | 4286.0911 | 1059.1081 | 677.0096 | 3601.8924 | 0 | 114.5821 | 1185.8515 | 233.4712 | 3.6888 | 229.7824 | 204.2715 | 0 | 0 | 0 | 883.0589 | 0 | 5906.0915 | 0 | 5906.0915 | 11362.4042 | 883.0589 | 12245.4632
2004 | High-Rise Apartment | 1B | 7836.48 | 52.3188 | 47.2624 | 3800.02 | 1059.1081 | 676.1545 | 3601.8924 | 0 | 114.5821 | 1305.7858 | 261.9426 | 3.6888 | 258.2537 | 197.1457 | 0 | 0 | 0 | 885.2269 | 0 | 5613.5241 | 47.2624 | 5660.7865 | 11068.95 | 932.5002 | 12001.4502
2004 | High-Rise Apartment | 2A | 7836.48 | 184.4777 | 209.3312 | 3219.0338 | 1059.1081 | 675.9328 | 3601.8924 | 0 | 114.5821 | 1024.2078 | 246.5509 | 3.6888 | 242.8621 | 169.0545 | 0 | 0 | 0 | 969.3778 | 0 | 4839.6359 | 209.3312 | 5048.9672 | 10294.8402 | 1178.7091 | 11473.5493
2004 | High-Rise Apartment | 2B | 7836.48 | 191.5718 | 201.1362 | 2562.7364 | 1059.1081 | 676.4079 | 3601.8924 | 0 | 114.5821 | 1089.0363 | 253.835 | 3.6888 | 250.1462 | 101.5974 | 0 | 0 | 0 | 974.7545 | 0 | 4195.0881 | 201.1362 | 4396.2243 | 9650.7991 | 1175.8907 | 10826.6898
2004 | High-Rise Apartment | 3A | 7836.48 | 558.6588 | 675.1152 | 1744.827 | 1059.1081 | 676.2812 | 3601.8924 | 0 | 114.5821 | 821.7415 | 221.2149 | 3.6888 | 217.5261 | 82.7854 | 0 | 0 | 0 | 1117.1162 | 0 | 3425.5388 | 675.1152 | 4100.654 | 8881.0598 | 1792.2314 | 10673.2912
2004 | High-Rise Apartment | 3B | 7836.48 | 227.3273 | 251.0761 | 1894.9744 | 1059.1081 | 676.2495 | 3601.8924 | 0 | 114.5821 | 927.741 | 205.1899 | 3.6888 | 201.5011 | 74.6462 | 0 | 0 | 0 | 1079.3496 | 0 | 3326.19 | 251.0761 | 3577.2661 | 8781.7426 | 1330.4257 | 10112.1683
2004 | High-Rise Apartment | 3C | 7836.48 | 82.437 | 67.414 | 1101.9576 | 1059.1081 | 676.1545 | 3601.8924 | 0 | 114.5821 | 657.1842 | 235.6248 | 3.6888 | 231.936 | 50.1019 | 0 | 0 | 0 | 1134.0374 | 0 | 2123.6167 | 67.414 | 2191.0307 | 7579.0427 | 1201.4514 | 8780.4941
2004 | High-Rise Apartment | 4A | 7836.48 | 1237.7903 | 1536.4941 | 1110.8569 | 1059.1081 | 675.2677 | 3601.8924 | 0 | 114.5821 | 810.5303 | 214.976 | 3.6888 | 211.2871 | 52.9206 | 0 | 0 | 0 | 1233.5053 | 0 | 3423.3852 | 1536.4941 | 4959.8793 | 8877.8927 | 2769.9886 | 11647.8813
2004 | High-Rise Apartment | 4B | 7836.48 | 505.6115 | 598.0645 | 1156.9684 | 1059.1081 | 675.7745 | 3601.8924 | 0 | 114.5821 | 819.6196 | 181.7858 | 3.6888 | 178.097 | 43.0395 | 0 | 0 | 0 | 1200.6709 | 0 | 2703.3361 | 598.0645 | 3301.4006 | 8158.382 | 1798.7246 | 9957.1066
2004 | High-Rise Apartment | 4C | 7836.48 | 810.5936 | 995.5673 | 184.3194 | 1059.1081 | 674.476 | 3601.8924 | 0 | 114.5821 | 598.943 | 152.8711 | 3.6888 | 149.1823 | 7.9492 | 0 | 0 | 0 | 1268.6919 | 0 | 1750.9875 | 995.5673 | 2746.5548 | 7204.7666 | 2264.2592 | 9469.0258
2004 | High-Rise Apartment | 5A | 7836.48 | 1848.3245 | 2281.5056 | 523.7585 | 1059.1081 | 675.4578 | 3601.8924 | 0 | 114.5821 | 834.8529 | 197.5258 | 3.6888 | 193.837 | 24.1009 | 0 | 0 | 0 | 1332.1059 | 0 | 3424.8737 | 2281.5056 | 5706.3793 | 8879.6346 | 3613.6224 | 12493.257
2004 | High-Rise Apartment | 5B | 7836.48 | 989.4025 | 1188.2049 | 748.7738 | 1059.1081 | 675.4894 | 3601.8924 | 0 | 114.5821 | 849.2944 | 169.6245 | 3.6888 | 165.9357 | 26.9828 | 0 | 0 | 0 | 1304.388 | 0 | 2780.3892 | 1188.2049 | 3968.5941 | 8235.1501 | 2492.593 | 10727.7431
2004 | High-Rise Apartment | 5C | 7836.48 | 708.2995 | 872.0238 | 49.9119 | 1059.1081 | 674.4443 | 3601.8924 | 0 | 114.5821 | 546.1491 | 134.5342 | 3.6888 | 130.8453 | 2.2802 | 0 | 0 | 0 | 1324.5938 | 0 | 1437.4862 | 872.0238 | 2309.51 | 6891.202 | 2196.6176 | 9087.8196
2004 | High-Rise Apartment | 6A | 7836.48 | 2549.7834 | 3111.1884 | 597.5179 | 1059.1081 | 675.1411 | 3601.8924 | 0 | 114.5821 | 956.7824 | 278.7593 | 3.6888 | 275.0705 | 31.0049 | 0 | 0 | 0 | 1405.1242 | 0 | 4410.1591 | 3111.1884 | 7521.3475 | 9864.5716 | 4516.3126 | 14380.8842
2004 | High-Rise Apartment | 6B | 7836.48 | 1821.5951 | 2148.4988 | 424.3463 | 1059.1081 | 674.666 | 3601.8924 | 0 | 114.5821 | 955.7056 | 179.6006 | 3.6888 | 175.9117 | 15.8667 | 0 | 0 | 0 | 1386.5878 | 0 | 3393.4254 | 2148.4988 | 5541.9242 | 8847.3945 | 3535.0866 | 12382.4811
2004 | High-Rise Apartment | 7 | 7836.48 | 2481.7879 | 2949.4773 | 484.2976 | 1059.1081 | 674.2543 | 3601.8924 | 0 | 114.5821 | 1004.0023 | 222.7668 | 3.6888 | 219.078 | 22.169 | 0 | 0 | 0 | 1491.9959 | 0 | 4211.3348 | 2949.4773 | 7160.8121 | 9664.8606 | 4441.4624 | 14106.3229
2004 | High-Rise Apartment | 8 | 7836.48 | 2623.8912 | 2930.2471 | 226.3772 | 1059.1081 | 670.5489 | 3601.8924 | 0 | 114.5821 | 1074.9115 | 186.7263 | 3.6888 | 183.0375 | 9.216 | 0 | 0 | 0 | 1608.9812 | 0 | 4117.4333 | 2930.2471 | 7047.6804 | 9567.2536 | 4539.2175 | 14106.4711
2007 | High-Rise Apartment | 0A | 7836.48 | 0 | 0 | 6135.2074 | 1059.1081 | 676.8196 | 3601.8924 | 0 | 114.5821 | 1518.9882 | 257.9838 | 3.6888 | 254.295 | 324.3008 | 0 | 0 | 0 | 807.6342 | 0 | 8232.7914 | 0 | 8232.7914 | 13688.8825 | 807.6342 | 14496.5167
2007 | High-Rise Apartment | 0B | 7836.48 | 1.9002 | 0.2168 | 4902.9277 | 1059.1081 | 676.9462 | 3601.8924 | 0 | 114.5821 | 1507.9037 | 308.0541 | 3.6888 | 304.3653 | 261.1825 | 0 | 0 | 0 | 803.3958 | 0 | 6978.2794 | 0.2168 | 6978.4962 | 12434.5288 | 803.6017 | 13238.1305
2007 | High-Rise Apartment | 1A | 7836.48 | 0.06334 | 0 | 4280.4855 | 1059.1081 | 677.0096 | 3601.8924 | 0 | 114.5821 | 1183.0329 | 231.9511 | 3.6888 | 228.2623 | 203.5114 | 0 | 0 | 0 | 883.0589 | 0 | 5895.3554 | 0 | 5895.3554 | 11351.6364 | 883.0589 | 12234.6954
2007 | High-Rise Apartment | 1B | 7836.48 | 49.5952 | 44.7367 | 3799.1015 | 1059.1081 | 676.1545 | 3601.8924 | 0 | 114.5821 | 1301.1936 | 258.5222 | 3.6888 | 254.8334 | 195.974 | 0 | 0 | 0 | 885.2269 | 0 | 5600.6977 | 44.7367 | 5645.4344 | 11056.1553 | 929.9636 | 11986.119
2007 | High-Rise Apartment | 2A | 7836.48 | 111.4784 | 124.1939 | 3102.2665 | 1059.1081 | 675.9328 | 3601.8924 | 0 | 114.5821 | 948.8965 | 214.7543 | 3.6888 | 211.0654 | 154.9613 | 0 | 0 | 0 | 969.3778 | 0 | 4528.6682 | 124.1939 | 4652.8621 | 9983.8725 | 1093.5717 | 11077.4442
2007 | High-Rise Apartment | 2B | 7836.48 | 98.9371 | 95.4787 | 2383.6425 | 1059.1081 | 676.4079 | 3601.8924 | 0 | 114.5821 | 995.7681 | 212.7274 | 3.6888 | 209.0386 | 91.5896 | 0 | 0 | 0 | 974.7436 | 0 | 3778.976 | 95.4787 | 3874.4547 | 9234.7186 | 1070.2224 | 10304.941
2007 | High-Rise Apartment | 3A | 7836.48 | 612.7512 | 749.5535 | 1556.4538 | 1059.1081 | 676.2812 | 3601.8924 | 0 | 114.5821 | 778.2586 | 197.3041 | 3.6888 | 193.6153 | 73.1894 | 0 | 0 | 0 | 1117.1379 | 0 | 3214.2682 | 749.5535 | 3963.8217 | 8669.8525 | 1866.6805 | 10536.533
2007 | High-Rise Apartment | 3B | 7836.48 | 274.2939 | 318.3708 | 1638.8908 | 1059.1081 | 676.2495 | 3601.8924 | 0 | 114.5821 | 863.5776 | 179.2839 | 3.6888 | 175.595 | 64.3218 | 0 | 0 | 0 | 1079.3496 | 0 | 3016.6791 | 318.3708 | 3335.0499 | 8472.2317 | 1397.7204 | 9869.9522
2007 | High-Rise Apartment | 3C | 7836.48 | 120.726 | 131.2724 | 305.3305 | 1059.1081 | 676.1545 | 3601.8924 | 0 | 114.5821 | 441.2581 | 119.4276 | 3.6888 | 115.7387 | 14.2832 | 0 | 0 | 0 | 1134.0266 | 0 | 997.3365 | 131.2724 | 1128.6089 | 6452.7625 | 1265.299 | 7718.0615
2007 | High-Rise Apartment | 4A | 7836.48 | 1119.0911 | 1386.0349 | 1138.5365 | 1059.1081 | 675.2677 | 3601.8924 | 0 | 114.5821 | 791.9084 | 212.1573 | 3.6888 | 208.4685 | 53.744 | 0 | 0 | 0 | 1233.5053 | 0 | 3311.7485 | 1386.0349 | 4697.7834 | 8766.2877 | 2619.5402 | 11385.8279
2007 | High-Rise Apartment | 4B | 7836.48 | 420.6726 | 492.201 | 1208.7172 | 1059.1081 | 675.7745 | 3601.8924 | 0 | 114.5821 | 809.6436 | 181.0891 | 3.6888 | 177.4002 | 44.7497 | 0 | 0 | 0 | 1200.6818 | 0 | 2661.1833 | 492.201 | 3153.3844 | 8116.2292 | 1692.8828 | 9809.112
2007 | High-Rise Apartment | 4C | 7836.48 | 704.8792 | 862.2353 | 206.8051 | 1059.1081 | 674.476 | 3601.8924 | 0 | 114.5821 | 577.3441 | 156.2598 | 3.6888 | 152.571 | 8.9626 | 0 | 0 | 0 | 1268.7136 | 0 | 1650.562 | 862.2353 | 2512.7972 | 7104.3411 | 2130.9489 | 9235.29
2007 | High-Rise Apartment | 5A | 7836.48 | 1649.0252 | 2037.8766 | 556.0619 | 1059.1081 | 675.4578 | 3601.8924 | 0 | 114.5821 | 801.6627 | 190.6851 | 3.6888 | 186.9962 | 25.1776 | 0 | 0 | 0 | 1332.1168 | 0 | 3218.9237 | 2037.8766 | 5256.8003 | 8673.6846 | 3369.9934 | 12043.678
2007 | High-Rise Apartment | 5B | 7836.48 | 826.777 | 994.6242 | 805.4631 | 1059.1081 | 675.4894 | 3601.8924 | 0 | 114.5821 | 821.4248 | 168.9911 | 3.6888 | 165.3023 | 28.9464 | 0 | 0 | 0 | 1304.3989 | 0 | 2647.9136 | 994.6242 | 3642.5378 | 8102.6745 | 2299.0231 | 10401.6976
2007 | High-Rise Apartment | 5C | 7836.48 | 559.8623 | 688.5134 | 70.8775 | 1059.1081 | 674.4443 | 3601.8924 | 0 | 114.5821 | 512.1989 | 135.1359 | 3.6888 | 131.4471 | 3.262 | 0 | 0 | 0 | 1324.5938 | 0 | 1277.6477 | 688.5134 | 1966.1611 | 6731.3635 | 2013.1072 | 8744.4707
2007 | High-Rise Apartment | 6A | 7836.48 | 2307.0962 | 2798.5845 | 636.662 | 1059.1081 | 675.1411 | 3601.8924 | 0 | 114.5821 | 911.811 | 253.9934 | 3.6888 | 250.3046 | 31.6067 | 0 | 0 | 0 | 1405.1242 | 0 | 4137.4804 | 2798.5845 | 6936.0649 | 9591.8929 | 4203.7086 | 13795.6015
2007 | High-Rise Apartment | 6B | 7836.48 | 1583.69 | 1882.8863 | 454.6229 | 1059.1081 | 674.666 | 3601.8924 | 0 | 114.5821 | 906.1104 | 175.6418 | 3.6888 | 171.953 | 16.8801 | 0 | 0 | 0 | 1386.5986 | 0 | 3133.2563 | 1882.8863 | 5016.1427 | 8587.1621 | 3269.4741 | 11856.6362
2007 | High-Rise Apartment | 7 | 7836.48 | 2018.3924 | 2407.9 | 486.3562 | 1059.1081 | 674.2543 | 3601.8924 | 0 | 114.5821 | 891.0988 | 196.544 | 3.6888 | 192.8552 | 21.6623 | 0 | 0 | 0 | 1492.0176 | 0 | 3610.3649 | 2407.9 | 6018.2649 | 9063.8907 | 3899.9176 | 12963.8083
2007 | High-Rise Apartment | 8 | 7836.48 | 2311.2449 | 2641.8272 | 247.9444 | 1059.1081 | 670.5489 | 3601.8924 | 0 | 114.5821 | 1015.0868 | 183.0209 | 3.6888 | 179.3321 | 10.0077 | 0 | 0 | 0 | 1608.992 | 0 | 3763.616 | 2641.8272 | 6405.4433 | 9213.4364 | 4250.8193 | 13464.2557
2010 | High-Rise Apartment | 0A | 7836.48 | 0 | 0 | 5882.0374 | 1225.344 | 534.2729 | 3582.162 | 0 | 65.9369 | 1468.5379 | 191.1284 | 3.6888 | 187.4396 | 303.6836 | 0 | 0 | 0 | 807.2765 | 0 | 7841.6986 | 0 | 7841.6986 | 13253.1349 | 807.2765 | 14060.4114
2010 | High-Rise Apartment | 0B | 7836.48 | 1.0768 | 0.04336 | 4692.3539 | 1225.344 | 534.3679 | 3582.162 | 0 | 65.9369 | 1420.6212 | 228.3724 | 3.6888 | 224.6835 | 246.4559 | 0 | 0 | 0 | 803.1464 | 0 | 6585.1913 | 0.04336 | 6585.2347 | 11996.691 | 803.1898 | 12799.8808
2010 | High-Rise Apartment | 1A | 7836.48 | 0.03167 | 0 | 4189.751 | 1225.344 | 534.4312 | 3582.162 | 0 | 65.9369 | 1157.9819 | 169.8779 | 3.6888 | 166.1891 | 192.8386 | 0 | 0 | 0 | 882.6687 | 0 | 5706.7922 | 0 | 5706.7922 | 11118.3869 | 882.6687 | 12001.0556
2010 | High-Rise Apartment | 1B | 7836.48 | 41.361 | 36.2164 | 3738.3585 | 1225.344 | 533.7662 | 3582.162 | 0 | 65.9369 | 1247.988 | 197.0507 | 3.6888 | 193.3619 | 189.2916 | 0 | 0 | 0 | 884.8367 | 0 | 5410.361 | 36.2164 | 5446.5775 | 10821.2906 | 921.0423 | 11742.3329
2010 | High-Rise Apartment | 2A | 7836.48 | 71.6059 | 74.4816 | 3039.3699 | 1225.344 | 533.5762 | 3582.162 | 0 | 65.9369 | 924.7957 | 160.4085 | 3.6888 | 156.7197 | 148.944 | 0 | 0 | 0 | 968.8684 | 0 | 4341.4352 | 74.4816 | 4415.9168 | 9752.1431 | 1043.3608 | 10795.5039
2010 | High-Rise Apartment | 2B | 7836.48 | 62.8966 | 54.8938 | 2338.1011 | 1225.344 | 533.9562 | 3582.162 | 0 | 65.9369 | 949.6566 | 158.54 | 3.6888 | 154.8512 | 88.8977 | 0 | 0 | 0 | 974.31 | 0 | 3594.4032 | 54.8938 | 3649.297 | 9005.5228 | 1029.2146 | 10034.7375
2010 | High-Rise Apartment | 3A | 7836.48 | 443.8234 | 512.2876 | 1547.3012 | 1225.344 | 533.8612 | 3582.162 | 0 | 65.9369 | 736.3275 | 145.3336 | 3.6888 | 141.6448 | 71.2258 | 0 | 0 | 0 | 1116.5417 | 0 | 2940.3227 | 512.2876 | 3452.6103 | 8351.284 | 1628.8292 | 9980.1132
2010 | High-Rise Apartment | 3B | 7836.48 | 188.3098 | 206.0792 | 1640.411 | 1225.344 | 533.8295 | 3582.162 | 0 | 65.9369 | 820.7597 | 135.8643 | 3.6888 | 132.1755 | 63.625 | 0 | 0 | 0 | 1078.8076 | 0 | 2845.281 | 206.0792 | 3051.3603 | 8256.2423 | 1284.8977 | 9541.14
2010 | High-Rise Apartment | 3C | 7836.48 | 73.031 | 71.6307 | 343.5878 | 1225.344 | 533.7662 | 3582.162 | 0 | 65.9369 | 433.8473 | 90.3228 | 3.6888 | 86.634 | 15.74 | 0 | 0 | 0 | 1133.3979 | 0 | 952.8402 | 71.6307 | 1024.4709 | 6363.7381 | 1205.0286 | 7568.7667
2010 | High-Rise Apartment | 4A | 7836.48 | 797.5139 | 929.8335 | 1145.4722 | 1225.344 | 533.0378 | 3582.162 | 0 | 65.9369 | 725.4013 | 154.0112 | 3.6888 | 150.3224 | 52.5405 | 0 | 0 | 0 | 1232.8115 | 0 | 2871.2504 | 929.8335 | 3801.084 | 8281.42 | 2162.6342 | 10444.0542
2010 | High-Rise Apartment | 4B | 7836.48 | 287.3419 | 315.238 | 1267.6234 | 1225.344 | 533.4495 | 3582.162 | 0 | 65.9369 | 773.0964 | 139.2847 | 3.6888 | 135.5958 | 46.5549 | 0 | 0 | 0 | 1200.0205 | 0 | 2510.2124 | 315.238 | 2825.4505 | 7920.8254 | 1515.2586 | 9436.0839
2010 | High-Rise Apartment | 4C | 7836.48 | 495.5405 | 572.6772 | 246.3609 | 1225.344 | 532.436 | 3582.162 | 0 | 65.9369 | 525.1836 | 120.8844 | 3.6888 | 117.1956 | 10.4828 | 0 | 0 | 0 | 1267.9656 | 0 | 1394.7634 | 572.6772 | 1967.4406 | 6804.3628 | 1840.6428 | 8645.0057
2010 | High-Rise Apartment | 5A | 7836.48 | 1197.8227 | 1417.0048 | 582.8863 | 1225.344 | 533.2278 | 3582.162 | 0 | 65.9369 | 714.4435 | 139.348 | 3.6888 | 135.6592 | 25.7794 | 0 | 0 | 0 | 1331.3363 | 0 | 2656.5912 | 1417.0048 | 4073.596 | 8066.9824 | 2748.3411 | 10815.3235
2010 | High-Rise Apartment | 5B | 7836.48 | 616.7416 | 704.9144 | 872.6668 | 1225.344 | 533.2278 | 3582.162 | 0 | 65.9369 | 764.5771 | 132.2856 | 3.6888 | 128.5968 | 31.2266 | 0 | 0 | 0 | 1303.6618 | 0 | 2413.809 | 704.9144 | 3118.7233 | 7824.1685 | 2008.5761 | 9832.7446
2010 | High-Rise Apartment | 5C | 7836.48 | 436.6026 | 510.7049 | 110.3383 | 1225.344 | 532.4044 | 3582.162 | 0 | 65.9369 | 481.8907 | 107.3613 | 3.6888 | 103.6725 | 4.9089 | 0 | 0 | 0 | 1323.8025 | 0 | 1137.4129 | 510.7049 | 1648.1179 | 6546.9174 | 1834.5074 | 8381.4248
2010 | High-Rise Apartment | 6A | 7836.48 | 1708.7232 | 1976.2512 | 669.5988 | 1225.344 | 532.9744 | 3582.162 | 0 | 65.9369 | 810.2769 | 161.422 | 3.6888 | 157.7332 | 30.4349 | 0 | 0 | 0 | 1404.2895 | 0 | 3376.767 | 1976.2512 | 5353.0182 | 8786.8732 | 3380.5407 | 12167.4139
2010 | High-Rise Apartment | 6B | 7836.48 | 1165.9627 | 1332.5504 | 492.0568 | 1225.344 | 532.5944 | 3582.162 | 0 | 65.9369 | 792.8584 | 134.4708 | 3.6888 | 130.782 | 18.0836 | 0 | 0 | 0 | 1385.6989 | 0 | 2599.7435 | 1332.5504 | 3932.2939 | 8009.438 | 2718.2492 | 10727.6872
2010 | High-Rise Apartment | 7 | 7836.48 | 1542.3607 | 1807.4182 | 536.6798 | 1225.344 | 532.246 | 3582.162 | 0 | 65.9369 | 808.1234 | 149.2924 | 3.6888 | 145.6036 | 23.3408 | 0 | 0 | 0 | 1491.0637 | 0 | 3056.1082 | 1807.4182 | 4863.5265 | 8465.5493 | 3298.4819 | 11764.0313
2010 | High-Rise Apartment | 8 | 7836.48 | 1966.3586 | 2226.9154 | 312.4562 | 1225.344 | 529.3324 | 3582.162 | 0 | 65.9369 | 946.5213 | 146.7271 | 3.6888 | 143.0383 | 12.383 | 0 | 0 | 0 | 1608.0598 | 0 | 3380.7574 | 2226.9154 | 5607.6728 | 8787.2215 | 3834.9752 | 12622.1967
2013 | High-Rise Apartment | 0A | 7836.48 | 0 | 0 | 4794.553 | 1019.964 | 534.2729 | 3581.1169 | 0 | 65.9053 | 1304.3606 | 158.1283 | 3.6888 | 154.4395 | 254.0567 | 0 | 0 | 0 | 807.2873 | 0 | 6507.4098 | 0 | 6507.4098 | 11712.3577 | 807.2873 | 12519.6451
2013 | High-Rise Apartment | 0B | 7836.48 | 0.06334 | 0 | 3876.9147 | 1019.964 | 534.3679 | 3581.1169 | 0 | 65.9053 | 1274.3058 | 164.399 | 3.6888 | 160.7101 | 204.5249 | 0 | 0 | 0 | 803.1573 | 0 | 5516.5189 | 0 | 5516.5189 | 10721.5935 | 803.1573 | 11524.7507
2013 | High-Rise Apartment | 1A | 7836.48 | 0 | 0 | 3097.2627 | 1019.964 | 534.4312 | 3581.1169 | 0 | 65.9053 | 997.7633 | 124.2097 | 3.6888 | 120.5209 | 151.3826 | 0 | 0 | 0 | 882.6904 | 0 | 4366.9295 | 0 | 4366.9295 | 9572.0675 | 882.6904 | 10454.7578
2013 | High-Rise Apartment | 1B | 7836.48 | 13.3647 | 10.9159 | 3062.1723 | 1019.964 | 533.7662 | 3581.1169 | 0 | 65.9053 | 1123.0182 | 143.5601 | 3.6888 | 139.8713 | 158.0016 | 0 | 0 | 0 | 884.8475 | 0 | 4496.4282 | 10.9159 | 4507.344 | 9700.8694 | 895.7742 | 10596.6436
2013 | High-Rise Apartment | 2A | 7836.48 | 39.6825 | 43.6635 | 2354.2528 | 1019.964 | 533.5762 | 3581.1169 | 0 | 65.9053 | 829.374 | 114.8671 | 3.6888 | 111.1783 | 121.1061 | 0 | 0 | 0 | 968.9117 | 0 | 3455.5936 | 43.6635 | 3499.2571 | 8659.8131 | 1012.5752 | 9672.3884
2013 | High-Rise Apartment | 2B | 7836.48 | 31.0683 | 28.3683 | 1909.1626 | 1019.964 | 533.9562 | 3581.1169 | 0 | 65.9053 | 879.5076 | 118.9208 | 3.6888 | 115.232 | 76.6097 | 0 | 0 | 0 | 974.3209 | 0 | 3011.5802 | 28.3683 | 3039.9485 | 8216.1481 | 1002.6783 | 9218.8264
2013 | High-Rise Apartment | 3A | 7836.48 | 346.1531 | 414.6083 | 1202.8266 | 1019.964 | 533.8612 | 3581.1169 | 0 | 65.9053 | 675.9961 | 107.203 | 3.6888 | 103.5141 | 57.4494 | 0 | 0 | 0 | 1116.5634 | 0 | 2385.9394 | 414.6083 | 2800.5477 | 7590.4439 | 1531.1825 | 9121.6264
2013 | High-Rise Apartment | 3B | 7836.48 | 126.4583 | 143.0013 | 1334.9538 | 1019.964 | 533.8295 | 3581.1169 | 0 | 65.9053 | 763.2153 | 106.7279 | 3.6888 | 103.0391 | 54.1874 | 0 | 0 | 0 | 1078.8185 | 0 | 2381.8539 | 143.0013 | 2524.8552 | 7586.3901 | 1221.8198 | 8808.2099
2013 | High-Rise Apartment | 3C | 7836.48 | 27.1095 | 26.3087 | 261.1191 | 1019.964 | 533.7662 | 3581.1169 | 0 | 65.9053 | 413.1035 | 49.2785 | 3.6888 | 45.5897 | 12.0029 | 0 | 0 | 0 | 1133.4196 | 0 | 758.9248 | 26.3087 | 785.2335 | 5963.366 | 1159.7282 | 7123.0942
2013 | High-Rise Apartment | 4A | 7836.48 | 379.3749 | 445.7191 | 935.6901 | 1019.964 | 533.0378 | 3581.1169 | 0 | 65.9053 | 667.0019 | 129.9103 | 3.6888 | 126.2215 | 45.4464 | 0 | 0 | 0 | 1232.7898 | 0 | 2153.7349 | 445.7191 | 2599.454 | 7357.4477 | 1678.509 | 9035.9567
2013 | High-Rise Apartment | 4B | 7836.48 | 221.975 | 251.2604 | 1031.4919 | 1019.964 | 533.4495 | 3581.1169 | 0 | 65.9053 | 724.7679 | 114.012 | 3.6888 | 110.3232 | 39.9675 | 0 | 0 | 0 | 1200.0205 | 0 | 2128.5256 | 251.2604 | 2379.786 | 7332.6501 | 1451.2809 | 8783.931
2013 | High-Rise Apartment | 4C | 7836.48 | 410.8866 | 492.6021 | 184.5094 | 1019.964 | 532.436 | 3581.1169 | 0 | 65.9053 | 497.7257 | 97.4169 | 3.6888 | 93.7281 | 8.2342 | 0 | 0 | 0 | 1267.9873 | 0 | 1195.084 | 492.6021 | 1687.6861 | 6398.1951 | 1760.5894 | 8158.7845
2013 | High-Rise Apartment | 5A | 7836.48 | 639.1639 | 765.1848 | 512.5789 | 1019.964 | 533.2278 | 3581.1169 | 0 | 65.9053 | 638.9422 | 117.5274 | 3.6888 | 113.8385 | 23.3725 | 0 | 0 | 0 | 1331.3254 | 0 | 1927.8961 | 765.1848 | 2693.0809 | 7131.799 | 2096.5102 | 9228.3092
2013 | High-Rise Apartment | 5B | 7836.48 | 503.9647 | 596.6878 | 718.719 | 1019.964 | 533.2278 | 3581.1169 | 0 | 65.9053 | 716.7554 | 108.2481 | 3.6888 | 104.5592 | 27.0779 | 0 | 0 | 0 | 1303.6726 | 0 | 2071.0762 | 596.6878 | 2667.764 | 7274.9474 | 1900.3604 | 9175.3078
2013 | High-Rise Apartment | 5C | 7836.48 | 347.3249 | 421.9578 | 99.5705 | 1019.964 | 532.4044 | 3581.1169 | 0 | 65.9053 | 461.4319 | 90.0378 | 3.6888 | 86.349 | 4.5288 | 0 | 0 | 0 | 1323.8133 | 0 | 999.2051 | 421.9578 | 1421.1629 | 6202.2528 | 1745.7712 | 7948.024
2013 | High-Rise Apartment | 6A | 7836.48 | 1004.3507 | 1193.3106 | 595.6177 | 1019.964 | 532.9744 | 3581.1169 | 0 | 65.9053 | 716.9455 | 136.6877 | 3.6888 | 132.9989 | 27.8063 | 0 | 0 | 0 | 1404.2895 | 0 | 2477.719 | 1193.3106 | 3671.0296 | 7681.3368 | 2597.6 | 10278.9368
2013 | High-Rise Apartment | 6B | 7836.48 | 738.3544 | 867.4276 | 454.1478 | 1019.964 | 532.5944 | 3581.1169 | 0 | 65.9053 | 722.0127 | 116.2922 | 3.6888 | 112.6034 | 17.7352 | 0 | 0 | 0 | 1385.7206 | 0 | 2044.8535 | 867.4276 | 2912.2811 | 7248.1229 | 2253.1482 | 9501.2711
2013 | High-Rise Apartment | 7 | 7836.48 | 1084.4758 | 1298.8163 | 503.4263 | 1019.964 | 532.246 | 3581.1169 | 0 | 65.9053 | 755.1395 | 130.6387 | 3.6888 | 126.9499 | 22.6124 | 0 | 0 | 0 | 1491.0637 | 0 | 2492.6039 | 1298.8163 | 3791.4202 | 7695.525 | 2789.88 | 10485.4049
2013 | High-Rise Apartment | 8 | 7836.48 | 1451.3728 | 1702.1835 | 346.4065 | 1019.964 | 529.3324 | 3581.1169 | 0 | 65.9053 | 875.5488 | 135.6109 | 3.6888 | 131.9221 | 14.3465 | 0 | 0 | 0 | 1608.0598 | 0 | 2819.5967 | 1702.1835 | 4521.7802 | 8019.5407 | 3310.2433 | 11329.7841
2016 | High-Rise Apartment | 0A | 7836.48 | 0 | 0 | 4620.7163 | 802.5495 | 373.991 | 3581.1169 | 0 | 45.8582 | 1250.3633 | 150.1475 | 3.6888 | 146.4586 | 194.6755 | 0 | 0 | 0 | 805.3795 | 0 | 6212.2137 | 0 | 6212.2137 | 11019.3865 | 805.3795 | 11824.766
2016 | High-Rise Apartment | 0B | 7836.48 | 0.09501 | 0 | 3738.9602 | 802.5495 | 374.086 | 3581.1169 | 0 | 45.8582 | 1223.5071 | 152.9978 | 3.6888 | 149.3089 | 133.9008 | 0 | 0 | 0 | 801.2386 | 0 | 5245.772 | 0 | 5245.772 | 10053.0398 | 801.2386 | 10854.2784
2016 | High-Rise Apartment | 1A | 7836.48 | 0 | 0 | 3029.6472 | 802.5495 | 374.1177 | 3581.1169 | 0 | 45.8582 | 978.7297 | 120.536 | 3.6888 | 116.8472 | 75.3113 | 0 | 0 | 0 | 880.4465 | 0 | 4200.5353 | 0 | 4200.5353 | 9007.8348 | 880.4465 | 9888.2812
2016 | High-Rise Apartment | 1B | 7836.48 | 15.835 | 13.9511 | 3010.5185 | 802.5495 | 373.6427 | 3581.1169 | 0 | 45.8582 | 1107.5949 | 140.8048 | 3.6888 | 137.116 | 105.8728 | 0 | 0 | 0 | 882.5711 | 0 | 4376.9372 | 13.9511 | 4390.8883 | 9183.7616 | 896.5222 | 10080.2838
2016 | High-Rise Apartment | 2A | 7836.48 | 41.6777 | 46.2109 | 2302.124 | 802.5495 | 373.516 | 3581.1169 | 0 | 45.8582 | 814.4574 | 112.1118 | 3.6888 | 108.423 | 80.5368 | 0 | 0 | 0 | 966.2451 | 0 | 3347.2189 | 46.2109 | 3393.4298 | 8153.9482 | 1012.456 | 9166.4042
2016 | High-Rise Apartment | 2B | 7836.48 | 33.3168 | 31.0349 | 1866.3764 | 802.5495 | 373.801 | 3581.1169 | 0 | 45.8582 | 864.3376 | 116.1339 | 3.6888 | 112.4451 | 24.4176 | 0 | 0 | 0 | 971.6 | 0 | 2900.8936 | 31.0349 | 2931.9285 | 7707.8763 | 1002.635 | 8710.5112
2016 | High-Rise Apartment | 3A | 7836.48 | 356.3825 | 427.3887 | 1169.9215 | 802.5495 | 373.706 | 3581.1169 | 0 | 45.8582 | 667.4452 | 104.8594 | 3.6888 | 101.1705 | 30.9416 | 0 | 0 | 0 | 1113.1596 | 0 | 2325.8614 | 427.3887 | 2753.25 | 7132.7807 | 1540.5483 | 8673.329
2016 | High-Rise Apartment | 3B | 7836.48 | 134.7242 | 153.386 | 1298.3433 | 802.5495 | 373.706 | 3581.1169 | 0 | 45.8582 | 752.0358 | 103.9409 | 3.6888 | 100.2521 | 17.6719 | 0 | 0 | 0 | 1075.599 | 0 | 2303.0273 | 153.386 | 2456.4133 | 7109.915 | 1228.985 | 8338.9
2016 | High-Rise Apartment | 3C | 7836.48 | 31.4483 | 31.6745 | 237.7784 | 802.5495 | 373.6427 | 3581.1169 | 0 | 45.8582 | 406.2311 | 47.7584 | 3.6888 | 44.0695 | 3.2303 | 0 | 0 | 0 | 1129.9616 | 0 | 722.7576 | 31.6745 | 754.4321 | 5529.6137 | 1161.6361 | 6691.2497
2016 | High-Rise Apartment | 4A | 7836.48 | 384.0304 | 453.5564 | 858.1937 | 802.5495 | 373.1359 | 3581.1169 | 0 | 45.8582 | 644.8645 | 120.726 | 3.6888 | 117.0372 | 20.1104 | 0 | 0 | 0 | 1228.92 | 0 | 2024.2363 | 453.5564 | 2477.7927 | 6830.5856 | 1682.4764 | 8513.062
2016 | High-Rise Apartment | 4B | 7836.48 | 233.2812 | 268.6044 | 930.0212 | 802.5495 | 373.421 | 3581.1169 | 0 | 45.8582 | 692.4329 | 104.3843 | 3.6888 | 100.6955 | 10.5144 | 0 | 0 | 0 | 1196.2482 | 0 | 1966.9453 | 268.6044 | 2235.5496 | 6773.5796 | 1464.8526 | 8238.4322
2016 | High-Rise Apartment | 4C | 7836.48 | 420.6093 | 506.228 | 147.8039 | 802.5495 | 372.7242 | 3581.1169 | 0 | 45.8582 | 486.7996 | 87.0925 | 3.6888 | 83.4037 | 2.0269 | 0 | 0 | 0 | 1263.879 | 0 | 1140.6433 | 506.228 | 1646.8713 | 5946.5809 | 1770.107 | 7716.6879
2016 | High-Rise Apartment | 5A | 7836.48 | 637.0421 | 763.743 | 476.9502 | 802.5495 | 373.2626 | 3581.1169 | 0 | 45.8582 | 626.4009 | 112.3652 | 3.6888 | 108.6763 | 8.1392 | 0 | 0 | 0 | 1326.9136 | 0 | 1857.2087 | 763.743 | 2620.9517 | 6663.6847 | 2090.6458 | 8754.3305
2016 | High-Rise Apartment | 5B | 7836.48 | 507.3534 | 602.6281 | 665.9884 | 802.5495 | 373.2626 | 3581.1169 | 0 | 45.8582 | 698.2285 | 102.2308 | 3.6888 | 98.5419 | 6.4607 | 0 | 0 | 0 | 1299.3908 | 0 | 1976.5729 | 602.6281 | 2579.2011 | 6783.0489 | 1902.0189 | 8685.0678
2016 | High-Rise Apartment | 5C | 7836.48 | 355.2741 | 432.5268 | 77.1165 | 802.5495 | 372.6926 | 3581.1169 | 0 | 45.8582 | 455.3196 | 84.4005 | 3.6888 | 80.7117 | 0.88676 | 0 | 0 | 0 | 1319.434 | 0 | 969.3086 | 432.5268 | 1401.8354 | 5775.2145 | 1751.95 | 7527.1645
2016 | High-Rise Apartment | 6A | 7836.48 | 942.1192 | 1119.5335 | 594.6359 | 802.5495 | 373.1043 | 3581.1169 | 0 | 45.8582 | 701.3955 | 133.7424 | 3.6888 | 130.0536 | 10.7678 | 0 | 0 | 0 | 1399.4874 | 0 | 2378.972 | 1119.5335 | 3498.5055 | 7185.2579 | 2519.0209 | 9704.2788
2016 | High-Rise Apartment | 6B | 7836.48 | 692.4012 | 813.4986 | 453.9261 | 802.5495 | 372.8192 | 3581.1169 | 0 | 45.8582 | 707.0644 | 113.822 | 3.6888 | 110.1332 | 4.6872 | 0 | 0 | 0 | 1381.081 | 0 | 1968.2121 | 813.4986 | 2781.7107 | 6774.2763 | 2194.5797 | 8968.856
2016 | High-Rise Apartment | 7 | 7836.48 | 1037.2242 | 1242.5458 | 500.0693 | 802.5495 | 372.5976 | 3581.1169 | 0 | 45.8582 | 740.5396 | 128.2318 | 3.6888 | 124.543 | 8.0758 | 0 | 0 | 0 | 1485.9147 | 0 | 2410.4519 | 1242.5458 | 3652.9978 | 7216.2312 | 2728.4605 | 9944.6917
2016 | High-Rise Apartment | 8 | 7836.48 | 1303.3155 | 1531.5836 | 368.0054 | 802.5495 | 370.539 | 3581.1169 | 0 | 45.8582 | 839.8251 | 132.919 | 3.6888 | 129.2302 | 3.7371 | 0 | 0 | 0 | 1602.1195 | 0 | 2644.1132 | 1531.5836 | 4175.6968 | 7447.8339 | 3133.7031 | 10581.537
2019 | High-Rise Apartment | 0A | 7836.48 | 0 | 0 | 4260.7868 | 652.117 | 373.991 | 3581.1169 | 0 | 45.8582 | 1220.7201 | 148.6273 | 3.6888 | 144.9385 | 181.0257 | 0 | 0 | 0 | 805.4012 | 0 | 5807.4711 | 0 | 5807.4711 | 10464.243 | 805.4012 | 11269.6442
2019 | High-Rise Apartment | 0B | 7836.48 | 0.06334 | 0 | 3557.8078 | 652.117 | 374.086 | 3581.1169 | 0 | 45.8582 | 1209.4773 | 153.4728 | 3.6888 | 149.784 | 128.3902 | 0 | 0 | 0 | 801.2494 | 0 | 5045.5226 | 0 | 5045.5226 | 9702.3579 | 801.2494 | 10503.6073
2019 | High-Rise Apartment | 1A | 7836.48 | 0 | 0 | 2931.1535 | 652.117 | 374.1177 | 3581.1169 | 0 | 45.8582 | 998.1117 | 114.5504 | 3.6888 | 110.8616 | 71.2258 | 0 | 0 | 0 | 880.4465 | 0 | 4111.3526 | 0 | 4111.3526 | 8768.2195 | 880.4465 | 9648.666
2019 | High-Rise Apartment | 1B | 7836.48 | 5.859 | 1.4959 | 2783.793 | 652.117 | 373.6427 | 3581.1169 | 0 | 45.8582 | 1075.3548 | 136.9411 | 3.6888 | 133.2523 | 95.9918 | 0 | 0 | 0 | 882.5711 | 0 | 4094.2508 | 1.4959 | 4095.7467 | 8750.706 | 884.067 | 9634.7731
2019 | High-Rise Apartment | 2A | 7836.48 | 10.2294 | 7.6747 | 2279.4799 | 652.117 | 373.516 | 3581.1169 | 0 | 45.8582 | 845.0189 | 112.6185 | 3.6888 | 108.9297 | 76.008 | 0 | 0 | 0 | 966.2451 | 0 | 3319.666 | 7.6747 | 3327.3407 | 7975.9628 | 973.9198 | 8949.8826
2019 | High-Rise Apartment | 2B | 7836.48 | 12.478 | 6.569 | 1848.9263 | 652.117 | 373.801 | 3581.1169 | 0 | 45.8582 | 885.0181 | 116.6406 | 3.6888 | 112.9518 | 22.9607 | 0 | 0 | 0 | 971.5892 | 0 | 2882.3349 | 6.569 | 2888.904 | 7538.8851 | 978.1691 | 8517.0542
2019 | High-Rise Apartment | 3A | 7836.48 | 178.6188 | 205.1145 | 1198.1394 | 652.117 | 373.706 | 3581.1169 | 0 | 45.8582 | 678.7198 | 107.3613 | 3.6888 | 103.6725 | 29.4531 | 0 | 0 | 0 | 1113.1379 | 0 | 2188.6036 | 205.1145 | 2393.7181 | 6845.0588 | 1318.2632 | 8163.322
2019 | High-Rise Apartment | 3B | 7836.48 | 45.1297 | 40.4224 | 1356.8695 | 652.117 | 373.706 | 3581.1169 | 0 | 45.8582 | 785.0993 | 104.7327 | 3.6888 | 101.0439 | 17.3868 | 0 | 0 | 0 | 1075.5882 | 0 | 2305.5292 | 40.4224 | 2345.9516 | 6961.9844 | 1116.0105 | 8077.9949
2019 | High-Rise Apartment | 3C | 7836.48 | 30.8466 | 31.0024 | 230.9693 | 652.117 | 373.6427 | 3581.1169 | 0 | 45.8582 | 401.4489 | 46.3332 | 3.6888 | 42.6444 | 3.167 | 0 | 0 | 0 | 1129.9616 | 0 | 709.0762 | 31.0024 | 740.0786 | 5365.4997 | 1160.964 | 6526.4637
2019 | High-Rise Apartment | 4A | 7836.48 | 430.7753 | 512.1466 | 826.0486 | 652.117 | 373.1359 | 3581.1169 | 0 | 45.8582 | 644.3578 | 114.9938 | 3.6888 | 111.3049 | 20.0154 | 0 | 0 | 0 | 1228.9091 | 0 | 2032.5022 | 512.1466 | 2544.6488 | 6688.3873 | 1741.0558 | 8429.4431
2019 | High-Rise Apartment | 4B | 7836.48 | 138.2395 | 143.63 | 995.6415 | 652.117 | 373.421 | 3581.1169 | 0 | 45.8582 | 716.4704 | 104.1626 | 3.6888 | 100.4738 | 10.7361 | 0 | 0 | 0 | 1196.259 | 0 | 1961.5614 | 143.63 | 2105.1914 | 6617.7632 | 1339.889 | 7957.6522
2019 | High-Rise Apartment | 4C | 7836.48 | 205.1266 | 237.667 | 253.8984 | 652.117 | 372.7242 | 3581.1169 | 0 | 45.8582 | 501.9062 | 93.6482 | 3.6888 | 89.9594 | 3.167 | 0 | 0 | 0 | 1263.8573 | 0 | 1054.0575 | 237.667 | 1291.7245 | 5709.5309 | 1501.5243 | 7211.0552
2019 | High-Rise Apartment | 5A | 7836.48 | 692.7812 | 833.7478 | 436.4126 | 652.117 | 373.2626 | 3581.1169 | 0 | 45.8582 | 626.4326 | 106.8862 | 3.6888 | 103.1974 | 7.6641 | 0 | 0 | 0 | 1326.9136 | 0 | 1866.488 | 833.7478 | 2700.2358 | 6522.4998 | 2160.6613 | 8683.1612
2019 | High-Rise Apartment | 5B | 7836.48 | 343.2395 | 392.7332 | 738.3227 | 652.117 | 373.2626 | 3581.1169 | 0 | 45.8582 | 702.979 | 101.344 | 3.6888 | 97.6552 | 7.0624 | 0 | 0 | 0 | 1299.3908 | 0 | 1889.2587 | 392.7332 | 2281.9919 | 6545.3022 | 1692.124 | 8237.4262
2019 | High-Rise Apartment | 5C | 7836.48 | 126.4266 | 143.0663 | 236.5432 | 652.117 | 372.6926 | 3581.1169 | 0 | 45.8582 | 479.4521 | 90.7029 | 3.6888 | 87.0141 | 2.5336 | 0 | 0 | 0 | 1319.4123 | 0 | 931.9697 | 143.0663 | 1075.036 | 5587.3798 | 1462.4786 | 7049.8584
2019 | High-Rise Apartment | 6A | 7836.48 | 1032.1253 | 1224.4214 | 527.3688 | 652.117 | 373.1043 | 3581.1169 | 0 | 45.8582 | 697.4684 | 126.5533 | 3.6888 | 122.8645 | 10.0077 | 0 | 0 | 0 | 1399.4765 | 0 | 2389.8348 | 1224.4214 | 3614.2561 | 7045.6882 | 2623.8979 | 9669.5861
2019 | High-Rise Apartment | 6B | 7836.48 | 663.7715 | 770.6373 | 421.0843 | 652.117 | 372.8192 | 3581.1169 | 0 | 45.8582 | 685.8455 | 106.4429 | 3.6888 | 102.754 | 4.3705 | 0 | 0 | 0 | 1381.081 | 0 | 1877.8259 | 770.6373 | 2648.4632 | 6533.3943 | 2151.7183 | 8685.1126
2019 | High-Rise Apartment | 7 | 7836.48 | 959.6643 | 1132.6499 | 452.786 | 652.117 | 372.5976 | 3581.1169 | 0 | 45.8582 | 700.5087 | 114.5187 | 3.6888 | 110.8299 | 7.4108 | 0 | 0 | 0 | 1485.893 | 0 | 2231.1997 | 1132.6499 | 3363.8497 | 6886.5782 | 2618.5429 | 9505.1211
2019 | High-Rise Apartment | 8 | 7836.48 | 1232.058 | 1414.2623 | 321.3238 | 652.117 | 370.539 | 3581.1169 | 0 | 45.8582 | 796.9122 | 117.2107 | 3.6888 | 113.5218 | 3.262 | 0 | 0 | 0 | 1602.1086 | 0 | 2467.0779 | 1414.2623 | 3881.3402 | 7120.3344 | 3016.3601 | 10136.6945
2004 | Mid-Rise Apartment | 0A | 3134.61 | 0 | 0 | 2463.2926 | 441.6698 | 231.3493 | 1639.3659 | 0 | 0 | 560.749 | 0 | 0 | 0 | 0 | 0 | 0 | 872.0018 | 0 | 0 | 3024.0416 | 0 | 3024.0416 | 6208.4284 | 0 | 6208.4284
2004 | Mid-Rise Apartment | 0B | 3134.61 | 0 | 0.03252 | 2209.8376 | 441.6698 | 231.381 | 1639.3659 | 0 | 0 | 548.9044 | 0 | 0 | 0 | 0 | 0 | 0 | 868.4231 | 0 | 0 | 2758.742 | 0.03252 | 2758.7745 | 5939.5818 | 0.03252 | 5939.6143
2004 | Mid-Rise Apartment | 1A | 3134.61 | 0 | 0 | 1659.5713 | 441.6698 | 231.4127 | 1639.3659 | 0 | 0 | 450.6324 | 0 | 0 | 0 | 0 | 0 | 0 | 938.9522 | 0 | 0 | 2110.2038 | 0 | 2110.2038 | 5361.636 | 0 | 5361.636
2004 | Mid-Rise Apartment | 1B | 3134.61 | 0 | 10.7641 | 1676.7682 | 441.6698 | 231.1277 | 1639.3659 | 0 | 0 | 481.2573 | 0 | 0 | 0 | 0 | 0 | 0 | 941.7708 | 0 | 0 | 2158.0255 | 10.7641 | 2168.7896 | 5411.9596 | 10.7641 | 5422.7237
2004 | Mid-Rise Apartment | 2A | 3134.61 | 0 | 37.8099 | 1329.4749 | 441.6698 | 231.0643 | 1639.3659 | 0 | 0 | 393.8164 | 0 | 0 | 0 | 0 | 0 | 0 | 1017.082 | 0 | 0 | 1723.2914 | 37.8099 | 1761.1013 | 5052.4734 | 37.8099 | 5090.2834
2004 | Mid-Rise Apartment | 2B | 3134.61 | 0 | 39.0674 | 1085.2042 | 441.6698 | 231.2227 | 1639.3659 | 0 | 0 | 409.1131 | 0 | 0 | 0 | 0 | 0 | 0 | 1022.4026 | 0 | 0 | 1494.3173 | 39.0674 | 1533.3846 | 4828.9783 | 39.0674 | 4868.0456
2004 | Mid-Rise Apartment | 3A | 3134.61 | 0 | 206.5887 | 741.5847 | 441.6698 | 231.1593 | 1639.3659 | 0 | 0 | 317.1434 | 0 | 0 | 0 | 0 | 0 | 0 | 1150.3177 | 0 | 0 | 1058.7281 | 206.5887 | 1265.3168 | 4521.2725 | 206.5887 | 4727.8613
2004 | Mid-Rise Apartment | 3B | 3134.61 | 0 | 72.2269 | 788.393 | 441.6698 | 231.1593 | 1639.3659 | 0 | 0 | 355.9391 | 0 | 0 | 0 | 0 | 0 | 0 | 1115.7658 | 0 | 0 | 1144.3321 | 72.2269 | 1216.559 | 4572.3246 | 72.2269 | 4644.5515
2004 | Mid-Rise Apartment | 3C | 3134.61 | 0 | 18.493 | 636.9154 | 441.6698 | 231.1277 | 1639.3659 | 0 | 0 | 307.8007 | 0 | 0 | 0 | 0 | 0 | 0 | 1163.0807 | 0 | 0 | 944.7161 | 18.493 | 963.2091 | 4419.9919 | 18.493 | 4438.4849
2004 | Mid-Rise Apartment | 4A | 3134.61 | 0 | 536.9269 | 474.67 | 441.6698 | 230.811 | 1639.3659 | 0 | 0 | 285.125 | 0 | 0 | 0 | 0 | 0 | 0 | 1255.8738 | 0 | 0 | 759.795 | 536.9269 | 1296.7218 | 4327.5155 | 536.9269 | 4864.4424
2004 | Mid-Rise Apartment | 4B | 3134.61 | 0 | 202.5129 | 504.7881 | 441.6698 | 231.001 | 1639.3659 | 0 | 0 | 314.1664 | 0 | 0 | 0 | 0 | 0 | 0 | 1224.9956 | 0 | 0 | 818.9545 | 202.5129 | 1021.4674 | 4356.0185 | 202.5129 | 4558.5314
2004 | Mid-Rise Apartment | 4C | 3134.61 | 0 | 325.0482 | 163.5122 | 441.6698 | 230.5576 | 1639.3659 | 0 | 0 | 228.0557 | 0 | 0 | 0 | 0 | 0 | 0 | 1287.8289 | 0 | 0 | 391.5679 | 325.0482 | 716.6161 | 3991.0217 | 325.0482 | 4316.07
2004 | Mid-Rise Apartment | 5A | 3134.61 | 0 | 875.1457 | 263.9061 | 441.6698 | 230.906 | 1639.3659 | 0 | 0 | 276.7958 | 0 | 0 | 0 | 0 | 0 | 0 | 1344.3598 | 0 | 0 | 540.7019 | 875.1457 | 1415.8476 | 4196.9717 | 875.1457 | 5072.1175
2004 | Mid-Rise Apartment | 5B | 3134.61 | 0 | 467.269 | 352.9622 | 441.6698 | 230.906 | 1639.3659 | 0 | 0 | 299.8199 | 0 | 0 | 0 | 0 | 0 | 0 | 1318.4538 | 0 | 0 | 652.782 | 467.269 | 1120.0511 | 4283.2091 | 467.269 | 4750.4782
2004 | Mid-Rise Apartment | 5C | 3134.61 | 0 | 332.0834 | 105.2394 | 441.6698 | 230.5259 | 1639.3659 | 0 | 0 | 212.4424 | 0 | 0 | 0 | 0 | 0 | 0 | 1337.9308 | 0 | 0 | 317.6818 | 332.0834 | 649.7652 | 3967.2059 | 332.0834 | 4299.2893
2004 | Mid-Rise Apartment | 6A | 3134.61 | 0 | 1254.8059 | 283.9532 | 441.6698 | 230.7793 | 1639.3659 | 0 | 0 | 305.6155 | 0 | 0 | 0 | 0 | 0 | 0 | 1409.3783 | 0 | 0 | 589.5687 | 1254.8059 | 1844.3746 | 4310.7621 | 1254.8059 | 5565.5679
2004 | Mid-Rise Apartment | 6B | 3134.61 | 0 | 863.6228 | 213.0124 | 441.6698 | 230.6209 | 1639.3659 | 0 | 0 | 286.2651 | 0 | 0 | 0 | 0 | 0 | 0 | 1393.0366 | 0 | 0 | 499.2775 | 863.6228 | 1362.9004 | 4203.9391 | 863.6228 | 5067.5619
2004 | Mid-Rise Apartment | 7 | 3134.61 | 0 | 1343.4012 | 245.3475 | 441.6698 | 230.4626 | 1639.3659 | 0 | 0 | 320.2787 | 0 | 0 | 0 | 0 | 0 | 0 | 1486.1464 | 0 | 0 | 565.6262 | 1343.4012 | 1909.0274 | 4363.2709 | 1343.4012 | 5706.6721
2004 | Mid-Rise Apartment | 8 | 3134.61 | 0 | 1532.028 | 150.1475 | 441.6698 | 229.1958 | 1639.3659 | 0 | 0 | 327.3728 | 0 | 0 | 0 | 0 | 0 | 0 | 1590.2457 | 0 | 0 | 477.5203 | 1532.028 | 2009.5483 | 4377.9975 | 1532.028 | 5910.0255
2007 | Mid-Rise Apartment | 0A | 3134.61 | 0 | 0 | 2013.0085 | 441.6698 | 231.3493 | 1639.3659 | 0 | 0 | 555.4918 | 0 | 0 | 0 | 0 | 0 | 0 | 871.9701 | 0 | 0 | 2568.5003 | 0 | 2568.5003 | 5752.8555 | 0 | 5752.8555
2007 | Mid-Rise Apartment | 0B | 3134.61 | 0 | 0.01084 | 1808.3887 | 441.6698 | 231.381 | 1639.3659 | 0 | 0 | 545.4207 | 0 | 0 | 0 | 0 | 0 | 0 | 868.3914 | 0 | 0 | 2353.8094 | 0.01084 | 2353.8202 | 5534.6492 | 0.01084 | 5534.66
2007 | Mid-Rise Apartment | 1A | 3134.61 | 0 | 0 | 1358.548 | 441.6698 | 231.4127 | 1639.3659 | 0 | 0 | 447.4021 | 0 | 0 | 0 | 0 | 0 | 0 | 938.9522 | 0 | 0 | 1805.9501 | 0 | 1805.9501 | 5057.3506 | 0 | 5057.3506
2007 | Mid-Rise Apartment | 1B | 3134.61 | 0 | 7.8807 | 1370.8043 | 441.6698 | 231.1277 | 1639.3659 | 0 | 0 | 476.9185 | 0 | 0 | 0 | 0 | 0 | 0 | 941.7074 | 0 | 0 | 1847.7228 | 7.8807 | 1855.6035 | 5101.5936 | 7.8807 | 5109.4743
2007 | Mid-Rise Apartment | 2A | 3134.61 | 0 | 19.176 | 1046.7885 | 441.6698 | 231.0643 | 1639.3659 | 0 | 0 | 366.2952 | 0 | 0 | 0 | 0 | 0 | 0 | 1016.6387 | 0 | 0 | 1413.0837 | 19.176 | 1432.2597 | 4741.7908 | 19.176 | 4760.9667
2007 | Mid-Rise Apartment | 2B | 3134.61 | 0 | 16.596 | 828.4872 | 441.6698 | 231.2227 | 1639.3659 | 0 | 0 | 378.2981 | 0 | 0 | 0 | 0 | 0 | 0 | 1021.7059 | 0 | 0 | 1206.7853 | 16.596 | 1223.3814 | 4540.7813 | 16.596 | 4557.3773
2007 | Mid-Rise Apartment | 3A | 3134.61 | 0 | 205.7432 | 557.6454 | 441.6698 | 231.1593 | 1639.3659 | 0 | 0 | 296.9379 | 0 | 0 | 0 | 0 | 0 | 0 | 1150.5078 | 0 | 0 | 854.5833 | 205.7432 | 1060.3265 | 4317.2861 | 205.7432 | 4523.0293
2007 | Mid-Rise Apartment | 3B | 3134.61 | 0 | 68.1728 | 578.1675 | 441.6698 | 231.1593 | 1639.3659 | 0 | 0 | 329.6847 | 0 | 0 | 0 | 0 | 0 | 0 | 1115.9558 | 0 | 0 | 907.8522 | 68.1728 | 976.025 | 4336.003 | 68.1728 | 4404.1758
2007 | Mid-Rise Apartment | 3C | 3134.61 | 0 | 14.6448 | 300.8333 | 441.6698 | 231.1277 | 1639.3659 | 0 | 0 | 225.7121 | 0 | 0 | 0 | 0 | 0 | 0 | 1163.3658 | 0 | 0 | 526.5454 | 14.6448 | 541.1903 | 4002.1062 | 14.6448 | 4016.7511
2007 | Mid-Rise Apartment | 4A | 3134.61 | 0 | 467.4858 | 403.9508 | 441.6698 | 230.811 | 1639.3659 | 0 | 0 | 284.65 | 0 | 0 | 0 | 0 | 0 | 0 | 1255.6205 | 0 | 0 | 688.6008 | 467.4858 | 1156.0866 | 4256.0363 | 467.4858 | 4723.5221
2007 | Mid-Rise Apartment | 4B | 3134.61 | 0 | 155.7708 | 433.1823 | 441.6698 | 231.001 | 1639.3659 | 0 | 0 | 313.1846 | 0 | 0 | 0 | 0 | 0 | 0 | 1224.5205 | 0 | 0 | 746.3669 | 155.7708 | 902.1377 | 4282.9241 | 155.7708 | 4438.6949
2007 | Mid-Rise Apartment | 4C | 3134.61 | 0 | 262.9459 | 150.2108 | 441.6698 | 230.5576 | 1639.3659 | 0 | 0 | 228.4674 | 0 | 0 | 0 | 0 | 0 | 0 | 1287.2588 | 0 | 0 | 378.6782 | 262.9459 | 641.6241 | 3977.5303 | 262.9459 | 4240.4762
2007 | Mid-Rise Apartment | 5A | 3134.61 | 0 | 768.827 | 232.5211 | 441.6698 | 230.906 | 1639.3659 | 0 | 0 | 277.6509 | 0 | 0 | 0 | 0 | 0 | 0 | 1344.0115 | 0 | 0 | 510.172 | 768.827 | 1278.999 | 4166.1252 | 768.827 | 4934.9522
2007 | Mid-Rise Apartment | 5B | 3134.61 | 0 | 376.354 | 310.271 | 441.6698 | 230.906 | 1639.3659 | 0 | 0 | 301.6567 | 0 | 0 | 0 | 0 | 0 | 0 | 1318.0104 | 0 | 0 | 611.9277 | 376.354 | 988.2817 | 4241.8798 | 376.354 | 4618.2338
2007 | Mid-Rise Apartment | 5C | 3134.61 | 0 | 247.5314 | 105.1761 | 441.6698 | 230.5259 | 1639.3659 | 0 | 0 | 212.9491 | 0 | 0 | 0 | 0 | 0 | 0 | 1337.0441 | 0 | 0 | 318.1251 | 247.5314 | 565.6565 | 3966.7308 | 247.5314 | 4214.2622
2007 | Mid-Rise Apartment | 6A | 3134.61 | 0 | 1119.2408 | 249.0846 | 441.6698 | 230.7793 | 1639.3659 | 0 | 0 | 297.8247 | 0 | 0 | 0 | 0 | 0 | 0 | 1409.0933 | 0 | 0 | 546.9092 | 1119.2408 | 1666.1501 | 4267.8492 | 1119.2408 | 5387.09
2007 | Mid-Rise Apartment | 6B | 3134.61 | 0 | 738.6701 | 190.0517 | 441.6698 | 230.6209 | 1639.3659 | 0 | 0 | 286.2968 | 0 | 0 | 0 | 0 | 0 | 0 | 1392.5932 | 0 | 0 | 476.3485 | 738.6701 | 1215.0186 | 4180.63 | 738.6701 | 4919.3001
2007 | Mid-Rise Apartment | 7 | 3134.61 | 0 | 1104.4334 | 206.9634 | 441.6698 | 230.4626 | 1639.3659 | 0 | 0 | 301.6567 | 0 | 0 | 0 | 0 | 0 | 0 | 1485.8297 | 0 | 0 | 508.6202 | 1104.4334 | 1613.0536 | 4305.9482 | 1104.4334 | 5410.3816
2007 | Mid-Rise Apartment | 8 | 3134.61 | 0 | 1379.0756 | 132.6973 | 441.6698 | 229.1958 | 1639.3659 | 0 | 0 | 322.4639 | 0 | 0 | 0 | 0 | 0 | 0 | 1590.0557 | 0 | 0 | 455.1612 | 1379.0756 | 1834.2369 | 4355.4167 | 1379.0756 | 5734.4924
2010 | Mid-Rise Apartment | 0A | 3134.61 | 0 | 0 | 1939.5658 | 487.813 | 125.0015 | 1619.6038 | 0 | 0 | 532.8161 | 0 | 0 | 0 | 0 | 0 | 0 | 871.9384 | 0 | 0 | 2472.3819 | 0 | 2472.3819 | 5576.7703 | 0 | 5576.7703
2010 | Mid-Rise Apartment | 0B | 3134.61 | 0 | 0 | 1732.1907 | 487.813 | 125.0332 | 1619.6038 | 0 | 0 | 514.5425 | 0 | 0 | 0 | 0 | 0 | 0 | 868.3597 | 0 | 0 | 2246.7331 | 0 | 2246.7331 | 5347.5428 | 0 | 5347.5428
2010 | Mid-Rise Apartment | 1A | 3134.61 | 0 | 0 | 1304.5823 | 487.813 | 125.0648 | 1619.6038 | 0 | 0 | 431.2504 | 0 | 0 | 0 | 0 | 0 | 0 | 938.9205 | 0 | 0 | 1735.8327 | 0 | 1735.8327 | 4907.2348 | 0 | 4907.2348
2010 | Mid-Rise Apartment | 1B | 3134.61 | 0 | 8.1734 | 1339.1026 | 487.813 | 124.9065 | 1619.6038 | 0 | 0 | 456.4597 | 0 | 0 | 0 | 0 | 0 | 0 | 941.6441 | 0 | 0 | 1795.5623 | 8.1734 | 1803.7357 | 4969.5297 | 8.1734 | 4977.7031
2010 | Mid-Rise Apartment | 2A | 3134.61 | 0 | 14.7641 | 1024.6512 | 487.813 | 124.8431 | 1619.6038 | 0 | 0 | 354.7357 | 0 | 0 | 0 | 0 | 0 | 0 | 1016.417 | 0 | 0 | 1379.3868 | 14.7641 | 1394.1509 | 4628.0638 | 14.7641 | 4642.8279
2010 | Mid-Rise Apartment | 2B | 3134.61 | 0 | 13.1923 | 811.132 | 487.813 | 124.9382 | 1619.6038 | 0 | 0 | 362.4631 | 0 | 0 | 0 | 0 | 0 | 0 | 1021.5159 | 0 | 0 | 1173.5952 | 13.1923 | 1186.7875 | 4427.4977 | 13.1923 | 4440.6899
2010 | Mid-Rise Apartment | 3A | 3134.61 | 0 | 153.0716 | 554.13 | 487.813 | 124.9065 | 1619.6038 | 0 | 0 | 284.9667 | 0 | 0 | 0 | 0 | 0 | 0 | 1150.0644 | 0 | 0 | 839.0966 | 153.0716 | 992.1683 | 4221.4843 | 153.0716 | 4374.556
2010 | Mid-Rise Apartment | 3B | 3134.61 | 0 | 53.7014 | 574.3671 | 487.813 | 124.9065 | 1619.6038 | 0 | 0 | 316.5417 | 0 | 0 | 0 | 0 | 0 | 0 | 1115.5757 | 0 | 0 | 890.9088 | 53.7014 | 944.6101 | 4238.8078 | 53.7014 | 4292.5092
2010 | Mid-Rise Apartment | 3C | 3134.61 | 0 | 10.9376 | 313.8497 | 487.813 | 124.9065 | 1619.6038 | 0 | 0 | 224.9203 | 0 | 0 | 0 | 0 | 0 | 0 | 1163.1124 | 0 | 0 | 538.77 | 10.9376 | 549.7076 | 3934.1741 | 10.9376 | 3945.1116
2010 | Mid-Rise Apartment | 4A | 3134.61 | 0 | 339.1511 | 415.2254 | 487.813 | 124.7165 | 1619.6038 | 0 | 0 | 275.624 | 0 | 0 | 0 | 0 | 0 | 0 | 1255.0504 | 0 | 0 | 690.8494 | 339.1511 | 1030.0005 | 4178.0331 | 339.1511 | 4517.1842
2010 | Mid-Rise Apartment | 4B | 3134.61 | 0 | 115.2075 | 455.5729 | 487.813 | 124.8115 | 1619.6038 | 0 | 0 | 305.1404 | 0 | 0 | 0 | 0 | 0 | 0 | 1223.9505 | 0 | 0 | 760.7134 | 115.2075 | 875.9209 | 4216.9238 | 115.2075 | 4332.1314
2010 | Mid-Rise Apartment | 4C | 3134.61 | 0 | 192.9628 | 177.542 | 487.813 | 124.5898 | 1619.6038 | 0 | 0 | 224.572 | 0 | 0 | 0 | 0 | 0 | 0 | 1286.4354 | 0 | 0 | 402.114 | 192.9628 | 595.0768 | 3920.556 | 192.9628 | 4113.5188
2010 | Mid-Rise Apartment | 5A | 3134.61 | 0 | 583.7015 | 249.2112 | 487.813 | 124.7481 | 1619.6038 | 0 | 0 | 267.3265 | 0 | 0 | 0 | 0 | 0 | 0 | 1343.4731 | 0 | 0 | 516.5377 | 583.7015 | 1100.2392 | 4092.2074 | 583.7015 | 4675.9089
2010 | Mid-Rise Apartment | 5B | 3134.61 | 0 | 293.016 | 331.2365 | 487.813 | 124.7798 | 1619.6038 | 0 | 0 | 290.1605 | 0 | 0 | 0 | 0 | 0 | 0 | 1317.4087 | 0 | 0 | 621.3971 | 293.016 | 914.4131 | 4171.034 | 293.016 | 4464.05
2010 | Mid-Rise Apartment | 5C | 3134.61 | 0 | 205.6456 | 129.657 | 487.813 | 124.5581 | 1619.6038 | 0 | 0 | 210.5422 | 0 | 0 | 0 | 0 | 0 | 0 | 1336.4107 | 0 | 0 | 340.1991 | 205.6456 | 545.8448 | 3908.5847 | 205.6456 | 4114.2304
2010 | Mid-Rise Apartment | 6A | 3134.61 | 0 | 879.8828 | 263.0193 | 487.813 | 124.7165 | 1619.6038 | 0 | 0 | 282.9398 | 0 | 0 | 0 | 0 | 0 | 0 | 1408.5866 | 0 | 0 | 545.9591 | 879.8828 | 1425.8419 | 4186.6473 | 879.8828 | 5066.5301
2010 | Mid-Rise Apartment | 6B | 3134.61 | 0 | 576.2219 | 210.2255 | 487.813 | 124.6214 | 1619.6038 | 0 | 0 | 271.4119 | 0 | 0 | 0 | 0 | 0 | 0 | 1391.8965 | 0 | 0 | 481.6374 | 576.2219 | 1057.8592 | 4105.5721 | 576.2219 | 4681.794
2010 | Mid-Rise Apartment | 7 | 3134.61 | 0 | 912.9665 | 225.2054 | 487.813 | 124.5264 | 1619.6038 | 0 | 0 | 289.8122 | 0 | 0 | 0 | 0 | 0 | 0 | 1485.3547 | 0 | 0 | 515.0175 | 912.9665 | 1427.984 | 4232.3155 | 912.9665 | 5145.2819
2010 | Mid-Rise Apartment | 8 | 3134.61 | 0 | 1248.0092 | 152.4594 | 487.813 | 123.8614 | 1619.6038 | 0 | 0 | 309.1942 | 0 | 0 | 0 | 0 | 0 | 0 | 1589.644 | 0 | 0 | 461.6536 | 1248.0092 | 1709.6628 | 4282.5757 | 1248.0092 | 5530.585
2013 | Mid-Rise Apartment | 0A | 3134.61 | 0 | 0 | 1649.2469 | 412.1217 | 125.0015 | 1618.5587 | 0 | 0 | 481.7007 | 0 | 0 | 0 | 0 | 0 | 0 | 870.8933 | 0 | 0 | 2130.9476 | 0 | 2130.9476 | 5157.5228 | 0 | 5157.5228
2013 | Mid-Rise Apartment | 0B | 3134.61 | 0 | 0 | 1481.4593 | 412.1217 | 125.0332 | 1618.5587 | 0 | 0 | 469.7294 | 0 | 0 | 0 | 0 | 0 | 0 | 867.1879 | 0 | 0 | 1951.1887 | 0 | 1951.1887 | 4974.0585 | 0 | 4974.0585
2013 | Mid-Rise Apartment | 1A | 3134.61 | 0 | 0 | 1019.9957 | 412.1217 | 125.0648 | 1618.5587 | 0 | 0 | 373.2626 | 0 | 0 | 0 | 0 | 0 | 0 | 936.957 | 0 | 0 | 1393.2583 | 0 | 1393.2583 | 4485.9288 | 0 | 4485.9288
2013 | Mid-Rise Apartment | 1B | 3134.61 | 0 | 3.7398 | 1150.2544 | 412.1217 | 124.9065 | 1618.5587 | 0 | 0 | 417.949 | 0 | 0 | 0 | 0 | 0 | 0 | 940.4723 | 0 | 0 | 1568.2034 | 3.7398 | 1571.9432 | 4664.2626 | 3.7398 | 4668.0024
2013 | Mid-Rise Apartment | 2A | 3134.61 | 0 | 10.569 | 833.2694 | 412.1217 | 124.8431 | 1618.5587 | 0 | 0 | 318.4418 | 0 | 0 | 0 | 0 | 0 | 0 | 1014.8018 | 0 | 0 | 1151.7112 | 10.569 | 1162.2802 | 4322.0049 | 10.569 | 4332.5739
2013 | Mid-Rise Apartment | 2B | 3134.61 | 0 | 7.7398 | 695.4415 | 412.1217 | 124.9382 | 1618.5587 | 0 | 0 | 336.7154 | 0 | 0 | 0 | 0 | 0 | 0 | 1020.3124 | 0 | 0 | 1032.157 | 7.7398 | 1039.8967 | 4208.0879 | 7.7398 | 4215.8277
2013 | Mid-Rise Apartment | 3A | 3134.61 | 0 | 127.4676 | 453.7361 | 412.1217 | 124.9065 | 1618.5587 | 0 | 0 | 262.3226 | 0 | 0 | 0 | 0 | 0 | 0 | 1148.6392 | 0 | 0 | 716.0587 | 127.4676 | 843.5263 | 4020.2848 | 127.4676 | 4147.7524
2013 | Mid-Rise Apartment | 3B | 3134.61 | 0 | 38.6988 | 493.3869 | 412.1217 | 124.9065 | 1618.5587 | 0 | 0 | 296.0828 | 0 | 0 | 0 | 0 | 0 | 0 | 1114.1823 | 0 | 0 | 789.4698 | 38.6988 | 828.1686 | 4059.2389 | 38.6988 | 4097.9377
2013 | Mid-Rise Apartment | 3C | 3134.61 | 0 | 6.0596 | 233.1229 | 412.1217 | 124.9065 | 1618.5587 | 0 | 0 | 204.5249 | 0 | 0 | 0 | 0 | 0 | 0 | 1160.8005 | 0 | 0 | 437.6477 | 6.0596 | 443.7073 | 3754.0034 | 6.0596 | 3760.063
2013 | Mid-Rise Apartment | 4A | 3134.61 | 0 | 114.2753 | 333.2317 | 412.1217 | 124.7165 | 1618.5587 | 0 | 0 | 243.2889 | 0 | 0 | 0 | 0 | 0 | 0 | 1251.8834 | 0 | 0 | 576.5207 | 114.2753 | 690.796 | 3983.801 | 114.2753 | 4098.0763
2013 | Mid-Rise Apartment | 4B | 3134.61 | 0 | 88.0642 | 377.7281 | 412.1217 | 124.8115 | 1618.5587 | 0 | 0 | 281.8947 | 0 | 0 | 0 | 0 | 0 | 0 | 1222.5253 | 0 | 0 | 659.6228 | 88.0642 | 747.6869 | 4037.64 | 88.0642 | 4125.7041
2013 | Mid-Rise Apartment | 4C | 3134.61 | 0 | 159.5648 | 138.9363 | 412.1217 | 124.5898 | 1618.5587 | 0 | 0 | 209.402 | 0 | 0 | 0 | 0 | 0 | 0 | 1285.2319 | 0 | 0 | 348.3383 | 159.5648 | 507.9031 | 3788.8404 | 159.5648 | 3948.4052
2013 | Mid-Rise Apartment | 5A | 3134.61 | 0 | 225.0926 | 221.2466 | 412.1217 | 124.7481 | 1618.5587 | 0 | 0 | 232.7745 | 0 | 0 | 0 | 0 | 0 | 0 | 1340.2427 | 0 | 0 | 454.0211 | 225.0926 | 679.1137 | 3949.7241 | 225.0926 | 4174.8167
2013 | Mid-Rise Apartment | 5B | 3134.61 | 0 | 236.2253 | 272.4253 | 412.1217 | 124.7798 | 1618.5587 | 0 | 0 | 269.005 | 0 | 0 | 0 | 0 | 0 | 0 | 1316.1735 | 0 | 0 | 541.4303 | 236.2253 | 777.6556 | 4013.0324 | 236.2253 | 4249.2577
2013 | Mid-Rise Apartment | 5C | 3134.61 | 0 | 159.8466 | 111.3517 | 412.1217 | 124.5581 | 1618.5587 | 0 | 0 | 199.3943 | 0 | 0 | 0 | 0 | 0 | 0 | 1335.2072 | 0 | 0 | 310.746 | 159.8466 | 470.5927 | 3801.1917 | 159.8466 | 3961.0384
2013 | Mid-Rise Apartment | 6A | 3134.61 | 0 | 391.7142 | 232.4895 | 412.1217 | 124.7165 | 1618.5587 | 0 | 0 | 245.4108 | 0 | 0 | 0 | 0 | 0 | 0 | 1405.4196 | 0 | 0 | 477.9003 | 391.7142 | 869.6145 | 4038.6851 | 391.7142 | 4430.3993
2013 | Mid-Rise Apartment | 6B | 3134.61 | 0 | 271.3469 | 206.2667 | 412.1217 | 124.6214 | 1618.5587 | 0 | 0 | 251.7448 | 0 | 0 | 0 | 0 | 0 | 0 | 1389.2996 | 0 | 0 | 458.0115 | 271.3469 | 729.3584 | 4002.6129 | 271.3469 | 4273.9598
2013 | Mid-Rise Apartment | 7 | 3134.61 | 0 | 436.3208 | 207.7235 | 412.1217 | 124.5264 | 1618.5587 | 0 | 0 | 253.7717 | 0 | 0 | 0 | 0 | 0 | 0 | 1482.7577 | 0 | 0 | 461.4952 | 436.3208 | 897.8161 | 4099.4915 | 436.3208 | 4535.8123
2013 | Mid-Rise Apartment | 8 | 3134.61 | 0 | 644.1345 | 165.5391 | 412.1217 | 123.8614 | 1618.5587 | 0 | 0 | 269.7651 | 0 | 0 | 0 | 0 | 0 | 0 | 1587.3954 | 0 | 0 | 435.3042 | 644.1345 | 1079.4386 | 4177.2413 | 644.1345 | 4821.3758
2016 | Mid-Rise Apartment | 0A | 3134.61 | 0 | 0 | 1600.6018 | 323.414 | 82.2787 | 1618.5587 | 0 | 0 | 464.6939 | 0 | 0 | 0 | 0 | 0 | 0 | 870.8933 | 0 | 0 | 2065.2957 | 0 | 2065.2957 | 4960.4088 | 0 | 4960.4088
2016 | Mid-Rise Apartment | 0B | 3134.61 | 0 | 0 | 1433.3842 | 323.414 | 82.3103 | 1618.5587 | 0 | 0 | 453.8311 | 0 | 0 | 0 | 0 | 0 | 0 | 867.1879 | 0 | 0 | 1887.2153 | 0 | 1887.2153 | 4778.6546 | 0 | 4778.6546
2016 | Mid-Rise Apartment | 1A | 3134.61 | 0 | 0 | 999.4419 | 323.414 | 82.3103 | 1618.5587 | 0 | 0 | 365.4085 | 0 | 0 | 0 | 0 | 0 | 0 | 936.957 | 0 | 0 | 1364.8503 | 0 | 1364.8503 | 4326.0903 | 0 | 4326.0903
2016 | Mid-Rise Apartment | 1B | 3134.61 | 0 | 4.3035 | 1129.7006 | 323.414 | 82.2153 | 1618.5587 | 0 | 0 | 410.3799 | 0 | 0 | 0 | 0 | 0 | 0 | 940.5357 | 0 | 0 | 1540.0804 | 4.3035 | 1544.3839 | 4504.7725 | 4.3035 | 4509.0759
2016 | Mid-Rise Apartment | 2A | 3134.61 | 0 | 11.2194 | 814.7107 | 323.414 | 82.1836 | 1618.5587 | 0 | 0 | 311.3478 | 0 | 0 | 0 | 0 | 0 | 0 | 1014.8335 | 0 | 0 | 1126.0585 | 11.2194 | 1137.2779 | 4165.0484 | 11.2194 | 4176.2678
2016 | Mid-Rise Apartment | 2B | 3134.61 | 0 | 8.4118 | 677.4846 | 323.414 | 82.247 | 1618.5587 | 0 | 0 | 328.8613 | 0 | 0 | 0 | 0 | 0 | 0 | 1020.3757 | 0 | 0 | 1006.3459 | 8.4118 | 1014.7578 | 4050.9414 | 8.4118 | 4059.3532
2016 | Mid-Rise Apartment | 3A | 3134.61 | 0 | 134.0149 | 440.5297 | 323.414 | 82.2153 | 1618.5587 | 0 | 0 | 257.6354 | 0 | 0 | 0 | 0 | 0 | 0 | 1148.7659 | 0 | 0 | 698.1651 | 134.0149 | 832.1801 | 3871.1508 | 134.0149 | 4005.1657
2016 | Mid-Rise Apartment | 3B | 3134.61 | 0 | 41.8424 | 478.122 | 323.414 | 82.2153 | 1618.5587 | 0 | 0 | 289.3688 | 0 | 0 | 0 | 0 | 0 | 0 | 1114.309 | 0 | 0 | 767.4908 | 41.8424 | 809.3332 | 3905.9878 | 41.8424 | 3947.8302
2016 | Mid-Rise Apartment | 3C | 3134.61 | 0 | 7.0352 | 219.2197 | 323.414 | 82.2153 | 1618.5587 | 0 | 0 | 197.4624 | 0 | 0 | 0 | 0 | 0 | 0 | 1160.9589 | 0 | 0 | 416.6822 | 7.0352 | 423.7173 | 3601.7974 | 7.0352 | 3608.8326
2016 | Mid-Rise Apartment | 4A | 3134.61 | 0 | 119.782 | 311.7278 | 323.414 | 82.0886 | 1618.5587 | 0 | 0 | 233.7563 | 0 | 0 | 0 | 0 | 0 | 0 | 1252.0735 | 0 | 0 | 545.4841 | 119.782 | 665.2661 | 3821.6189 | 119.782 | 3941.4009
2016 | Mid-Rise Apartment | 4B | 3134.61 | 0 | 95.6305 | 348.1166 | 323.414 | 82.152 | 1618.5587 | 0 | 0 | 270.0501 | 0 | 0 | 0 | 0 | 0 | 0 | 1222.7787 | 0 | 0 | 618.1667 | 95.6305 | 713.7972 | 3865.0701 | 95.6305 | 3960.7006
2016 | Mid-Rise Apartment | 4C | 3134.61 | 0 | 169.9712 | 122.3412 | 323.414 | 81.9936 | 1618.5587 | 0 | 0 | 200.8195 | 0 | 0 | 0 | 0 | 0 | 0 | 1285.4853 | 0 | 0 | 323.1607 | 169.9712 | 493.1319 | 3632.6123 | 169.9712 | 3802.5835
2016 | Mid-Rise Apartment | 5A | 3134.61 | 0 | 230.1766 | 208.832 | 323.414 | 82.1203 | 1618.5587 | 0 | 0 | 225.3321 | 0 | 0 | 0 | 0 | 0 | 0 | 1340.3694 | 0 | 0 | 434.164 | 230.1766 | 664.3406 | 3798.6265 | 230.1766 | 4028.803
2016 | Mid-Rise Apartment | 5B | 3134.61 | 0 | 244.3986 | 256.3687 | 323.414 | 82.1203 | 1618.5587 | 0 | 0 | 260.6124 | 0 | 0 | 0 | 0 | 0 | 0 | 1316.3319 | 0 | 0 | 516.9811 | 244.3986 | 761.3797 | 3857.3743 | 244.3986 | 4101.773
2016 | Mid-Rise Apartment | 5C | 3134.61 | 0 | 169.8411 | 100.3306 | 323.414 | 81.9936 | 1618.5587 | 0 | 0 | 193.282 | 0 | 0 | 0 | 0 | 0 | 0 | 1335.4289 | 0 | 0 | 293.6126 | 169.8411 | 463.4537 | 3652.9761 | 169.8411 | 3822.8173
2016 | Mid-Rise Apartment | 6A | 3134.61 | 0 | 378.3485 | 228.8474 | 323.414 | 82.0886 | 1618.5587 | 0 | 0 | 240.0269 | 0 | 0 | 0 | 0 | 0 | 0 | 1405.3879 | 0 | 0 | 468.8743 | 378.3485 | 847.2229 | 3898.292 | 378.3485 | 4276.6405
2016 | Mid-Rise Apartment | 6B | 3134.61 | 0 | 262.3063 | 203.8281 | 323.414 | 82.0253 | 1618.5587 | 0 | 0 | 247.026 | 0 | 0 | 0 | 0 | 0 | 0 | 1389.2362 | 0 | 0 | 450.8541 | 262.3063 | 713.1604 | 3864.12 | 262.3063 | 4126.4264
2016 | Mid-Rise Apartment | 7 | 3134.61 | 0 | 425.0798 | 203.9231 | 323.414 | 81.962 | 1618.5587 | 0 | 0 | 248.5145 | 0 | 0 | 0 | 0 | 0 | 0 | 1482.7261 | 0 | 0 | 452.4376 | 425.0798 | 877.5174 | 3959.13 | 425.0798 | 4384.2098
2016 | Mid-Rise Apartment | 8 | 3134.61 | 0 | 571.4198 | 170.4163 | 323.414 | 81.5186 | 1618.5587 | 0 | 0 | 263.1777 | 0 | 0 | 0 | 0 | 0 | 0 | 1587.1737 | 0 | 0 | 433.594 | 571.4198 | 1005.0137 | 4044.259 | 571.4198 | 4615.6788
2019 | Mid-Rise Apartment | 0A | 3134.61 | 0 | 0 | 1258.0907 | 264.2228 | 82.2787 | 1618.5587 | 0 | 0 | 409.1764 | 0 | 0 | 0 | 0 | 0 | 0 | 871.2734 | 0 | 0 | 1667.2672 | 0 | 1667.2672 | 4503.6007 | 0 | 4503.6007
2019 | Mid-Rise Apartment | 0B | 3134.61 | 0 | 0 | 1207.8621 | 264.2228 | 82.3103 | 1618.5587 | 0 | 0 | 418.9941 | 0 | 0 | 0 | 0 | 0 | 0 | 867.378 | 0 | 0 | 1626.8562 | 0 | 1626.8562 | 4459.326 | 0 | 4459.326
2019 | Mid-Rise Apartment | 1A | 3134.61 | 0 | 0 | 880.806 | 264.2228 | 82.3103 | 1618.5587 | 0 | 0 | 348.0533 | 0 | 0 | 0 | 0 | 0 | 0 | 937.0203 | 0 | 0 | 1228.8593 | 0 | 1228.8593 | 4131.0031 | 0 | 4131.0031
2019 | Mid-Rise Apartment | 1B | 3134.61 | 0 | 1.5393 | 937.0836 | 264.2228 | 82.2153 | 1618.5587 | 0 | 0 | 376.0812 | 0 | 0 | 0 | 0 | 0 | 0 | 940.2506 | 0 | 0 | 1313.1649 | 1.5393 | 1314.7042 | 4218.4123 | 1.5393 | 4219.9516
2019 | Mid-Rise Apartment | 2A | 3134.61 | 0 | 2.1355 | 708.9963 | 264.2228 | 82.1836 | 1618.5587 | 0 | 0 | 297.888 | 0 | 0 | 0 | 0 | 0 | 0 | 1014.2317 | 0 | 0 | 1006.8843 | 2.1355 | 1009.0198 | 3986.0812 | 2.1355 | 3988.2167
2019 | Mid-Rise Apartment | 2B | 3134.61 | 0 | 3.1653 | 643.376 | 264.2228 | 82.247 | 1618.5587 | 0 | 0 | 329.2097 | 0 | 0 | 0 | 0 | 0 | 0 | 1019.6156 | 0 | 0 | 972.5857 | 3.1653 | 975.751 | 3957.2615 | 3.1653 | 3960.4268
2019 | Mid-Rise Apartment | 3A | 3134.61 | 0 | 45.7773 | 421.686 | 264.2228 | 82.2153 | 1618.5587 | 0 | 0 | 248.7362 | 0 | 0 | 0 | 0 | 0 | 0 | 1147.2141 | 0 | 0 | 670.4222 | 45.7773 | 716.1995 | 3782.6648 | 45.7773 | 3828.4421
2019 | Mid-Rise Apartment | 3B | 3134.61 | 0 | 11.5446 | 481.6374 | 264.2228 | 82.2153 | 1618.5587 | 0 | 0 | 295.7978 | 0 | 0 | 0 | 0 | 0 | 0 | 1112.9155 | 0 | 0 | 777.4352 | 11.5446 | 788.9798 | 3855.3474 | 11.5446 | 3866.892
2019 | Mid-Rise Apartment | 3C | 3134.61 | 0 | 7.0785 | 213.4241 | 264.2228 | 82.2153 | 1618.5587 | 0 | 0 | 191.1918 | 0 | 0 | 0 | 0 | 0 | 0 | 1160.9905 | 0 | 0 | 404.6159 | 7.0785 | 411.6944 | 3530.6349 | 7.0785 | 3537.7135
2019 | Mid-Rise Apartment | 4A | 3134.61 | 0 | 137.061 | 302.1951 | 264.2228 | 82.0886 | 1618.5587 | 0 | 0 | 228.119 | 0 | 0 | 0 | 0 | 0 | 0 | 1252.4218 | 0 | 0 | 530.3141 | 137.061 | 667.3751 | 3747.6378 | 137.061 | 3884.6987
2019 | Mid-Rise Apartment | 4B | 3134.61 | 0 | 38.8072 | 373.1359 | 264.2228 | 82.152 | 1618.5587 | 0 | 0 | 271.7919 | 0 | 0 | 0 | 0 | 0 | 0 | 1221.3219 | 0 | 0 | 644.9279 | 38.8072 | 683.7351 | 3831.2149 | 38.8072 | 3870.0221
2019 | Mid-Rise Apartment | 4C | 3134.61 | 0 | 55.3924 | 170.733 | 264.2228 | 81.9936 | 1618.5587 | 0 | 0 | 202.2446 | 0 | 0 | 0 | 0 | 0 | 0 | 1283.2684 | 0 | 0 | 372.9776 | 55.3924 | 428.37 | 3621.0528 | 55.3924 | 3676.4452
2019 | Mid-Rise Apartment | 5A | 3134.61 | 0 | 253.3308 | 196.3223 | 264.2228 | 82.1203 | 1618.5587 | 0 | 0 | 219.3781 | 0 | 0 | 0 | 0 | 0 | 0 | 1340.7811 | 0 | 0 | 415.7004 | 253.3308 | 669.0312 | 3721.3833 | 253.3308 | 3974.7141
2019 | Mid-Rise Apartment | 5B | 3134.61 | 0 | 113.6574 | 284.2699 | 264.2228 | 82.1203 | 1618.5587 | 0 | 0 | 252.3466 | 0 | 0 | 0 | 0 | 0 | 0 | 1314.7484 | 0 | 0 | 536.6165 | 113.6574 | 650.2739 | 3816.2667 | 113.6574 | 3929.9241
2019 | Mid-Rise Apartment | 5C | 3134.61 | 0 | 43.9887 | 167.9777 | 264.2228 | 81.9936 | 1618.5587 | 0 | 0 | 197.9692 | 0 | 0 | 0 | 0 | 0 | 0 | 1332.7053 | 0 | 0 | 365.9468 | 43.9887 | 409.9356 | 3663.4272 | 43.9887 | 3707.416
2019 | Mid-Rise Apartment | 6A | 3134.61 | 0 | 410.771 | 210.9222 | 264.2228 | 82.0886 | 1618.5587 | 0 | 0 | 231.4444 | 0 | 0 | 0 | 0 | 0 | 0 | 1405.7996 | 0 | 0 | 442.3666 | 410.771 | 853.1375 | 3813.0363 | 410.771 | 4223.8073
2019 | Mid-Rise Apartment | 6B | 3134.61 | 0 | 244.9515 | 192.3636 | 264.2228 | 82.0253 | 1618.5587 | 0 | 0 | 233.6296 | 0 | 0 | 0 | 0 | 0 | 0 | 1389.1412 | 0 | 0 | 425.9932 | 244.9515 | 670.9446 | 3779.9412 | 244.9515 | 4024.8927
2019 | Mid-Rise Apartment | 7 | 3134.61 | 0 | 405.3076 | 187.6447 | 264.2228 | 81.962 | 1618.5587 | 0 | 0 | 230.8743 | 0 | 0 | 0 | 0 | 0 | 0 | 1482.6627 | 0 | 0 | 418.519 | 405.3076 | 823.8266 | 3865.9252 | 405.3076 | 4271.2328
2019 | Mid-Rise Apartment | 8 | 3134.61 | 0 | 519.7997 | 157.6849 | 264.2228 | 81.5186 | 1618.5587 | 0 | 0 | 242.4022 | 0 | 0 | 0 | 0 | 0 | 0 | 1586.9837 | 0 | 0 | 400.0871 | 519.7997 | 919.8868 | 3951.3709 | 519.7997 | 4471.1706
2004 | Hospital | 0A | 22436.18 | 0 | 8957.0703 | 29603.8809 | 13247.181 | 829.1206 | 22509.3258 | 3026.4955 | 8594.8263 | 14748.9407 | 5721.4072 | 2.4964 | 5718.9108 | 6434.1405 | 0 | 0 | 90.5762 | 1183.7822 | 705.1959 | 56505.8729 | 8957.0703 | 65462.9432 | 102484.5951 | 13167.3588 | 115651.9539
2004 | Hospital | 0B | 22436.18 | 135.2626 | 8955.4226 | 23272.9845 | 13247.181 | 829.279 | 22509.3258 | 3026.4955 | 8594.8263 | 14967.6854 | 5338.6436 | 2.4964 | 5336.1472 | 5186.3742 | 89.4044 | 0 | 90.5762 | 1182.3838 | 701.6805 | 48987.8583 | 8955.4226 | 57943.2809 | 94963.2234 | 13164.302 | 108127.5254
2004 | Hospital | 1A | 22436.18 | 0 | 9872.6384 | 25148.1019 | 13247.181 | 829.374 | 22509.3258 | 3026.4955 | 8594.8263 | 14014.6717 | 5052.3784 | 2.4964 | 5049.882 | 5602.7397 | 0 | 0 | 90.6079 | 1208.4974 | 691.2294 | 49815.3954 | 9872.6384 | 59688.0338 | 95780.3727 | 14107.6313 | 109888.004
2004 | Hospital | 1B | 22436.18 | 492.1835 | 9026.5547 | 23057.2168 | 13247.181 | 828.3288 | 22509.3258 | 3026.4955 | 8594.8263 | 14860.5774 | 4785.9704 | 2.4964 | 4783.474 | 3908.2363 | 250.4464 | 0 | 90.5762 | 1210.4052 | 685.4338 | 47352.1344 | 9026.5547 | 56378.6892 | 93310.2711 | 13263.4663 | 106573.7374
2004 | Hospital | 2A | 22436.18 | 871.6217 | 10820.152 | 19923.2803 | 13247.181 | 828.0438 | 22509.3258 | 3026.4955 | 8594.8263 | 14107.5915 | 4977.5106 | 2.4964 | 4975.0142 | 4421.2903 | 1033.4554 | 0 | 90.6079 | 1239.5215 | 673.5259 | 45332.2535 | 10820.152 | 56152.4055 | 91278.2606 | 15086.1689 | 106364.4295
2004 | Hospital | 2B | 22436.18 | 4020.2215 | 9696.6185 | 14760.6903 | 13247.181 | 828.6455 | 22509.3258 | 3026.4955 | 8594.8263 | 14796.2557 | 3798.0881 | 2.4964 | 3795.5917 | 2206.0055 | 8679.1952 | 0 | 90.6079 | 1244.6271 | 658.0709 | 48257.9598 | 9696.6185 | 57954.5783 | 94189.1136 | 13967.7519 | 108156.8655
2004 | Hospital | 3A | 22436.18 | 2228.9346 | 11816.1528 | 15138.9567 | 13247.181 | 828.4872 | 22509.3258 | 3026.4955 | 8594.8263 | 14087.7661 | 4263.3521 | 2.4964 | 4260.8557 | 2770.3016 | 3961.4419 | 0 | 90.6079 | 1309.0492 | 645.1812 | 42448.2566 | 11816.1528 | 54264.4095 | 88366.3307 | 16151.6976 | 104518.0283
2004 | Hospital | 3B | 22436.18 | 3628.5902 | 9565.487 | 11157.4994 | 13247.181 | 828.4555 | 22509.3258 | 3026.4955 | 8594.8263 | 14739.4714 | 3408.1671 | 2.4964 | 3405.6706 | 1784.6678 | 8419.1528 | 0 | 90.6079 | 1290.8597 | 642.901 | 43135.0522 | 9565.487 | 52700.5392 | 89050.7828 | 13882.8422 | 102933.625
2004 | Hospital | 3C | 22436.18 | 1117.666 | 12116.3992 | 9730.1958 | 13247.181 | 828.3288 | 22509.3258 | 3026.4955 | 8594.8263 | 14001.2437 | 3306.633 | 2.4964 | 3304.1366 | 1690.798 | 1670.4025 | 0 | 90.6079 | 1311.6834 | 638.4989 | 31514.4425 | 12116.3992 | 43630.8416 | 77425.7392 | 16454.5888 | 93880.3281
2004 | Hospital | 4A | 22436.18 | 3176.0893 | 13519.7998 | 12235.8312 | 13247.181 | 827.2204 | 22509.3258 | 3026.4955 | 8594.8263 | 13843.4637 | 3906.3045 | 2.4964 | 3903.8081 | 1974.4661 | 5607.4902 | 0 | 90.6079 | 1371.5635 | 626.4326 | 40741.1486 | 13519.7998 | 54260.9484 | 86639.2073 | 17917.8588 | 104557.066
2004 | Hospital | 4B | 22436.18 | 3976.2635 | 9909.9605 | 8185.6499 | 13247.181 | 827.8538 | 22509.3258 | 3026.4955 | 8594.8263 | 15036.1876 | 2885.7387 | 2.4964 | 2883.2423 | 1019.8057 | 10790.6341 | 0 | 90.6079 | 1351.9431 | 623.614 | 41891.7831 | 9909.9605 | 51801.7436 | 87787.6565 | 14288.3991 | 102076.0556
2004 | Hospital | 4C | 22436.18 | 2988.6346 | 13127.5544 | 6190.2815 | 13247.181 | 826.2703 | 22509.3258 | 3026.4955 | 8594.8263 | 13800.6775 | 2811.4409 | 2.4964 | 2808.9445 | 600.8432 | 2974.6998 | 0 | 90.6079 | 1390.7828 | 613.9229 | 29364.0812 | 13127.5544 | 42491.6355 | 75248.7118 | 17544.8435 | 92793.5553
2004 | Hospital | 5A | 22436.18 | 3631.5989 | 14274.4589 | 8700.5091 | 13247.181 | 827.4738 | 22509.3258 | 3026.4955 | 8594.8263 | 13872.0617 | 3364.7158 | 2.4964 | 3362.2194 | 1296.5698 | 6694.2146 | 0 | 90.6079 | 1434.8583 | 612.2444 | 37557.1735 | 14274.4589 | 51831.6324 | 83441.2974 | 18735.8235 | 102177.1209
2004 | Hospital | 5B | 22436.18 | 4527.7015 | 10959.2834 | 7877.1841 | 13247.181 | 827.5054 | 22509.3258 | 3026.4955 | 8594.8263 | 15032.6405 | 2773.7853 | 2.4964 | 2771.2889 | 760.7767 | 10841.5911 | 0 | 90.6079 | 1415.6932 | 611.8644 | 41811.1829 | 10959.2834 | 52770.4663 | 87694.9584 | 15401.4828 | 103096.4412
2004 | Hospital | 5C | 22436.18 | 3401.8331 | 13290.7397 | 5278.4706 | 13247.181 | 826.207 | 22509.3258 | 3026.4955 | 8594.8263 | 13766.4423 | 2558.8727 | 2.4964 | 2556.3763 | 364.3317 | 3113.7944 | 0 | 90.6079 | 1425.3082 | 605.3404 | 28481.2482 | 13290.7397 | 41771.988 | 74357.2329 | 17742.5434 | 92099.7764
2004 | Hospital | 6A | 22436.18 | 3689.0166 | 17294.8189 | 8753.1763 | 13247.181 | 827.0937 | 22509.3258 | 3026.4955 | 8594.8263 | 13963.0496 | 3538.4891 | 2.4964 | 3535.9927 | 1401.1441 | 8006.651 | 0 | 90.6395 | 1489.2859 | 608.2224 | 39349.0304 | 17294.8189 | 56643.8493 | 85228.8155 | 21810.6003 | 107039.4158
2004 | Hospital | 6B | 22436.18 | 5020.7718 | 15046.4728 | 7130.4688 | 13247.181 | 826.492 | 22509.3258 | 3026.4955 | 8594.8263 | 14458.2418 | 2856.1273 | 2.4964 | 2853.6309 | 545.5157 | 11351.9215 | 0 | 90.6395 | 1474.034 | 602.3317 | 41360.5505 | 15046.4728 | 56407.0233 | 87233.8432 | 19547.0024 | 106780.8456
2004 | Hospital | 7 | 22436.18 | 4223.1628 | 19145.8465 | 7716.4588 | 13247.181 | 825.9853 | 22509.3258 | 3026.4955 | 8594.8263 | 13977.1745 | 3191.3859 | 2.4964 | 3188.8895 | 983.3218 | 9993.0885 | 0 | 90.6712 | 1553.5996 | 600.1465 | 40082.0959 | 19145.8465 | 59227.9424 | 85952.76 | 23725.9416 | 109678.7016
2004 | Hospital | 8 | 22436.18 | 5203.2226 | 22715.3067 | 5423.6458 | 13247.181 | 821.4248 | 22509.3258 | 3026.4955 | 8594.8263 | 13735.469 | 2664.4921 | 2.4964 | 2661.9957 | 380.0083 | 12760.223 | 0 | 90.7029 | 1649.5878 | 586.9718 | 40164.5646 | 22715.3067 | 62879.8713 | 86017.5252 | 27391.39 | 113408.9152
2007 | Hospital | 0A | 22436.18 | 0 | 9027.5086 | 31660.1506 | 13247.181 | 829.1206 | 22509.3258 | 3026.4955 | 8594.8263 | 14224.0421 | 6095.9366 | 2.4964 | 6093.4402 | 6874.5436 | 0 | 0 | 90.5762 | 1183.8147 | 704.9742 | 58852.1765 | 9027.5086 | 67879.6851 | 104830.677 | 13237.8188 | 118068.4958
2007 | Hospital | 0B | 22436.18 | 135.0409 | 8939.0217 | 24200.8205 | 13247.181 | 829.279 | 22509.3258 | 3026.4955 | 8594.8263 | 14538.9052 | 5595.7723 | 2.4964 | 5593.2759 | 5429.4415 | 89.7844 | 0 | 90.5762 | 1182.4055 | 701.3321 | 49987.2685 | 8939.0217 | 58926.2902 | 95962.2852 | 13147.9336 | 109110.2188
2007 | Hospital | 1A | 22436.18 | 0 | 9898.7953 | 22580.9634 | 13247.181 | 829.374 | 22509.3258 | 3026.4955 | 8594.8263 | 13651.8919 | 5183.7456 | 2.4964 | 5181.2492 | 5854.5162 | 0 | 0 | 90.6079 | 1208.5299 | 691.1344 | 47268.6206 | 9898.7953 | 57167.416 | 93233.5664 | 14133.8207 | 107367.3871
2007 | Hospital | 1B | 22436.18 | 492.2151 | 8858.1662 | 20493.942 | 13247.181 | 828.3288 | 22509.3258 | 3026.4955 | 8594.8263 | 14514.551 | 4866.0638 | 2.4964 | 4863.5674 | 4035.9298 | 250.478 | 0 | 90.5762 | 1210.4486 | 685.4655 | 44650.6834 | 8858.1662 | 53508.8496 | 90608.8834 | 13095.0994 | 103703.9828
2007 | Hospital | 2A | 22436.18 | 869.2782 | 11089.862 | 20617.3917 | 13247.181 | 828.0438 | 22509.3258 | 3026.4955 | 8594.8263 | 13623.1989 | 5153.1207 | 2.4964 | 5150.6243 | 4585.9427 | 1032.0303 | 0 | 90.6079 | 1239.5757 | 673.3675 | 45878.466 | 11089.862 | 56968.328 | 91824.3147 | 15355.9332 | 107180.2479
2007 | Hospital | 2B | 22436.18 | 3977.3086 | 9780.6285 | 14406.493 | 13247.181 | 828.6455 | 22509.3258 | 3026.4955 | 8594.8263 | 14162.0006 | 3773.1321 | 2.4964 | 3770.6357 | 2180.1945 | 8596.5048 | 0 | 90.6079 | 1244.6705 | 658.0709 | 47093.1372 | 9780.6285 | 56873.7657 | 93024.291 | 14051.8053 | 107076.0963
2007 | Hospital | 3A | 22436.18 | 2228.9029 | 12302.5111 | 15334.3923 | 13247.181 | 828.4872 | 22509.3258 | 3026.4955 | 8594.8263 | 13674.2826 | 4364.0627 | 2.4964 | 4361.5663 | 2843.586 | 3960.4285 | 0 | 90.6079 | 1309.1685 | 645.1496 | 42403.1585 | 12302.5111 | 54705.6697 | 88321.201 | 16638.1751 | 104959.3761
2007 | Hospital | 3B | 22436.18 | 3629.1603 | 9857.4082 | 11206.5245 | 13247.181 | 828.4555 | 22509.3258 | 3026.4955 | 8594.8263 | 14296.2497 | 3464.1913 | 2.4964 | 3461.6949 | 1812.1257 | 8419.2795 | 0 | 90.6079 | 1290.9139 | 642.8693 | 42825.0346 | 9857.4082 | 52682.4428 | 88740.8285 | 14174.8284 | 102915.6569
2007 | Hospital | 3C | 22436.18 | 1115.0057 | 12332.6246 | 9605.4793 | 13247.181 | 828.3288 | 22509.3258 | 3026.4955 | 8594.8263 | 13562.0758 | 3290.133 | 2.4964 | 3287.6366 | 1673.4428 | 1668.6923 | 0 | 90.6079 | 1311.8134 | 638.4672 | 30912.3324 | 12332.6246 | 43244.9571 | 76823.5658 | 16670.9444 | 93494.5102
2007 | Hospital | 4A | 22436.18 | 3175.5509 | 14331.5532 | 12319.2183 | 13247.181 | 827.2204 | 22509.3258 | 3026.4955 | 8594.8263 | 13324.3291 | 3983.9277 | 2.4964 | 3981.4312 | 2017.1256 | 5606.8885 | 0 | 90.6079 | 1371.9646 | 626.4326 | 40424.5436 | 14331.5532 | 54756.0968 | 86322.6023 | 18730.0241 | 105052.6264
2007 | Hospital | 4B | 22436.18 | 3976.1368 | 10234.5101 | 8147.0758 | 13247.181 | 827.8538 | 22509.3258 | 3026.4955 | 8594.8263 | 14578.7144 | 2921.3041 | 2.4964 | 2918.8077 | 1015.5302 | 10791.5525 | 0 | 90.6079 | 1352.0298 | 623.614 | 41427.8176 | 10234.5101 | 51662.3277 | 87323.691 | 14613.0354 | 101936.7264
2007 | Hospital | 4C | 22436.18 | 2988.0328 | 13463.0957 | 6163.1087 | 13247.181 | 826.2703 | 22509.3258 | 3026.4955 | 8594.8263 | 13436.8843 | 2822.8421 | 2.4964 | 2820.3457 | 597.2645 | 2973.338 | 0 | 90.6079 | 1391.0972 | 613.9229 | 28978.974 | 13463.0957 | 42442.0697 | 74863.6046 | 17880.6884 | 92744.293
2007 | Hospital | 5A | 22436.18 | 3631.8206 | 15552.7767 | 8595.618 | 13247.181 | 827.4738 | 22509.3258 | 3026.4955 | 8594.8263 | 13524.4835 | 3448.673 | 2.4964 | 3446.1766 | 1308.9844 | 6696.2731 | 0 | 90.6079 | 1434.8041 | 612.3394 | 37203.3563 | 15552.7767 | 52756.133 | 83087.6068 | 20014.0763 | 103101.6831
2007 | Hospital | 5B | 22436.18 | 4526.6881 | 11661.9322 | 7728.1451 | 13247.181 | 827.5054 | 22509.3258 | 3026.4955 | 8594.8263 | 14619.157 | 2797.1577 | 2.4964 | 2794.6613 | 748.4254 | 10845.7715 | 0 | 90.6079 | 1415.704 | 611.8961 | 41262.8485 | 11661.9322 | 52924.7807 | 87146.6874 | 16104.1425 | 103250.8298
2007 | Hospital | 5C | 22436.18 | 3402.4981 | 13856.3492 | 5256.5866 | 13247.181 | 826.207 | 22509.3258 | 3026.4955 | 8594.8263 | 13431.152 | 2556.1174 | 2.4964 | 2553.621 | 363.2549 | 3112.1159 | 0 | 90.6079 | 1425.3516 | 605.3404 | 28119.2285 | 13856.3492 | 41975.5777 | 73995.2131 | 18308.1963 | 92303.4095
2007 | Hospital | 6A | 22436.18 | 3689.0799 | 19242.0298 | 8756.7867 | 13247.181 | 827.0937 | 22509.3258 | 3026.4955 | 8594.8263 | 13613.3495 | 3668.8111 | 2.4964 | 3666.3147 | 1420.7479 | 8009.153 | 0 | 90.6395 | 1489.0583 | 608.4757 | 39155.4317 | 19242.0298 | 58397.4615 | 85035.4702 | 23757.5836 | 108793.0537
2007 | Hospital | 6B | 22436.18 | 5021.0251 | 16384.7142 | 6991.1208 | 13247.181 | 826.492 | 22509.3258 | 3026.4955 | 8594.8263 | 14076.935 | 2869.207 | 2.4964 | 2866.7106 | 533.6712 | 11359.7123 | 0 | 90.6395 | 1473.9582 | 602.5217 | 40849.175 | 16384.7142 | 57233.8892 | 86722.6577 | 20885.1678 | 107607.8256
2007 | Hospital | 7 | 22436.18 | 4214.3902 | 21714.6555 | 7606.3106 | 13247.181 | 825.9853 | 22509.3258 | 3026.4955 | 8594.8263 | 13583.0413 | 3255.4226 | 2.4964 | 3252.9262 | 980.2498 | 9978.837 | 0 | 90.6712 | 1554.0658 | 600.4315 | 39615.7552 | 21714.6555 | 61330.4106 | 85486.6726 | 26295.2276 | 111781.9002
2007 | Hospital | 8 | 22436.18 | 5202.6209 | 26899.4058 | 5267.7344 | 13247.181 | 821.4248 | 22509.3258 | 3026.4955 | 8594.8263 | 13416.4571 | 2714.214 | 2.4964 | 2711.7176 | 360.1829 | 12762.725 | 0 | 90.7029 | 1650.1624 | 587.0034 | 39721.438 | 26899.4058 | 66620.8438 | 85574.4302 | 31576.0636 | 117150.4939
2010 | Hospital | 0A | 22436.18 | 0 | 4152.1536 | 21369.8709 | 11356.3236 | 673.1458 | 22013.7853 | 3026.4955 | 8286.8039 | 9484.5316 | 3201.5203 | 2.4964 | 3199.0239 | 3345.1437 | 0 | 873.2052 | 83.6088 | 1175.0777 | 704.2141 | 38271.7754 | 4152.1536 | 42423.929 | 81392.1217 | 8353.7376 | 89745.8593
2010 | Hospital | 0B | 22436.18 | 105.3344 | 4257.2799 | 17882.2121 | 11356.767 | 673.2725 | 22013.7853 | 3026.4955 | 8286.8039 | 9709.927 | 2920.1323 | 2.4964 | 2917.6359 | 2400.0476 | 95.5801 | 0 | 83.6088 | 1173.7118 | 701.1738 | 33110.7372 | 4257.2799 | 37368.0171 | 76228.6449 | 8457.4981 | 84686.143
2010 | Hospital | 1A | 22436.18 | 0 | 4740.6789 | 16120.9168 | 11357.1154 | 673.3359 | 22013.7853 | 3026.4955 | 8286.8039 | 9306.5779 | 2684.2225 | 2.4964 | 2681.7261 | 2661.9902 | 0 | 873.2052 | 83.6088 | 1199.7929 | 691.0711 | 31644.4162 | 4740.6789 | 36385.095 | 74752.6962 | 8966.9672 | 83719.6634
2010 | Hospital | 1B | 22436.18 | 344.4429 | 4707.606 | 16815.6615 | 11357.3054 | 672.5124 | 22013.7853 | 3026.4955 | 8286.8039 | 9673.3798 | 2616.1003 | 2.4964 | 2613.6039 | 1840.6287 | 252.1565 | 0 | 83.6088 | 1202.633 | 685.4021 | 31539.8735 | 4707.606 | 36247.4795 | 74641.7879 | 8936.7345 | 83578.5223
2010 | Hospital | 2A | 22436.18 | 578.4525 | 5754.0021 | 13821.6114 | 11357.147 | 672.2591 | 22013.7853 | 3026.4955 | 8286.8039 | 9104.1432 | 2607.2961 | 2.4964 | 2604.7997 | 2047.5605 | 914.8513 | 779.2404 | 83.6088 | 1231.3915 | 672.6075 | 29850.659 | 5754.0021 | 35604.6611 | 72939.3353 | 10011.8999 | 82951.2352
2010 | Hospital | 2B | 22436.18 | 2699.2024 | 5080.9465 | 9411.0255 | 11357.0837 | 672.7658 | 22013.7853 | 3026.4955 | 8286.8039 | 9775.7373 | 1938.3623 | 2.4964 | 1935.8659 | 887.235 | 8222.7988 | 0 | 83.6088 | 1236.9741 | 657.9443 | 32931.865 | 5080.9465 | 38012.8115 | 76006.3532 | 9344.416 | 85350.7692
2010 | Hospital | 3A | 22436.18 | 1483.8028 | 6646.5352 | 9227.1495 | 11358.0021 | 672.6391 | 22013.7853 | 3026.4955 | 8286.8039 | 9143.9524 | 2185.4517 | 2.4964 | 2182.9553 | 1172.6768 | 3298.2721 | 734.364 | 83.6088 | 1302.4477 | 644.2628 | 27243.1729 | 6646.5352 | 33889.7081 | 70304.7714 | 10975.4783 | 81280.2497
2010 | Hospital | 3B | 22436.18 | 2455.9768 | 5245.6494 | 7750.1557 | 11356.8937 | 672.6075 | 22013.7853 | 3026.4955 | 8286.8039 | 10013.1356 | 1790.9385 | 2.4964 | 1788.4421 | 762.1069 | 7818.2779 | 0 | 83.6088 | 1283.3476 | 643.1544 | 30588.095 | 5245.6494 | 35833.7444 | 73647.4766 | 9555.4925 | 83202.9691
2010 | Hospital | 3C | 22436.18 | 738.006 | 6227.3849 | 6348.5999 | 11356.9253 | 672.5124 | 22013.7853 | 3026.4955 | 8286.8039 | 9304.2343 | 1605.0673 | 2.4964 | 1602.5709 | 598.4046 | 1541.0622 | 0 | 83.6088 | 1305.136 | 638.4672 | 20132.8779 | 6227.3849 | 26360.2628 | 63187.5089 | 10559.0272 | 73746.5361
2010 | Hospital | 4A | 22436.18 | 2115.936 | 7665.2133 | 7402.6408 | 11356.957 | 671.594 | 22013.7853 | 3026.4955 | 8286.8039 | 9313.9253 | 2051.931 | 2.4964 | 2049.4346 | 808.0917 | 4441.2108 | 754.3161 | 83.6088 | 1366.7072 | 625.6409 | 26885.5553 | 7665.2133 | 34550.7686 | 69926.4416 | 12058.4052 | 81984.8467
2010 | Hospital | 4B | 22436.18 | 2714.3724 | 5553.8957 | 5654.1084 | 11356.2919 | 672.1007 | 22013.7853 | 3026.4955 | 8286.8039 | 10449.8965 | 1568.8368 | 2.4964 | 1566.3404 | 397.9969 | 9862.7664 | 0 | 83.6088 | 1345.9486 | 623.804 | 30645.481 | 5553.8957 | 36199.3767 | 73684.4038 | 9926.3398 | 83610.7435
2010 | Hospital | 4C | 22436.18 | 1984.8539 | 7788.2798 | 4014.1408 | 11357.9704 | 670.8339 | 22013.7853 | 3026.4955 | 8286.8039 | 9418.8163 | 1470.1214 | 2.4964 | 1467.625 | 205.0632 | 2581.9918 | 0 | 83.6088 | 1385.4496 | 613.9546 | 19672.4911 | 7788.2798 | 27460.7709 | 62701.9445 | 12200.2357 | 74902.1802
2010 | Hospital | 5A | 22436.18 | 2450.7196 | 8327.9167 | 5537.2778 | 11357.0837 | 671.8157 | 22013.7853 | 3026.4955 | 8286.8039 | 9465.783 | 1843.099 | 2.4964 | 1840.6026 | 486.4195 | 5014.7545 | 702.6306 | 83.6088 | 1430.7933 | 612.5295 | 25498.1876 | 8327.9167 | 33826.1043 | 68526.3109 | 12785.2163 | 81311.5272
2010 | Hospital | 5B | 22436.18 | 3089.5985 | 6723.4883 | 4710.5641 | 11356.672 | 671.8474 | 22013.7853 | 3026.4955 | 8286.8039 | 10564.1936 | 1475.2836 | 2.4964 | 1472.7872 | 250.1297 | 9485.165 | 0 | 83.6088 | 1411.2162 | 611.8327 | 29572.4381 | 6723.4883 | 36295.9264 | 72599.4846 | 11161.2109 | 83760.6955
2010 | Hospital | 5C | 22436.18 | 2243.7878 | 8189.8368 | 3293.68 | 11358.3188 | 670.7706 | 22013.7853 | 3026.4955 | 8286.8039 | 9524.4991 | 1353.2591 | 2.4964 | 1350.7627 | 203.0364 | 2621.2942 | 0 | 83.6088 | 1420.1809 | 605.372 | 19237.0603 | 8189.8368 | 27426.8971 | 62258.2478 | 12636.524 | 74894.7719
2010 | Hospital | 6A | 22436.18 | 2497.9079 | 11173.1782 | 5933.5645 | 11357.147 | 671.499 | 22013.7853 | 3026.4955 | 8286.8039 | 9557.8793 | 1993.9432 | 2.4964 | 1991.4468 | 528.3189 | 5498.007 | 721.5059 | 83.6088 | 1485.6545 | 609.8692 | 26728.6304 | 11173.1782 | 37901.8087 | 69753.8717 | 15685.3282 | 85439.2
2010 | Hospital | 6B | 22436.18 | 3382.2293 | 9634.7546 | 4256.543 | 11357.4004 | 671.024 | 22013.7853 | 3026.4955 | 8286.8039 | 10092.0889 | 1510.9757 | 2.4964 | 1508.4793 | 171.018 | 8788.7734 | 707.4128 | 83.6088 | 1470.3918 | 603.3452 | 28906.5447 | 9634.7546 | 38541.2993 | 71925.0086 | 14131.6419 | 86056.6505
2010 | Hospital | 7 | 22436.18 | 2848.1464 | 12816.9233 | 5035.1816 | 11357.2104 | 670.6123 | 22013.7853 | 3026.4955 | 8286.8039 | 9552.4954 | 1792.997 | 2.4964 | 1790.5006 | 350.3019 | 6724.4594 | 734.2056 | 83.6088 | 1551.8869 | 602.5217 | 27035.291 | 12816.9233 | 39852.2144 | 70052.3298 | 17395.3057 | 87447.6355
2010 | Hospital | 8 | 22436.18 | 3502.322 | 16226.7212 | 3368.1045 | 11363.7661 | 666.9069 | 22013.7853 | 3026.4955 | 8286.8039 | 9441.1754 | 1509.2972 | 2.4964 | 1506.8008 | 176.1169 | 8242.5609 | 757.1664 | 83.6088 | 1649.0675 | 591.1522 | 26994.2467 | 16226.7212 | 43220.9679 | 70002.7663 | 20902.2842 | 90905.0505
2013 | Hospital | 0A | 22436.18 | 0 | 4124.1214 | 20043.1196 | 10978.5955 | 673.1458 | 21903.6371 | 3026.4955 | 8267.3585 | 9069.7496 | 2888.7474 | 2.4964 | 2886.251 | 3190.0874 | 0 | 873.2052 | 83.6088 | 1175.0777 | 571.2318 | 36062.4128 | 4124.1214 | 40186.5342 | 78542.4551 | 8325.7054 | 86868.1604
2013 | Hospital | 0B | 22436.18 | 3.8321 | 4268.1199 | 16537.0606 | 10979.4823 | 673.2725 | 21903.6371 | 3026.4955 | 8267.3585 | 9092.552 | 2470.8301 | 2.4964 | 2468.3337 | 2258.1027 | 9.4693 | 873.2052 | 83.6088 | 1173.7227 | 568.0648 | 31242.5555 | 4268.1199 | 35510.6755 | 73720.4442 | 8468.3381 | 82188.7823
2013 | Hospital | 1A | 22436.18 | 0 | 4658.1323 | 15826.7658 | 10988.9833 | 673.3359 | 21903.6371 | 3026.4955 | 8267.3585 | 8908.1059 | 2335.9792 | 2.4964 | 2333.4828 | 2630.6369 | 0 | 873.2052 | 83.6088 | 1199.7929 | 559.1972 | 30572.1966 | 4658.1323 | 35230.3289 | 73050.8138 | 8884.4315 | 81935.2452
2013 | Hospital | 1B | 22436.18 | 10.9895 | 4716.007 | 15471.6818 | 10985.1829 | 672.5124 | 21903.6371 | 3026.4955 | 8267.3585 | 9154.5619 | 2229.948 | 2.4964 | 2227.4516 | 1639.7459 | 27.8379 | 873.2052 | 83.6088 | 1202.6438 | 553.5599 | 29405.4738 | 4716.007 | 34121.4809 | 71873.7982 | 8945.1572 | 80818.9554
2013 | Hospital | 2A | 22436.18 | 95.485 | 5578.2206 | 13171.173 | 10987.6215 | 672.2591 | 21903.6371 | 3026.4955 | 8267.3585 | 8772.875 | 2242.9961 | 2.4964 | 2240.4997 | 1936.2088 | 465.0739 | 781.2356 | 83.6088 | 1231.4132 | 541.8737 | 27462.551 | 5578.2206 | 33040.7717 | 69921.406 | 9836.1293 | 79757.5353
2013 | Hospital | 2B | 22436.18 | 482.0491 | 4884.9051 | 8727.4919 | 10992.277 | 672.7658 | 21903.6371 | 3026.4955 | 8267.3585 | 9380.844 | 1643.673 | 2.4964 | 1641.1766 | 717.8322 | 3555.8759 | 694.5864 | 83.6088 | 1237.0066 | 527.4322 | 25199.8562 | 4884.9051 | 30084.7613 | 67649.3686 | 9148.4072 | 76797.7757
2013 | Hospital | 3A | 22436.18 | 296.1778 | 6388.4348 | 9045.5221 | 10992.5303 | 672.6391 | 21903.6371 | 3026.4955 | 8267.3585 | 8971.826 | 1851.2382 | 2.4964 | 1848.7418 | 1113.6122 | 1948.4967 | 738.4494 | 83.6088 | 1302.4585 | 515.2076 | 23962.826 | 6388.4348 | 30351.2608 | 66400.2721 | 10717.3996 | 77117.6717
2013 | Hospital | 3B | 22436.18 | 446.0719 | 5010.5407 | 7308.2325 | 10988.4132 | 672.6075 | 21903.6371 | 3026.4955 | 8267.3585 | 9766.5213 | 1513.826 | 2.4964 | 1511.3296 | 625.3241 | 3690.3467 | 671.4673 | 83.6088 | 1283.3151 | 513.7507 | 24019.2936 | 5010.5407 | 29029.8343 | 66451.1975 | 9320.3512 | 75771.5487
2013 | Hospital | 3C | 22436.18 | 117.4957 | 5961.3713 | 6444.9717 | 10985.0245 | 672.5124 | 21903.6371 | 3026.4955 | 8267.3585 | 8947.2184 | 1360.0998 | 2.4964 | 1357.6034 | 522.555 | 843.7205 | 0 | 83.6088 | 1305.1468 | 510.2354 | 18233.5646 | 5961.3713 | 24194.9359 | 60658.4694 | 10293.0244 | 70951.4939
2013 | Hospital | 4A | 22436.18 | 450.6324 | 7341.5201 | 7129.5187 | 10979.4506 | 671.594 | 21903.6371 | 3026.4955 | 8267.3585 | 9201.8135 | 1737.8279 | 2.4964 | 1735.3315 | 762.8353 | 2925.7379 | 754.8544 | 83.6088 | 1366.5771 | 497.599 | 22960.7239 | 7341.5201 | 30302.2439 | 65366.4366 | 11734.6035 | 77101.0401
2013 | Hospital | 4B | 22436.18 | 518.9129 | 5151.775 | 5352.0716 | 10975.6502 | 672.1007 | 21903.6371 | 3026.4955 | 8267.3585 | 10293.0984 | 1318.2321 | 2.4964 | 1315.7357 | 267.9282 | 5188.7178 | 661.808 | 83.6088 | 1345.8402 | 495.5405 | 23598.2726 | 5151.775 | 28750.0477 | 65998.6648 | 9524.1107 | 75522.7755
2013 | Hospital | 4C | 22436.18 | 260.1691 | 7010.5532 | 3868.7755 | 10986.9881 | 670.8339 | 21903.6371 | 3026.4955 | 8267.3585 | 9308.8898 | 1214.7979 | 2.4964 | 1212.3015 | 133.7424 | 982.9101 | 664.2782 | 83.6088 | 1385.5038 | 487.0213 | 16431.0666 | 7010.5532 | 23441.6198 | 58833.0106 | 11422.5633 | 70255.5739
2013 | Hospital | 5A | 22436.18 | 511.5338 | 7989.7629 | 5202.3042 | 10980.4324 | 671.8157 | 21903.6371 | 3026.4955 | 8267.3585 | 9368.8728 | 1550.5315 | 2.4964 | 1548.0351 | 474.3533 | 3182.9617 | 708.2995 | 83.6088 | 1430.7824 | 485.2161 | 20996.3604 | 7989.7629 | 28986.1234 | 63390.957 | 12447.0517 | 75838.0087
2013 | Hospital | 5B | 22436.18 | 515.2392 | 5985.0675 | 4328.7189 | 10976.9803 | 671.8474 | 21903.6371 | 3026.4955 | 8267.3585 | 10364.6092 | 1244.536 | 2.4964 | 1242.0396 | 114.202 | 4456.6341 | 689.9309 | 83.6088 | 1411.2379 | 484.2026 | 21711.374 | 5985.0675 | 27696.4415 | 64101.4735 | 10422.8009 | 74524.2744
2013 | Hospital | 5C | 22436.18 | 321.7355 | 7230.887 | 3141.3473 | 10986.608 | 670.7706 | 21903.6371 | 3026.4955 | 8267.3585 | 9369.1895 | 1106.1698 | 2.4964 | 1103.6734 | 117.5274 | 899.9664 | 703.1057 | 83.6088 | 1420.1376 | 478.9137 | 15656.5451 | 7230.887 | 22887.4321 | 58049.9382 | 11677.5201 | 69727.4583
2013 | Hospital | 6A | 22436.18 | 552.2615 | 9245.6853 | 5057.0339 | 10980.6224 | 671.499 | 21903.6371 | 3026.4955 | 8267.3585 | 9467.6832 | 1653.2373 | 2.4964 | 1650.7409 | 487.8447 | 3589.3828 | 725.2747 | 83.6088 | 1485.687 | 482.6191 | 21530.2216 | 9245.6853 | 30775.9069 | 63921.9996 | 13757.8678 | 77679.8674
2013 | Hospital | 6B | 22436.18 | 638.2772 | 7890.978 | 3601.9241 | 10980.2107 | 671.024 | 21903.6371 | 3026.4955 | 8267.3585 | 10001.861 | 1229.5877 | 2.4964 | 1227.0913 | 86.6175 | 4782.7084 | 712.3216 | 83.6088 | 1470.3593 | 476.2851 | 21050.8012 | 7890.978 | 28941.7792 | 63435.4217 | 12387.8436 | 75823.2653
2013 | Hospital | 7 | 22436.18 | 641.9192 | 10568.0678 | 4128.5329 | 10978.7539 | 670.6123 | 21903.6371 | 3026.4955 | 8267.3585 | 9547.3332 | 1482.3143 | 2.4964 | 1479.8179 | 326.8661 | 4645.799 | 736.4859 | 83.6088 | 1551.8436 | 475.6201 | 21506.7542 | 10568.0678 | 32074.8219 | 63888.7778 | 15146.4068 | 79035.1846
2013 | Hospital | 8 | 22436.18 | 811.7654 | 13144.6057 | 2352.986 | 11002.7281 | 666.9069 | 21903.6371 | 3026.4955 | 8267.3585 | 9478.3243 | 1221.7019 | 2.4964 | 1219.2055 | 84.4956 | 5920.8332 | 758.4648 | 83.6088 | 1648.9808 | 464.7572 | 20626.0748 | 13144.6057 | 33770.6805 | 63017.5677 | 17820.0928 | 80837.6605
2016 | Hospital | 0A | 22436.18 | 0 | 4150.5276 | 19517.0809 | 10761.086 | 491.5501 | 21903.6371 | 3026.4955 | 8165.8878 | 8992.2531 | 2562.1347 | 2.4964 | 2559.6383 | 3182.0116 | 0 | 643.5977 | 83.6088 | 1076.3253 | 571.4851 | 34894.5816 | 4150.5276 | 39045.1092 | 76874.3012 | 8253.3484 | 85127.6495
2016 | Hospital | 0B | 22436.18 | 3.7687 | 4288.3799 | 16208.231 | 10761.276 | 491.6451 | 21903.6371 | 3026.4955 | 8165.8878 | 9009.0382 | 2257.1209 | 2.4964 | 2254.6245 | 2262.8848 | 9.2476 | 643.5977 | 83.6088 | 1077.1166 | 568.1598 | 30391.3926 | 4288.3799 | 34679.7725 | 72368.0719 | 8391.992 | 80760.0638
2016 | Hospital | 1A | 22436.18 | 0 | 4648.528 | 16033.1909 | 10765.8681 | 491.7084 | 21903.6371 | 3026.4955 | 8165.8878 | 8847.2045 | 2146.0542 | 2.4964 | 2143.5578 | 2626.7731 | 0 | 643.5977 | 83.6088 | 1101.0513 | 559.4189 | 30294.3241 | 4648.528 | 34942.8521 | 72266.8862 | 8776.0748 | 81042.9611
2016 | Hospital | 1B | 22436.18 | 10.8945 | 4722.6953 | 15219.3985 | 10762.0994 | 491.075 | 21903.6371 | 3026.4955 | 8165.8878 | 9096.8908 | 2071.9147 | 2.4964 | 2069.4183 | 1650.4504 | 27.5212 | 643.5977 | 83.6088 | 1113.9292 | 553.0215 | 28718.1715 | 4722.6953 | 33440.8668 | 70679.9976 | 8863.1309 | 79543.1284
2016 | Hospital | 2A | 22436.18 | 94.9783 | 5583.5431 | 13132.8206 | 10764.5063 | 490.9167 | 21903.6371 | 3026.4955 | 8165.8878 | 8720.5879 | 2043.1584 | 2.4964 | 2040.662 | 1931.2683 | 460.8302 | 602.8068 | 83.6088 | 1147.208 | 542.0004 | 26983.954 | 5583.5431 | 32567.4971 | 68937.0074 | 9757.2358 | 78694.2432
2016 | Hospital | 2B | 22436.18 | 479.3888 | 4459.7061 | 8498.2961 | 10769.2251 | 491.265 | 21903.6371 | 3026.4955 | 8165.8878 | 9353.7028 | 1559.5258 | 2.4964 | 1557.0294 | 713.4618 | 3552.9306 | 570.9468 | 83.6088 | 1154.8719 | 527.4955 | 24725.7563 | 4459.7061 | 29185.4624 | 66669.3404 | 8641.0843 | 75310.4247
2016 | Hospital | 3A | 22436.18 | 294.7527 | 6365.2588 | 8977.4949 | 10769.4785 | 491.17 | 21903.6371 | 3026.4955 | 8165.8878 | 8925.5244 | 1710.9401 | 2.4964 | 1708.4437 | 1108.45 | 1934.0869 | 580.0994 | 83.6088 | 1240.7789 | 515.3026 | 23528.852 | 6365.2588 | 29894.1108 | 65460.4648 | 10632.5332 | 76092.9981
2016 | Hospital | 3B | 22436.18 | 443.285 | 4851.0951 | 7272.6355 | 10765.2981 | 491.17 | 21903.6371 | 3026.4955 | 8165.8878 | 9710.2754 | 1425.7834 | 2.4964 | 1423.287 | 631.4365 | 3650.1892 | 556.7269 | 83.6088 | 1214.5353 | 513.7824 | 23687.8354 | 4851.0951 | 28538.9305 | 65613.621 | 9092.1259 | 74705.7468
2016 | Hospital | 3C | 22436.18 | 116.9256 | 5693.8943 | 6258.6571 | 10761.846 | 491.075 | 21903.6371 | 3026.4955 | 8165.8878 | 8903.0704 | 1169.8898 | 2.4964 | 1167.3934 | 523.4418 | 836.7214 | 0 | 83.6088 | 1245.516 | 510.8371 | 17806.2097 | 5693.8943 | 23500.1039 | 59725.5662 | 9965.8949 | 69691.4612
2016 | Hospital | 4A | 22436.18 | 448.5105 | 7434.0937 | 7033.6536 | 10759.5658 | 490.4416 | 21903.6371 | 3026.4955 | 8165.8878 | 9156.5254 | 1473.1934 | 2.4964 | 1470.697 | 757.4197 | 2906.3559 | 593.9709 | 83.6088 | 1327.3905 | 497.6624 | 22367.133 | 7434.0937 | 29801.2267 | 64270.3696 | 11787.9905 | 76058.3601
2016 | Hospital | 4B | 22436.18 | 513.339 | 5137.0218 | 5295.319 | 10755.9554 | 490.8217 | 21903.6371 | 3026.4955 | 8165.8878 | 10208.6661 | 1234.8766 | 2.4964 | 1232.3802 | 264.4762 | 5112.6148 | 535.603 | 83.6088 | 1301.4829 | 495.5405 | 23162.3984 | 5137.0218 | 28299.4202 | 65060.3461 | 9465.0002 | 74525.3463
2016 | Hospital | 4C | 22436.18 | 258.4589 | 6865.0587 | 3757.4238 | 10767.5783 | 489.8716 | 21903.6371 | 3026.4955 | 8165.8878 | 9263.475 | 1133.406 | 2.4964 | 1130.9096 | 139.538 | 974.8976 | 555.2068 | 83.6088 | 1351.5312 | 487.2746 | 16079.9096 | 6865.0587 | 22944.9684 | 57980.2642 | 11243.0962 | 69223.3605
2016 | Hospital | 5A | 22436.18 | 509.2853 | 8050.1634 | 5185.7091 | 10758.9007 | 490.5683 | 21903.6371 | 3026.4955 | 8165.8878 | 9331.5972 | 1301.2253 | 2.4964 | 1298.7289 | 476.3801 | 3174.3791 | 575.6339 | 83.6088 | 1406.5225 | 485.2161 | 20551.7136 | 8050.1634 | 28601.877 | 62442.0288 | 12483.1814 | 74925.2102
2016 | Hospital | 5B | 22436.18 | 510.3937 | 6005.1974 | 4298.3474 | 10755.3537 | 490.6 | 21903.6371 | 3026.4955 | 8165.8878 | 10337.1513 | 1051.4757 | 2.4964 | 1048.9793 | 113.3153 | 4402.13 | 542.4754 | 83.6088 | 1383.0864 | 484.2026 | 21252.7924 | 6005.1974 | 27257.9898 | 63138.5788 | 10414.7902 | 73553.369
2016 | Hospital | 5C | 22436.18 | 319.9303 | 6926.4782 | 3003.7095 | 10765.2031 | 489.8399 | 21903.6371 | 3026.4955 | 8165.8878 | 9373.3382 | 911.1142 | 2.4964 | 908.6178 | 117.559 | 894.5508 | 563.726 | 83.6088 | 1398.9887 | 479.1354 | 15181.4317 | 6926.4782 | 22107.9099 | 57071.1452 | 11351.9624 | 68423.1076
2016 | Hospital | 6A | 22436.18 | 549.5062 | 9084.9173 | 5073.3756 | 10757.5706 | 490.3466 | 21903.6371 | 3026.4955 | 8165.8878 | 9440.0669 | 1371.7544 | 2.4964 | 1369.258 | 488.2564 | 3581.3703 | 582.918 | 83.6088 | 1469.5788 | 482.6508 | 21084.7514 | 9084.9173 | 30169.6687 | 62970.9812 | 13581.0024 | 76551.9836
2016 | Hospital | 6B | 22436.18 | 634.0651 | 7690.4163 | 3575.2263 | 10757.1589 | 489.9982 | 21903.6371 | 3026.4955 | 8165.8878 | 9972.1863 | 997.4466 | 2.4964 | 994.9502 | 85.1606 | 4743.1526 | 573.227 | 83.6088 | 1453.2104 | 476.2851 | 20577.9681 | 7690.4163 | 28268.3844 | 62457.0721 | 12170.1222 | 74627.1943
2016 | Hospital | 7 | 22436.18 | 638.6572 | 10156.2887 | 4029.5324 | 10755.7337 | 489.7132 | 21903.6371 | 3026.4955 | 8165.8878 | 9533.9368 | 1171.5683 | 2.4964 | 1169.0719 | 327.6261 | 4633.3843 | 582.3163 | 83.6088 | 1545.2528 | 475.6201 | 20914.5252 | 10156.2887 | 31070.8138 | 62791.1906 | 14728.037 | 77519.2276
2016 | Hospital | 8 | 22436.18 | 807.1733 | 12486.4442 | 2322.6145 | 10779.7079 | 486.9896 | 21903.6371 | 3026.4955 | 8165.8878 | 9461.3175 | 865.066 | 2.4964 | 862.5696 | 95.3584 | 5897.334 | 579.2443 | 83.6088 | 1647.8318 | 464.7889 | 20025.6116 | 12486.4442 | 32512.0558 | 61912.7598 | 17160.7715 | 79073.5313
2019 | Hospital | 0A | 22436.18 | 0 | 601.8151 | 20745.9719 | 10376.8972 | 491.5501 | 21829.2126 | 3026.4955 | 8164.811 | 8812.9693 | 2342.4399 | 2.4964 | 2339.9435 | 3025.3084 | 0 | 611.421 | 83.6088 | 1076.3686 | 405.661 | 35535.6141 | 601.8151 | 36137.4292 | 76889.8828 | 4704.6901 | 81594.5729
2019 | Hospital | 0B | 22436.18 | 3.7687 | 688.5568 | 18239.0064 | 10378.449 | 491.6451 | 21829.2126 | 3026.4955 | 8164.811 | 8821.8368 | 2089.8716 | 2.4964 | 2087.3752 | 2057.0615 | 9.216 | 611.421 | 83.6088 | 1077.0732 | 403.6341 | 31829.6857 | 688.5568 | 32518.2425 | 73183.5744 | 4792.1255 | 77975.6999
2019 | Hospital | 1A | 22436.18 | 0 | 830.9077 | 16484.4884 | 10383.4845 | 491.7084 | 21829.2126 | 3026.4955 | 8164.811 | 8658.6413 | 1894.7211 | 2.4964 | 1892.2247 | 2405.3998 | 0 | 611.421 | 83.6088 | 1101.1164 | 395.3049 | 30052.1752 | 830.9077 | 30883.0829 | 71402.802 | 4958.5195 | 76361.3215
2019 | Hospital | 1B | 22436.18 | 10.8628 | 871.0699 | 16399.6444 | 10381.8694 | 491.075 | 21829.2126 | 3026.4955 | 8164.811 | 9028.6736 | 1924.7126 | 2.4964 | 1922.2162 | 1539.5104 | 27.3945 | 611.421 | 83.6088 | 1113.875 | 391.8212 | 29539.723 | 871.0699 | 30410.7929 | 70884.6491 | 5011.4512 | 75896.1003
2019 | Hospital | 2A | 22436.18 | 94.7566 | 1184.2483 | 14837.9967 | 10380.9826 | 490.9167 | 21829.2126 | 3026.4955 | 8164.811 | 8643.8515 | 1762.3405 | 2.4964 | 1759.8441 | 1804.3032 | 458.2016 | 576.0773 | 83.6088 | 1147.2406 | 382.0035 | 28175.031 | 1184.2483 | 29359.2793 | 69509.031 | 5357.9844 | 74867.0153
2019 | Hospital | 2B | 22436.18 | 476.2851 | 860.425 | 9431.611 | 10382.8195 | 491.265 | 21829.2126 | 3026.4955 | 8164.811 | 9436.4565 | 1355.001 | 2.4964 | 1352.5045 | 654.2705 | 3534.7204 | 550.3296 | 83.6088 | 1154.9261 | 374.9728 | 25436.1777 | 860.425 | 26296.6027 | 66765.3639 | 5041.8466 | 71807.2105
2019 | Hospital | 3A | 22436.18 | 292.4724 | 1914.6042 | 9989.4147 | 10384.403 | 491.17 | 21829.2126 | 3026.4955 | 8164.811 | 9151.0782 | 1306.1025 | 2.4964 | 1303.6061 | 993.9946 | 1893.7077 | 553.3382 | 83.6088 | 1240.7789 | 360.943 | 24177.6119 | 1914.6042 | 26092.2161 | 65494.2884 | 6181.8786 | 71676.167
2019 | Hospital | 3B | 22436.18 | 442.0499 | 1243.4456 | 8205.4753 | 10380.6659 | 491.17 | 21829.2126 | 3026.4955 | 8164.811 | 9614.4419 | 1136.2563 | 2.4964 | 1133.7599 | 556.4419 | 3637.4895 | 535.9514 | 83.6088 | 1214.6328 | 362.3048 | 24125.6098 | 1243.4456 | 25369.0554 | 65439.8793 | 5484.5739 | 70924.4532
2019 | Hospital | 3C | 22436.18 | 116.6406 | 1548.4615 | 7465.1574 | 10379.0824 | 491.075 | 21829.2126 | 3026.4955 | 8164.811 | 8762.0756 | 1173.3735 | 2.4964 | 1170.8771 | 414.2436 | 833.111 | 0 | 83.6088 | 1245.722 | 357.2376 | 18762.1053 | 1548.4615 | 20310.5668 | 60069.6608 | 5820.6898 | 65890.3506
2019 | Hospital | 4A | 22436.18 | 444.3301 | 3000.3928 | 7989.4542 | 10379.0507 | 490.4416 | 21829.2126 | 3026.4955 | 8164.811 | 9016.1956 | 1078.9652 | 2.4964 | 1076.4688 | 680.8417 | 2827.4976 | 553.3382 | 83.6088 | 1327.6507 | 346.3114 | 22588.1263 | 3000.3928 | 25588.5191 | 63884.0273 | 7354.5498 | 71238.577
2019 | Hospital | 4B | 22436.18 | 511.3121 | 1742.9202 | 6344.2611 | 10376.2638 | 490.8217 | 21829.2126 | 3026.4955 | 8164.811 | 10088.1618 | 923.9406 | 2.4964 | 921.4442 | 221.0883 | 5076.511 | 530.9475 | 83.6088 | 1301.4396 | 347.0399 | 23693.726 | 1742.9202 | 25436.6462 | 64988.0118 | 6070.8553 | 71058.8671
2019 | Hospital | 4C | 22436.18 | 257.2871 | 2705.87 | 4934.8194 | 10383.9913 | 489.8716 | 21829.2126 | 3026.4955 | 8164.811 | 9061.1037 | 964.0665 | 2.4964 | 961.5701 | 90.8296 | 956.244 | 508.8736 | 83.6088 | 1351.6721 | 338.4573 | 16770.7273 | 2705.87 | 19476.5973 | 58063.2079 | 7084.0376 | 65147.2455
2019 | Hospital | 5A | 22436.18 | 499.6893 | 4012.5236 | 6079.8483 | 10378.734 | 490.5683 | 21829.2126 | 3026.4955 | 8164.811 | 9334.3841 | 855.6284 | 2.4964 | 853.132 | 413.4202 | 2992.7517 | 542.4121 | 83.6088 | 1406.761 | 336.1771 | 20715.6376 | 4012.5236 | 24728.1611 | 62001.3091 | 8445.78 | 70447.0891
2019 | Hospital | 5B | 22436.18 | 504.3764 | 2699.3118 | 5239.6115 | 10376.5488 | 490.6 | 21829.2126 | 3026.4955 | 8164.811 | 10262.4418 | 855.2483 | 2.4964 | 852.7519 | 179.3789 | 4292.2668 | 538.7384 | 83.6088 | 1383.0648 | 337.2538 | 21869.5657 | 2699.3118 | 24568.8774 | 63154.0654 | 7108.872 | 70262.9374
2019 | Hospital | 5C | 22436.18 | 319.4236 | 6845.8069 | 3082.6945 | 10383.2312 | 489.8399 | 21829.2126 | 3026.4955 | 8164.811 | 9187.4987 | 892.2389 | 2.4964 | 889.7425 | 118.1608 | 891.0988 | 509.8553 | 83.6088 | 1399.0863 | 331.3315 | 14998.4741 | 6845.8069 | 21844.281 | 56282.9739 | 11271.3886 | 67554.3625
2019 | Hospital | 6A | 22436.18 | 540.5436 | 5367.2417 | 5837.4461 | 10378.8291 | 490.3466 | 21829.2126 | 3026.4955 | 8164.811 | 9425.8788 | 719.0674 | 2.4964 | 716.5709 | 425.3281 | 3399.4261 | 552.2298 | 83.6088 | 1469.7306 | 333.6751 | 20897.4234 | 5367.2417 | 26264.6651 | 62180.4663 | 9863.4678 | 72043.934
2019 | Hospital | 6B | 22436.18 | 632.3232 | 7625.3872 | 3647.7189 | 10378.9241 | 489.9982 | 21829.2126 | 3026.4955 | 8164.811 | 9919.7724 | 967.4552 | 2.4964 | 964.9588 | 168.326 | 4722.5671 | 539.6568 | 83.6088 | 1453.2863 | 330.4131 | 20595.3232 | 7625.3872 | 28220.7104 | 61874.7874 | 12105.1689 | 73979.9564
2019 | Hospital | 7 | 22436.18 | 636.0603 | 9937.1798 | 4059.9356 | 10379.0191 | 489.7132 | 21829.2126 | 3026.4955 | 8164.811 | 9510.6593 | 1126.8186 | 2.4964 | 1124.3222 | 322.5589 | 4612.1021 | 553.6866 | 83.6088 | 1545.3829 | 328.0695 | 20819.3251 | 9937.1798 | 30756.5049 | 62096.2558 | 14509.069 | 76605.3248
2019 | Hospital | 8 | 22436.18 | 803.8163 | 12099.3587 | 2350.9908 | 10397.1977 | 486.9896 | 21829.2126 | 3026.4955 | 8164.811 | 9287.7976 | 839.0966 | 2.4964 | 836.6002 | 95.0733 | 5877.4769 | 559.0388 | 83.6088 | 1648.0919 | 319.6136 | 19810.794 | 12099.3587 | 31910.1527 | 61094.7553 | 16773.9461 | 77868.7014
2004 | Large Hotel | 0A | 11345.29 | 0 | 692.0798 | 24531.8987 | 4599.9091 | 970.7488 | 5546.3988 | 1939.1134 | 3279.1751 | 4523.6478 | 1525.2272 | 4.7847 | 1520.4425 | 0 | 0 | 1573.4923 | 294.531 | 1902.3875 | 238.6334 | 32149.4813 | 692.0798 | 32841.5611 | 47083.599 | 4533.5807 | 51617.1797
2004 | Large Hotel | 0B | 11345.29 | 0 | 984.8899 | 28406.1215 | 4599.9091 | 970.9389 | 5546.3988 | 1939.1134 | 3279.1751 | 4218.9191 | 1421.793 | 4.7847 | 1417.0083 | 0 | 0 | 183.1476 | 294.4677 | 1919.9374 | 239.4569 | 34225.1964 | 984.8899 | 35210.0863 | 49160.3276 | 4843.9407 | 54004.2683
2004 | Large Hotel | 1A | 11345.29 | 0 | 1112.0214 | 17131.3798 | 4599.9091 | 971.0339 | 5546.3988 | 1939.1134 | 3279.1751 | 4484.947 | 1214.8929 | 4.7847 | 1210.1082 | 0 | 0 | 1535.9317 | 294.5627 | 1971.7418 | 237.9367 | 24362.3667 | 1112.0214 | 25474.3881 | 39296.1677 | 5022.8874 | 44319.0551
2004 | Large Hotel | 1B | 11345.29 | 0 | 1513.7626 | 22200.1316 | 4599.9091 | 969.8304 | 5546.3988 | 1939.1134 | 3279.1751 | 4003.5631 | 1162.0356 | 4.7847 | 1157.251 | 0 | 0 | 179.9489 | 294.4993 | 1981.8772 | 238.4118 | 27540.8946 | 1513.7626 | 29054.6572 | 42473.9038 | 5434.7532 | 47908.657
2004 | Large Hotel | 2A | 11345.29 | 0 | 2049.573 | 15395.6738 | 4599.9091 | 969.482 | 5546.3988 | 1939.1134 | 3279.1751 | 4040.4269 | 1220.7518 | 4.7847 | 1215.9671 | 0 | 0 | 1520.8251 | 294.5943 | 2052.9659 | 236.5116 | 22172.8929 | 2049.573 | 24222.4659 | 37103.7486 | 6041.6632 | 43145.4117
2004 | Large Hotel | 2B | 11345.29 | 0 | 2183.5554 | 11636.0014 | 4599.9091 | 970.2105 | 5546.3988 | 1939.1134 | 3279.1751 | 3648.9541 | 829.4373 | 4.7847 | 824.6526 | 0 | 0 | 173.1399 | 294.4993 | 2058.2992 | 234.7064 | 16282.748 | 2183.5554 | 18466.3034 | 31212.4318 | 6180.9788 | 37393.4107
2004 | Large Hotel | 3A | 11345.29 | 0 | 2748.4495 | 8691.7365 | 4599.9091 | 970.0204 | 5546.3988 | 1939.1134 | 3279.1751 | 3901.459 | 847.6475 | 4.7847 | 842.8629 | 0 | 0 | 1512.6225 | 294.626 | 2194.5255 | 234.548 | 14948.6809 | 2748.4495 | 17697.1304 | 29878.1114 | 6882.0884 | 36760.1998
2004 | Large Hotel | 3B | 11345.29 | 0 | 1747.0394 | 6846.5473 | 4599.9091 | 969.9888 | 5546.3988 | 1939.1134 | 3279.1751 | 3453.0751 | 641.2542 | 4.7847 | 636.4695 | 0 | 0 | 1078.7119 | 294.4993 | 2158.0272 | 235.0547 | 12014.8037 | 1747.0394 | 13761.8432 | 26944.5826 | 5844.1909 | 32788.7735
2004 | Large Hotel | 3C | 11345.29 | 0 | 3037.4005 | 6141.2247 | 4599.9091 | 969.8304 | 5546.3988 | 1939.1134 | 3279.1751 | 3889.7727 | 668.8704 | 4.7847 | 664.0857 | 0 | 0 | 0 | 294.5943 | 2209.8207 | 235.6881 | 10695.0832 | 3037.4005 | 13732.4837 | 25625.4638 | 7186.3455 | 32811.8093
2004 | Large Hotel | 4A | 11345.29 | 0 | 3808.9158 | 6165.6106 | 4599.9091 | 968.5319 | 5546.3988 | 1939.1134 | 3279.1751 | 4175.0561 | 693.9214 | 4.7847 | 689.1367 | 0 | 0 | 1526.779 | 294.721 | 2307.2615 | 232.1094 | 12556.5824 | 3808.9158 | 16365.4983 | 27482.1809 | 8055.3016 | 35537.4825
2004 | Large Hotel | 4B | 11345.29 | 0 | 4593.5692 | 5013.1076 | 4599.9091 | 969.2604 | 5546.3988 | 1939.1134 | 3279.1751 | 3364.6525 | 564.9611 | 4.7847 | 560.1765 | 0 | 0 | 171.6831 | 294.5627 | 2275.2076 | 233.1229 | 9109.6196 | 4593.5692 | 13703.1889 | 24036.8333 | 8807.8902 | 32844.7235
2004 | Large Hotel | 4C | 11345.29 | 0 | 3699.6812 | 2407.2684 | 4599.9091 | 967.4235 | 5546.3988 | 1939.1134 | 3279.1751 | 3861.0797 | 451.6459 | 4.7847 | 446.8612 | 0 | 0 | 965.65 | 294.6577 | 2341.5484 | 233.3762 | 7680.8593 | 3699.6812 | 11380.5404 | 22606.5844 | 7980.343 | 30586.9273
2004 | Large Hotel | 5A | 11345.29 | 0 | 4533.6999 | 3928.6952 | 4599.9091 | 968.817 | 5546.3988 | 1939.1134 | 3279.1751 | 4172.2375 | 570.0283 | 4.7847 | 565.2437 | 0 | 0 | 1462.1089 | 294.721 | 2403.4882 | 231.3493 | 10128.2852 | 4533.6999 | 14661.9851 | 25053.4403 | 8876.3015 | 33929.7417
2004 | Large Hotel | 5B | 11345.29 | 0 | 6931.367 | 3712.0407 | 4599.9091 | 968.8803 | 5546.3988 | 1939.1134 | 3279.1751 | 3392.8071 | 507.4484 | 4.7847 | 502.6637 | 0 | 0 | 178.5871 | 294.626 | 2376.5399 | 231.4444 | 7786.0987 | 6931.367 | 14717.4657 | 22711.2537 | 11247.0203 | 33958.2741
2004 | Large Hotel | 5C | 11345.29 | 0 | 3863.376 | 1461.1588 | 4599.9091 | 967.3601 | 5546.3988 | 1939.1134 | 3279.1751 | 3910.8333 | 367.0236 | 4.7847 | 362.239 | 0 | 0 | 1124.6967 | 294.6893 | 2396.0736 | 232.9645 | 6858.9277 | 3863.376 | 10722.3037 | 21784.1778 | 8198.563 | 29982.7408
2004 | Large Hotel | 6A | 11345.29 | 0 | 5578.0364 | 4089.8955 | 4599.9091 | 968.3736 | 5546.3988 | 1939.1134 | 3279.1751 | 4174.9928 | 620.7003 | 4.7847 | 615.9157 | 0 | 0 | 1469.5197 | 294.7844 | 2475.1839 | 229.8609 | 10350.3236 | 5578.0364 | 15928.3599 | 25273.5784 | 9992.3337 | 35265.9121
2004 | Large Hotel | 6B | 11345.29 | 0 | 4456.4107 | 2449.6428 | 4599.9091 | 967.6768 | 5546.3988 | 1939.1134 | 3279.1751 | 3629.9204 | 432.7706 | 4.7847 | 427.9859 | 0 | 0 | 1472.1166 | 294.6577 | 2456.7668 | 230.811 | 7979.6657 | 4456.4107 | 12436.0764 | 22903.0789 | 8852.2909 | 31755.3698
2004 | Large Hotel | 7 | 11345.29 | 0 | 7039.7236 | 3153.9203 | 4599.9091 | 967.0751 | 5546.3988 | 1939.1134 | 3279.1751 | 3996.1523 | 560.179 | 4.7847 | 555.3943 | 0 | 0 | 1525.9556 | 294.816 | 2560.2129 | 228.6891 | 9231.4225 | 7039.7236 | 16271.1461 | 24152.2704 | 11539.0499 | 35691.3203
2004 | Large Hotel | 8 | 11345.29 | 0 | 9801.051 | 1585.4319 | 4599.9091 | 961.7546 | 5546.3988 | 1939.1134 | 3279.1751 | 4116.2132 | 472.7698 | 4.7847 | 467.9851 | 0 | 0 | 1529.6293 | 294.8794 | 2674.8567 | 226.2822 | 7699.2595 | 9801.051 | 17500.3106 | 22612.4433 | 14415.032 | 37027.4753
2007 | Large Hotel | 0A | 11345.29 | 0 | 19.8914 | 25535.426 | 4599.9091 | 970.7488 | 5546.3988 | 1939.1134 | 3279.1751 | 2908.5095 | 1251.1867 | 4.7847 | 1246.402 | 0 | 0 | 0 | 294.341 | 1900.4688 | 242.2438 | 29690.3375 | 19.8914 | 29710.2289 | 44627.9388 | 3859.4736 | 48487.4124
2007 | Large Hotel | 0B | 11345.29 | 0 | 87.6414 | 22043.0167 | 4599.9091 | 970.9389 | 5546.3988 | 1939.1134 | 3279.1751 | 2984.0107 | 1138.7899 | 4.7847 | 1134.0052 | 0 | 0 | 0 | 294.3093 | 1918.9944 | 242.5922 | 26161.0327 | 87.6414 | 26248.6741 | 41099.1408 | 3945.7492 | 45044.8899
2007 | Large Hotel | 1A | 11345.29 | 0 | 41.127 | 15936.9141 | 4599.9091 | 971.0339 | 5546.3988 | 1939.1134 | 3279.1751 | 2593.4563 | 987.0272 | 4.7847 | 982.2425 | 0 | 0 | 0 | 294.3726 | 1970.3976 | 241.7688 | 19512.6129 | 41.127 | 19553.7399 | 34450.0876 | 3950.6488 | 38400.7364
2007 | Large Hotel | 1B | 11345.29 | 0 | 440.1365 | 17297.964 | 4599.9091 | 969.8304 | 5546.3988 | 1939.1134 | 3279.1751 | 2732.5509 | 947.6931 | 4.7847 | 942.9084 | 0 | 0 | 0 | 294.341 | 1980.7498 | 241.6738 | 20973.4233 | 440.1365 | 21413.5598 | 35909.5362 | 4360.0106 | 40269.5468
2007 | Large Hotel | 2A | 11345.29 | 0 | 621.1537 | 14093.2767 | 4599.9091 | 969.482 | 5546.3988 | 1939.1134 | 3279.1751 | 2208.0007 | 926.5692 | 4.7847 | 921.7845 | 0 | 0 | 0 | 294.4043 | 2052.077 | 240.6603 | 17223.0619 | 621.1537 | 17844.2156 | 32157.8763 | 4612.3441 | 36770.2205
2007 | Large Hotel | 2B | 11345.29 | 0 | 714.4644 | 8664.5003 | 4599.9091 | 970.2105 | 5546.3988 | 1939.1134 | 3279.1751 | 2186.8768 | 643.9461 | 4.7847 | 639.1614 | 0 | 0 | 0 | 294.3726 | 2057.2586 | 237.9367 | 11490.5386 | 714.4644 | 12205.003 | 26423.2944 | 4710.8364 | 31134.1308
2007 | Large Hotel | 3A | 11345.29 | 0 | 2329.2125 | 7703.4425 | 4599.9091 | 970.0204 | 5546.3988 | 1939.1134 | 3279.1751 | 2028.5268 | 666.8119 | 4.7847 | 662.0272 | 0 | 0 | 0 | 294.4043 | 2193.8426 | 238.7918 | 10393.9965 | 2329.2125 | 12723.209 | 25327.5124 | 6462.1793 | 31789.6917
2007 | Large Hotel | 3B | 11345.29 | 0 | 1508.9497 | 6108.1929 | 4599.9091 | 969.9888 | 5546.3988 | 1939.1134 | 3279.1751 | 2021.0527 | 540.5752 | 4.7847 | 535.7906 | 0 | 0 | 0 | 294.3726 | 2156.9107 | 238.0001 | 8665.0362 | 1508.9497 | 10173.9859 | 23597.602 | 5604.9738 | 29202.5758
2007 | Large Hotel | 3C | 11345.29 | 0 | 878.3652 | 4298.6324 | 4599.9091 | 969.8304 | 5546.3988 | 1939.1134 | 3279.1751 | 1922.9074 | 498.0741 | 4.7847 | 493.2894 | 0 | 0 | 0 | 294.4043 | 2209.0402 | 239.6786 | 6714.8292 | 878.3652 | 7593.1944 | 21649.0103 | 5026.5188 | 26675.5291
2007 | Large Hotel | 4A | 11345.29 | 0 | 4333.8537 | 5413.7331 | 4599.9091 | 968.5319 | 5546.3988 | 1939.1134 | 3279.1751 | 2058.4867 | 569.6483 | 4.7847 | 564.8636 | 0 | 0 | 0 | 294.436 | 2306.5786 | 237.43 | 8037.0834 | 4333.8537 | 12370.9371 | 22967.7807 | 8579.5565 | 31547.3372
2007 | Large Hotel | 4B | 11345.29 | 0 | 2597.5458 | 4196.2117 | 4599.9091 | 969.2604 | 5546.3988 | 1939.1134 | 3279.1751 | 2093.482 | 494.4004 | 4.7847 | 489.6157 | 0 | 0 | 0 | 294.2776 | 2273.7876 | 238.5701 | 6779.3094 | 2597.5458 | 9376.8552 | 21711.7169 | 6810.4468 | 28522.1637
2007 | Large Hotel | 4C | 11345.29 | 0 | 3508.0191 | 2002.1141 | 4599.9091 | 967.4235 | 5546.3988 | 1939.1134 | 3279.1751 | 1884.0166 | 391.7579 | 4.7847 | 386.9732 | 0 | 0 | 0 | 294.4043 | 2341.0931 | 238.2217 | 4273.1039 | 3508.0191 | 7781.123 | 19203.3895 | 7788.2256 | 26991.6152
2007 | Large Hotel | 5A | 11345.29 | 0 | 6056.4923 | 3271.9227 | 4599.9091 | 968.817 | 5546.3988 | 1939.1134 | 3279.1751 | 2039.3263 | 483.4742 | 4.7847 | 478.6895 | 0 | 0 | 0 | 294.4677 | 2402.8594 | 236.2582 | 5789.9386 | 6056.4923 | 11846.4308 | 20719.7491 | 10398.4651 | 31118.2143
2007 | Large Hotel | 5B | 11345.29 | 0 | 4363.7829 | 3227.6164 | 4599.9091 | 968.8803 | 5546.3988 | 1939.1134 | 3279.1751 | 2074.9867 | 451.0125 | 4.7847 | 446.2278 | 0 | 0 | 0 | 294.3093 | 2374.5345 | 238.1901 | 5748.8309 | 4363.7829 | 10112.6138 | 20680.4783 | 8677.4417 | 29357.92
2007 | Large Hotel | 5C | 11345.29 | 0 | 4333.6586 | 1272.1522 | 4599.9091 | 967.3601 | 5546.3988 | 1939.1134 | 3279.1751 | 1857.1921 | 337.5072 | 4.7847 | 332.7225 | 0 | 0 | 0 | 294.436 | 2395.6075 | 237.905 | 3462.0669 | 4333.6586 | 7795.7254 | 18392.0041 | 8668.3794 | 27060.3836
2007 | Large Hotel | 6A | 11345.29 | 0 | 8005.6977 | 3443.0041 | 4599.9091 | 968.3736 | 5546.3988 | 1939.1134 | 3279.1751 | 2126.6405 | 533.8929 | 4.7847 | 529.1082 | 0 | 0 | 0 | 294.531 | 2474.4251 | 234.8964 | 6098.7527 | 8005.6977 | 14104.4505 | 21026.8214 | 12419.2362 | 33446.0577
2007 | Large Hotel | 6B | 11345.29 | 0 | 6542.0701 | 2251.4203 | 4599.9091 | 967.6768 | 5546.3988 | 1939.1134 | 3279.1751 | 1983.8405 | 424.4097 | 4.7847 | 419.625 | 0 | 0 | 0 | 294.436 | 2455.8345 | 235.0231 | 4654.8858 | 6542.0701 | 11196.9558 | 19582.3211 | 10937.018 | 30519.3391
2007 | Large Hotel | 7 | 11345.29 | 0 | 9517.4224 | 2679.8204 | 4599.9091 | 967.0751 | 5546.3988 | 1939.1134 | 3279.1751 | 2156.822 | 517.9312 | 4.7847 | 513.1465 | 0 | 0 | 0 | 294.5627 | 2559.5408 | 233.6613 | 5349.7889 | 9517.4224 | 14867.2113 | 20275.3557 | 14016.0875 | 34291.4432
2007 | Large Hotel | 8 | 11345.29 | 0 | 13573.1868 | 1424.8333 | 4599.9091 | 961.7546 | 5546.3988 | 1939.1134 | 3279.1751 | 2308.838 | 494.4004 | 4.7847 | 489.6157 | 0 | 0 | 0 | 294.5627 | 2673.9353 | 232.5845 | 4223.287 | 13573.1868 | 17796.4738 | 19142.4248 | 18186.2463 | 37328.6711
2010 | Large Hotel | 0A | 11345.29 | 0 | 30.2328 | 18660.8508 | 4013.7291 | 780.7605 | 5527.5234 | 1939.1134 | 3120.5401 | 2850.7117 | 417.6006 | 4.7847 | 412.8159 | 0 | 0 | 1016.2903 | 287.4369 | 1900.2845 | 241.9588 | 22940.6687 | 30.2328 | 22970.9015 | 36917.3706 | 3869.6415 | 40787.0121
2010 | Large Hotel | 0B | 11345.29 | 0 | 77.7553 | 22114.0842 | 4013.9191 | 780.8872 | 5527.5234 | 1939.1134 | 3120.5401 | 3692.5637 | 536.9015 | 4.7847 | 532.1168 | 0 | 0 | 116.4506 | 287.3419 | 1916.2735 | 245.2525 | 26455.2153 | 77.7553 | 26532.9706 | 40435.4959 | 3933.1422 | 44368.6382
2010 | Large Hotel | 1A | 11345.29 | 0 | 58.6336 | 13203.0646 | 4015.5343 | 780.9822 | 5527.5234 | 1939.1134 | 3120.5401 | 2576.9246 | 329.7164 | 4.7847 | 324.9317 | 0 | 0 | 990.6693 | 287.4369 | 1970.4735 | 241.4521 | 17095.5902 | 58.6336 | 17154.2237 | 31073.8756 | 3968.2205 | 35042.0961
2010 | Large Hotel | 1B | 11345.29 | 0 | 488.1035 | 17108.7674 | 4015.0593 | 780.0004 | 5527.5234 | 1939.1134 | 3120.5401 | 3185.8436 | 451.8676 | 4.7847 | 447.0829 | 0 | 0 | 117.2423 | 287.3736 | 1979.2539 | 243.5106 | 20858.9363 | 488.1035 | 21347.0398 | 34837.7601 | 4406.4817 | 39244.2418
2010 | Large Hotel | 2A | 11345.29 | 0 | 337.7961 | 11034.6514 | 4013.8241 | 779.7471 | 5527.5234 | 1939.1134 | 3120.5401 | 2197.2013 | 328.7029 | 4.7847 | 323.9183 | 0 | 0 | 826.3336 | 287.4369 | 2052.3589 | 240.5653 | 14382.1046 | 337.7961 | 14719.9007 | 28356.5896 | 4329.2684 | 32685.8579
2010 | Large Hotel | 2B | 11345.29 | 0 | 901.7037 | 8207.7555 | 4014.2358 | 780.2855 | 5527.5234 | 1939.1134 | 3120.5401 | 2220.4154 | 256.9387 | 4.7847 | 252.154 | 0 | 0 | 110.9717 | 287.4052 | 2057.3236 | 238.4118 | 10791.2966 | 901.7037 | 11693.0004 | 24764.5148 | 4898.1516 | 29662.6664
2010 | Large Hotel | 3A | 11345.29 | 0 | 831.9917 | 6499.9825 | 4014.2675 | 780.1588 | 5527.5234 | 1939.1134 | 3120.5401 | 2014.1487 | 268.4032 | 4.7847 | 263.6186 | 0 | 0 | 750.0089 | 287.4369 | 2193.9726 | 239.0135 | 9527.7586 | 831.9917 | 10359.7503 | 23501.4519 | 4965.0777 | 28466.5296
2010 | Large Hotel | 3B | 11345.29 | 0 | 1886.6912 | 5884.286 | 4014.4259 | 780.1271 | 5527.5234 | 1939.1134 | 3120.5401 | 2088.0981 | 239.6469 | 4.7847 | 234.8622 | 0 | 0 | 0 | 287.4052 | 2156.8348 | 238.5384 | 8207.2463 | 1886.6912 | 10093.9375 | 22180.5912 | 5982.6394 | 28163.2306
2010 | Large Hotel | 3C | 11345.29 | 0 | 1099.8047 | 3789.7589 | 4014.9642 | 780.0004 | 5527.5234 | 1939.1134 | 3120.5401 | 2033.8474 | 203.163 | 4.7847 | 198.3784 | 0 | 0 | 0 | 287.4052 | 2209.0511 | 240.8187 | 6021.9847 | 1099.8047 | 7121.7894 | 19998.0532 | 5247.98 | 25246.0332
2010 | Large Hotel | 4A | 11345.29 | 0 | 861.9643 | 4517.9155 | 4012.684 | 778.9553 | 5527.5234 | 1939.1134 | 3120.5401 | 2118.1213 | 242.5289 | 4.7847 | 237.7442 | 0 | 0 | 775.5033 | 287.4052 | 2306.2859 | 239.6469 | 7649.2843 | 861.9643 | 8511.2485 | 21620.824 | 5107.3744 | 26728.1984
2010 | Large Hotel | 4B | 11345.29 | 0 | 3154.6351 | 3998.0525 | 4012.4306 | 779.5571 | 5527.5234 | 1939.1134 | 3120.5401 | 2112.579 | 257.7938 | 4.7847 | 253.0091 | 0 | 0 | 0 | 287.4052 | 2273.7984 | 237.6517 | 6363.6406 | 3154.6351 | 9518.2757 | 20333.5651 | 7367.5578 | 27701.1229
2010 | Large Hotel | 4C | 11345.29 | 0 | 3908.8064 | 1746.1888 | 4013.064 | 778.0686 | 5527.5234 | 1939.1134 | 3120.5401 | 1987.2292 | 223.1785 | 4.7847 | 218.3938 | 0 | 0 | 0 | 287.4052 | 2340.6704 | 239.4569 | 3951.8118 | 3908.8064 | 7860.6182 | 17922.6547 | 8188.5902 | 26111.2449
2010 | Large Hotel | 5A | 11345.29 | 0 | 1324.106 | 2851.4401 | 4012.0823 | 779.2087 | 5527.5234 | 1939.1134 | 3120.5401 | 2073.6883 | 212.9808 | 4.7847 | 208.1961 | 0 | 0 | 704.9425 | 287.4052 | 2402.209 | 239.3619 | 5838.267 | 1324.106 | 7162.373 | 19809.205 | 5665.4284 | 25474.6334
2010 | Large Hotel | 5B | 11345.29 | 0 | 5045.9224 | 2984.2958 | 4012.5573 | 779.2404 | 5527.5234 | 1939.1134 | 3120.5401 | 2120.8449 | 263.3044 | 4.7847 | 258.5197 | 0 | 0 | 0 | 287.4052 | 2374.6971 | 237.24 | 5363.6604 | 5045.9224 | 10409.5828 | 19332.9515 | 9359.7438 | 28692.6953
2010 | Large Hotel | 5C | 11345.29 | 0 | 821.8346 | 1156.8734 | 4012.779 | 778.0052 | 5527.5234 | 1939.1134 | 3120.5401 | 2029.3503 | 168.1677 | 4.7847 | 163.383 | 0 | 0 | 749.5972 | 287.3736 | 2394.5777 | 241.1354 | 4099.2039 | 821.8346 | 4921.0385 | 18071.3454 | 5155.5257 | 23226.8711
2010 | Large Hotel | 6A | 11345.29 | 0 | 2377.1253 | 2955.5394 | 4012.2406 | 778.8286 | 5527.5234 | 1939.1134 | 3120.5401 | 2134.5263 | 237.7784 | 4.7847 | 232.9937 | 0 | 0 | 751.1491 | 287.4369 | 2473.7097 | 238.1584 | 6074.2085 | 2377.1253 | 8451.3338 | 20043.753 | 6789.9592 | 26833.7122
2010 | Large Hotel | 6B | 11345.29 | 0 | 1774.1503 | 2008.4797 | 4011.7972 | 778.2902 | 5527.5234 | 1939.1134 | 3120.5401 | 2082.0808 | 194.2004 | 4.7847 | 189.4158 | 0 | 0 | 732.1787 | 287.4052 | 2455.0432 | 237.7467 | 5012.155 | 1774.1503 | 6786.3053 | 18980.2427 | 6168.3069 | 25148.5496
2010 | Large Hotel | 7 | 11345.29 | 0 | 3371.847 | 2340.223 | 4011.3855 | 777.8152 | 5527.5234 | 1939.1134 | 3120.5401 | 2154.3517 | 237.715 | 4.7847 | 232.9303 | 0 | 0 | 749.8189 | 287.4369 | 2558.6953 | 237.0499 | 5477.324 | 3371.847 | 8849.171 | 19443.8598 | 7869.6666 | 27313.5264
2010 | Large Hotel | 8 | 11345.29 | 0 | 5803.2916 | 1280.1331 | 4012.8424 | 773.5081 | 5527.5234 | 1939.1134 | 3120.5401 | 2274.7611 | 247.2794 | 4.7847 | 242.4947 | 0 | 0 | 791.94 | 287.4369 | 2672.5153 | 235.8465 | 4589.3289 | 5803.2916 | 10392.6204 | 18551.7793 | 10414.9202 | 28966.6995
2013 | Large Hotel | 0A | 11345.29 | 0 | 44.9968 | 16528.7313 | 2887.4172 | 780.7605 | 5251.4877 | 1939.1134 | 3108.6639 | 1899.7883 | 382.7003 | 4.7847 | 377.9156 | 0 | 0 | 1014.1367 | 287.4369 | 1900.5013 | 197.3041 | 19820.572 | 44.9968 | 19865.5688 | 32338.427 | 3884.6116 | 36223.0386
2013 | Large Hotel | 0B | 11345.29 | 0 | 85.159 | 14471.2898 | 2888.589 | 780.8872 | 5251.4877 | 1939.1134 | 3108.6639 | 1790.4634 | 361.9248 | 4.7847 | 357.1401 | 0 | 0 | 982.5301 | 287.4052 | 1916.577 | 197.7475 | 17601.4234 | 85.159 | 17686.5825 | 30120.9886 | 3940.8603 | 34061.8489
2013 | Large Hotel | 1A | 11345.29 | 0 | 80.7472 | 11561.8302 | 2892.1994 | 780.9822 | 5251.4877 | 1939.1134 | 3108.6639 | 1797.9059 | 298.2997 | 4.7847 | 293.5151 | 0 | 0 | 982.0867 | 287.4369 | 1970.6361 | 196.8924 | 14635.3379 | 80.7472 | 14716.0851 | 27157.7851 | 3990.4967 | 31148.2818
2013 | Large Hotel | 1B | 11345.29 | 0 | 154.0039 | 11350.338 | 2891.4077 | 780.0004 | 5251.4877 | 1939.1134 | 3108.6639 | 1742.2617 | 321.8305 | 4.7847 | 317.0459 | 0 | 0 | 984.462 | 287.4052 | 1979.3948 | 197.4624 | 14394.1075 | 154.0039 | 14548.1114 | 26915.3196 | 4072.5121 | 30987.8317
2013 | Large Hotel | 2A | 11345.29 | 0 | 417.3183 | 9836.7337 | 2889.6658 | 779.7471 | 5251.4877 | 1939.1134 | 3108.6639 | 1737.8279 | 308.3074 | 4.7847 | 303.5228 | 0 | 0 | 769.961 | 287.4369 | 2052.5106 | 195.974 | 12648.0454 | 417.3183 | 13065.3637 | 25165.8054 | 4408.9424 | 29574.7478
2013 | Large Hotel | 2B | 11345.29 | 0 | 263.8564 | 6259.8289 | 2890.6476 | 780.2855 | 5251.4877 | 1939.1134 | 3108.6639 | 1745.0803 | 222.7351 | 4.7847 | 217.9504 | 0 | 0 | 647.7465 | 287.4052 | 2057.3344 | 194.4855 | 8870.6061 | 263.8564 | 9134.4626 | 21388.3978 | 4260.3043 | 25648.7021
2013 | Large Hotel | 3A | 11345.29 | 0 | 868.6851 | 5778.0648 | 2890.9959 | 780.1588 | 5251.4877 | 1939.1134 | 3108.6639 | 1673.3161 | 252.1882 | 4.7847 | 247.4035 | 0 | 0 | 684.072 | 287.4369 | 2194.1136 | 194.4538 | 8382.8565 | 868.6851 | 9251.5416 | 20900.8699 | 5001.9229 | 25902.7927
2013 | Large Hotel | 3B | 11345.29 | 0 | 382.587 | 4613.5589 | 2890.4576 | 780.1271 | 5251.4877 | 1939.1134 | 3108.6639 | 1738.9364 | 197.6525 | 4.7847 | 192.8678 | 0 | 0 | 642.711 | 287.4052 | 2157.0299 | 195.0239 | 7188.0741 | 382.587 | 7570.661 | 19705.9924 | 4478.7411 | 24184.7335
2013 | Large Hotel | 3C | 11345.29 | 0 | 1142.5902 | 3230.34 | 2890.8059 | 780.0004 | 5251.4877 | 1939.1134 | 3108.6639 | 1760.4086 | 187.4547 | 4.7847 | 182.6701 | 0 | 0 | 0 | 287.4369 | 2209.192 | 196.259 | 5173.4187 | 1142.5902 | 6316.0089 | 17692.8255 | 5290.9064 | 22983.732
2013 | Large Hotel | 4A | 11345.29 | 0 | 836.7288 | 3959.035 | 2885.7704 | 778.9553 | 5251.4877 | 1939.1134 | 3108.6639 | 1800.0278 | 225.8388 | 4.7847 | 221.0541 | 0 | 0 | 777.7835 | 287.4052 | 2306.2534 | 195.2772 | 6757.9004 | 836.7288 | 7594.6292 | 19270.2449 | 5082.0955 | 24352.3404
2013 | Large Hotel | 4B | 11345.29 | 0 | 440.9387 | 3230.5934 | 2884.5669 | 779.5571 | 5251.4877 | 1939.1134 | 3108.6639 | 1825.4905 | 193.8204 | 4.7847 | 189.0357 | 0 | 0 | 624.9124 | 287.3736 | 2273.354 | 194.8338 | 5870.032 | 440.9387 | 6310.9707 | 18381.2997 | 4653.4169 | 23034.7166
2013 | Large Hotel | 4C | 11345.29 | 0 | 780.2415 | 1408.0165 | 2887.6073 | 778.0686 | 5251.4877 | 1939.1134 | 3108.6639 | 1777.6688 | 167.1226 | 4.7847 | 162.3379 | 0 | 0 | 668.9021 | 287.4052 | 2340.2042 | 196.4807 | 4016.9253 | 780.2415 | 4797.1668 | 16531.4233 | 5059.5592 | 21590.9825
2013 | Large Hotel | 5A | 11345.29 | 0 | 1349.4824 | 2436.8481 | 2884.9153 | 779.2087 | 5251.4877 | 1939.1134 | 3108.6639 | 1804.8733 | 198.6026 | 4.7847 | 193.8179 | 0 | 0 | 706.9061 | 287.4052 | 2402.3608 | 194.8972 | 5142.4454 | 1349.4824 | 6491.9279 | 17653.8398 | 5690.9458 | 23344.7856
2013 | Large Hotel | 5B | 11345.29 | 0 | 813.3794 | 2388.0447 | 2884.947 | 779.2404 | 5251.4877 | 1939.1134 | 3108.6639 | 1802.5297 | 177.1936 | 4.7847 | 172.409 | 0 | 0 | 661.9663 | 287.4052 | 2374.5887 | 194.4221 | 5024.9497 | 813.3794 | 5838.3291 | 17535.8373 | 5127.0815 | 22662.9189
2013 | Large Hotel | 5C | 11345.29 | 0 | 825.0649 | 853.8549 | 2886.0554 | 778.0052 | 5251.4877 | 1939.1134 | 3108.6639 | 1811.3973 | 148.6907 | 4.7847 | 143.906 | 0 | 0 | 756.5963 | 287.3736 | 2394.7403 | 196.734 | 3565.7545 | 825.0649 | 4390.8194 | 16078.8907 | 5158.9186 | 21237.8093
2013 | Large Hotel | 6A | 11345.29 | 0 | 2358.3938 | 2549.245 | 2884.9153 | 778.8286 | 5251.4877 | 1939.1134 | 3108.6639 | 1813.3292 | 223.6535 | 4.7847 | 218.8689 | 0 | 0 | 750.0723 | 287.4369 | 2473.753 | 193.662 | 5331.5153 | 2358.3938 | 7689.9091 | 17841.3262 | 6771.2602 | 24612.5864
2013 | Large Hotel | 6B | 11345.29 | 0 | 1759.7656 | 1647.6001 | 2883.8069 | 778.2902 | 5251.4877 | 1939.1134 | 3108.6639 | 1763.6706 | 179.1572 | 4.7847 | 174.3725 | 0 | 0 | 732.9705 | 287.4052 | 2455.1624 | 193.3137 | 4318.6137 | 1759.7656 | 6078.3793 | 16826.3343 | 6154.0523 | 22980.3866
2013 | Large Hotel | 7 | 11345.29 | 0 | 3349.0397 | 1971.8692 | 2882.9518 | 777.8152 | 5251.4877 | 1939.1134 | 3108.6639 | 1814.4693 | 222.7984 | 4.7847 | 218.0138 | 0 | 0 | 752.7959 | 287.4369 | 2558.5652 | 192.5219 | 4757.1482 | 3349.0397 | 8106.1879 | 17262.842 | 7846.7291 | 25109.5711
2013 | Large Hotel | 8 | 11345.29 | 0 | 5448.9862 | 1031.9353 | 2886.4038 | 773.5081 | 5251.4877 | 1939.1134 | 3108.6639 | 1843.479 | 228.4357 | 4.7847 | 223.651 | 0 | 0 | 790.0081 | 287.4369 | 2672.667 | 191.4135 | 3889.0735 | 5448.9862 | 9338.0597 | 16392.772 | 10060.7774 | 26453.5495
2016 | Large Hotel | 0A | 11345.29 | 0 | 36.7801 | 15768.8414 | 2620.4708 | 579.751 | 5251.4877 | 1939.1134 | 3079.1791 | 1701.0907 | 298.8381 | 4.7847 | 294.0534 | 0 | 0 | 956.6874 | 287.4369 | 1897.7154 | 197.5575 | 18720.6729 | 36.7801 | 18757.453 | 30741.2772 | 3873.609 | 34614.8862
2016 | Large Hotel | 0B | 11345.29 | 0 | 76.4437 | 13942.3375 | 2621.6426 | 579.846 | 5251.4877 | 1939.1134 | 3079.1791 | 1596.4214 | 281.6413 | 4.7847 | 276.8566 | 0 | 0 | 931.5414 | 287.4052 | 1895.8076 | 197.9375 | 16747.1568 | 76.4437 | 16823.6005 | 28769.4397 | 3911.3755 | 32680.8152
2016 | Large Hotel | 1A | 11345.29 | 0 | 66.9153 | 11035.8232 | 2623.1311 | 579.9094 | 5251.4877 | 1939.1134 | 3079.1791 | 1615.9934 | 235.8148 | 4.7847 | 231.0301 | 0 | 0 | 932.4598 | 287.4369 | 1968.1104 | 197.1141 | 13815.3066 | 66.9153 | 13882.2219 | 25838.3495 | 3974.1391 | 29812.4887
2016 | Large Hotel | 1B | 11345.29 | 0 | 137.7005 | 10988.5399 | 2622.4343 | 579.181 | 5251.4877 | 1939.1134 | 3079.1791 | 1555.282 | 249.3062 | 4.7847 | 244.5216 | 0 | 0 | 933.5683 | 287.4052 | 1971.8068 | 197.6525 | 13721.9118 | 137.7005 | 13859.6123 | 25744.0363 | 4048.6208 | 29792.657
2016 | Large Hotel | 2A | 11345.29 | 0 | 421.069 | 9460.7474 | 2620.9142 | 578.9909 | 5251.4877 | 1939.1134 | 3079.1791 | 1566.2398 | 245.9492 | 4.7847 | 241.1645 | 0 | 0 | 691.3561 | 287.4369 | 2051.4266 | 196.1323 | 11959.5079 | 421.069 | 12380.5769 | 23978.4338 | 4411.6198 | 28390.0536
2016 | Large Hotel | 2B | 11345.29 | 0 | 329.3842 | 6101.8906 | 2621.7376 | 579.4026 | 5251.4877 | 1939.1134 | 3079.1791 | 1632.5568 | 180.3923 | 4.7847 | 175.6076 | 0 | 0 | 575.3172 | 287.4052 | 2056.3155 | 194.5488 | 8485.3723 | 329.3842 | 8814.7565 | 20503.9497 | 4324.8131 | 24828.7629
2016 | Large Hotel | 3A | 11345.29 | 0 | 848.3167 | 5592.0036 | 2622.0543 | 579.3076 | 5251.4877 | 1939.1134 | 3079.1791 | 1498.6244 | 202.7197 | 4.7847 | 197.935 | 0 | 0 | 581.6829 | 287.4369 | 2193.4198 | 194.6121 | 7870.2459 | 848.3167 | 8718.5626 | 19889.0767 | 4980.8499 | 24869.9266
2016 | Large Hotel | 3B | 11345.29 | 0 | 475.811 | 4507.7494 | 2621.5793 | 579.276 | 5251.4877 | 1939.1134 | 3079.1791 | 1666.0003 | 163.2272 | 4.7847 | 158.4425 | 0 | 0 | 550.5829 | 287.4052 | 2156.347 | 194.8655 | 6882.7753 | 475.811 | 7358.5862 | 18901.3527 | 4571.2714 | 23472.6241
2016 | Large Hotel | 3C | 11345.29 | 0 | 1021.8868 | 3194.3312 | 2621.8326 | 579.181 | 5251.4877 | 1939.1134 | 3079.1791 | 1598.0999 | 155.563 | 4.7847 | 150.7784 | 0 | 0 | 0 | 287.4052 | 2209.528 | 196.5123 | 4943.2094 | 1021.8868 | 5965.0962 | 16963.5605 | 5170.5282 | 22134.0887
2016 | Large Hotel | 4A | 11345.29 | 0 | 819.4498 | 3807.4941 | 2618.8556 | 578.4209 | 5251.4877 | 1939.1134 | 3079.1474 | 1622.5808 | 172.6332 | 4.7847 | 167.8485 | 0 | 0 | 701.2371 | 287.4052 | 2305.2127 | 195.3089 | 6299.1605 | 819.4498 | 7118.6103 | 18314.6026 | 5063.7759 | 23378.3786
2016 | Large Hotel | 4B | 11345.29 | 0 | 550.4118 | 3125.6707 | 2617.7789 | 578.8643 | 5251.4877 | 1939.1134 | 3079.1474 | 1731.4622 | 159.5535 | 4.7847 | 154.7688 | 0 | 0 | 541.842 | 287.4052 | 2273.0071 | 194.5488 | 5553.7437 | 550.4118 | 6104.1555 | 17567.7607 | 4762.5323 | 22330.293
2016 | Large Hotel | 4C | 11345.29 | 0 | 794.3986 | 1413.8438 | 2620.8192 | 577.7558 | 5251.4877 | 1939.1134 | 3079.1474 | 1589.8657 | 128.6119 | 4.7847 | 123.8272 | 0 | 0 | 544.8507 | 287.4052 | 2339.066 | 196.1323 | 3672.3874 | 794.3986 | 4466.7859 | 15689.9197 | 5072.578 | 20762.4977
2016 | Large Hotel | 5A | 11345.29 | 0 | 1290.2093 | 2391.085 | 2617.4938 | 578.6109 | 5251.4877 | 1939.1134 | 3079.1474 | 1619.9838 | 157.0199 | 4.7847 | 152.2352 | 0 | 0 | 634.1917 | 287.4052 | 2400.5505 | 194.9605 | 4797.4958 | 1290.2093 | 6087.7051 | 16811.4178 | 5629.8732 | 22441.291
2016 | Large Hotel | 5B | 11345.29 | 0 | 907.1779 | 2362.1069 | 2617.3988 | 578.6109 | 5251.4877 | 1939.1134 | 3079.1474 | 1737.0678 | 146.9171 | 4.7847 | 142.1325 | 0 | 0 | 603.6302 | 287.3736 | 2373.0603 | 194.3588 | 4844.9374 | 907.1779 | 5752.1154 | 16858.0994 | 5219.3516 | 22077.4509
2016 | Large Hotel | 5C | 11345.29 | 0 | 820.5446 | 917.8283 | 2618.4439 | 577.7241 | 5251.4877 | 1939.1134 | 3079.1474 | 1617.7669 | 115.4055 | 4.7847 | 110.6208 | 0 | 0 | 640.1457 | 287.4052 | 2392.8975 | 196.259 | 3286.3617 | 820.5446 | 4106.9064 | 15301.6139 | 5152.5664 | 20454.1802
2016 | Large Hotel | 6A | 11345.29 | 0 | 2196.455 | 2538.9522 | 2616.7971 | 578.3259 | 5251.4877 | 1939.1134 | 3079.1474 | 1623.1508 | 132.7923 | 4.7847 | 128.0076 | 0 | 0 | 658.3876 | 287.4369 | 2471.3032 | 193.7887 | 4948.4983 | 2196.455 | 7144.9533 | 16960.2984 | 6606.8716 | 23567.17
2016 | Large Hotel | 6B | 11345.29 | 0 | 1721.5112 | 1712.9986 | 2615.8153 | 577.9142 | 5251.4877 | 1939.1134 | 3079.1474 | 1663.4351 | 114.4554 | 4.7847 | 109.6707 | 0 | 0 | 648.6966 | 287.4052 | 2452.6692 | 193.3453 | 4134.801 | 1721.5112 | 5856.3123 | 16144.7326 | 6113.2939 | 22258.0265
2016 | Large Hotel | 7 | 11345.29 | 0 | 3103.5354 | 2014.4654 | 2615.1186 | 577.5658 | 5251.4877 | 1939.1134 | 3079.1474 | 1613.9032 | 210.0988 | 4.7847 | 205.3141 | 0 | 0 | 682.6468 | 287.4369 | 2555.3674 | 192.712 | 4516.3295 | 3103.5354 | 7619.8649 | 16524.6142 | 7598.027 | 24122.6413
2016 | Large Hotel | 8 | 11345.29 | 0 | 4951.9505 | 1156.1767 | 2618.0639 | 574.3671 | 5251.4877 | 1939.1134 | 3079.1474 | 1623.5942 | 175.2935 | 4.7847 | 170.5088 | 0 | 0 | 711.8466 | 287.4369 | 2668.1576 | 191.6985 | 3662.1263 | 4951.9505 | 8614.0768 | 15669.1442 | 9559.2215 | 25228.3657
2019 | Large Hotel | 0A | 11345.29 | 0 | 0.08672 | 14289.1556 | 1667.6789 | 579.751 | 5220.7045 | 1939.1134 | 3078.229 | 2527.076 | 296.8746 | 4.7847 | 292.0899 | 0 | 0 | 448.8589 | 286.8352 | 1895.9377 | 153.4728 | 17557.1804 | 0.08672 | 17557.2671 | 28548.6365 | 3835.1378 | 32383.7743
2019 | Large Hotel | 0B | 11345.29 | 0 | 2.439 | 12192.76 | 1668.0272 | 579.846 | 5220.7045 | 1939.1134 | 3078.229 | 2425.5103 | 270.5568 | 4.7847 | 265.7721 | 0 | 0 | 424.2513 | 286.8985 | 1894.0298 | 151.731 | 15308.2937 | 2.439 | 15310.7327 | 26298.483 | 3835.5931 | 30134.076
2019 | Large Hotel | 1A | 11345.29 | 0 | 0.28184 | 9297.0452 | 1669.9908 | 579.9094 | 5220.7045 | 1939.1134 | 3078.229 | 2295.7266 | 218.4597 | 4.7847 | 213.675 | 0 | 0 | 425.5181 | 286.8352 | 1966.3543 | 153.1878 | 12231.9649 | 0.28184 | 12232.2468 | 23225.6062 | 3905.7496 | 27131.3558
2019 | Large Hotel | 1B | 11345.29 | 0 | 60.2812 | 9621.3777 | 1669.4207 | 579.181 | 5220.7045 | 1939.1134 | 3078.229 | 2343.7067 | 237.2716 | 4.7847 | 232.487 | 0 | 0 | 427.26 | 286.8985 | 1969.5955 | 151.7626 | 12624.8313 | 60.2812 | 12685.1125 | 23615.7806 | 3968.9901 | 27584.7707
2019 | Large Hotel | 2A | 11345.29 | 0 | 43.8912 | 7834.0179 | 1667.4255 | 578.9909 | 5220.7045 | 1939.1134 | 3078.229 | 2206.0689 | 222.0384 | 4.7847 | 217.2537 | 0 | 0 | 340.8009 | 286.8352 | 2049.1177 | 153.5045 | 10598.1413 | 43.8912 | 10642.0325 | 21588.6472 | 4032.1331 | 25620.7804
2019 | Large Hotel | 2B | 11345.29 | 0 | 48.5198 | 5303.8699 | 1667.8689 | 579.4026 | 5220.7045 | 1939.1134 | 3078.229 | 2415.1542 | 162.0871 | 4.7847 | 157.3024 | 0 | 0 | 295.1327 | 286.8669 | 2054.3426 | 151.6993 | 8171.4592 | 48.5198 | 8219.9791 | 19160.9834 | 4041.9758 | 23202.9592
2019 | Large Hotel | 3A | 11345.29 | 0 | 226.3392 | 4399.343 | 1667.8055 | 579.3076 | 5220.7045 | 1939.1134 | 3078.229 | 2092.6903 | 178.4288 | 4.7847 | 173.6441 | 0 | 0 | 316.0983 | 286.8669 | 2190.4388 | 152.8077 | 6981.7757 | 226.3392 | 7208.1149 | 17972.2183 | 4355.8914 | 22328.1097
2019 | Large Hotel | 3B | 11345.29 | 0 | 107.9989 | 3825.2926 | 1668.0272 | 579.276 | 5220.7045 | 1939.1134 | 3078.229 | 2512.2861 | 148.1523 | 4.7847 | 143.3676 | 0 | 0 | 290.1289 | 286.8035 | 2153.4852 | 154.1062 | 6771.0752 | 107.9989 | 6879.0741 | 17762.9429 | 4200.6084 | 21963.5513
2019 | Large Hotel | 3C | 11345.29 | 0 | 711.7761 | 2546.2997 | 1668.5973 | 579.181 | 5220.7045 | 1939.1134 | 3078.229 | 1953.8173 | 137.4161 | 4.7847 | 132.6315 | 0 | 0 | 0 | 287.0252 | 2208.2056 | 149.6407 | 4632.7484 | 711.7761 | 5344.5245 | 15620.8791 | 4859.095 | 20479.9742
2019 | Large Hotel | 4A | 11345.29 | 0 | 374.793 | 3042.2835 | 1666.6337 | 578.4209 | 5220.7045 | 1939.1134 | 3078.229 | 2115.1443 | 166.1725 | 4.7847 | 161.3878 | 0 | 0 | 339.1224 | 286.8035 | 2301.3537 | 154.2646 | 5657.938 | 374.793 | 6032.731 | 16647.7155 | 4615.2601 | 21262.9756
2019 | Large Hotel | 4B | 11345.29 | 0 | 157.0391 | 2652.2675 | 1665.9687 | 578.8643 | 5220.7045 | 1939.1134 | 3078.229 | 2723.6517 | 151.1292 | 4.7847 | 146.3446 | 0 | 0 | 301.9418 | 286.7718 | 2269.7768 | 154.1062 | 5824.2055 | 157.0391 | 5981.2446 | 16813.603 | 4365.9292 | 21179.5322
2019 | Large Hotel | 4C | 11345.29 | 0 | 269.2981 | 1072.9163 | 1667.2355 | 577.7558 | 5220.7045 | 1939.1134 | 3078.229 | 2043.6334 | 119.4276 | 4.7847 | 114.6429 | 0 | 0 | 340.4208 | 286.8035 | 2335.1094 | 154.4229 | 3571.6134 | 269.2981 | 3840.9115 | 14561.5176 | 4543.521 | 19105.0386
2019 | Large Hotel | 5A | 11345.29 | 0 | 647.0504 | 1902.2902 | 1665.4936 | 578.6109 | 5220.7045 | 1939.1134 | 3078.229 | 2074.1633 | 156.7348 | 4.7847 | 151.9502 | 0 | 0 | 320.2787 | 286.8352 | 2396.3338 | 153.4728 | 4448.6824 | 647.0504 | 5095.7328 | 15436.7497 | 4982.5084 | 20419.2582
2019 | Large Hotel | 5B | 11345.29 | 0 | 398.2399 | 2030.0153 | 1665.9053 | 578.6109 | 5220.7045 | 1939.1134 | 3078.229 | 2649.2905 | 144.7952 | 4.7847 | 140.0106 | 0 | 0 | 327.4361 | 286.8035 | 2369.418 | 153.0928 | 5146.7525 | 398.2399 | 5544.9925 | 16134.8516 | 4706.7714 | 20841.6229
2019 | Large Hotel | 5C | 11345.29 | 0 | 280.7452 | 738.386 | 1666.4121 | 577.7241 | 5220.7045 | 1939.1134 | 3078.229 | 2045.0586 | 153.2195 | 4.7847 | 148.4348 | 0 | 0 | 383.7454 | 286.7718 | 2388.2796 | 154.4863 | 3315.6248 | 280.7452 | 3596.37 | 14304.7056 | 4608.1382 | 18912.8438
2019 | Large Hotel | 6A | 11345.29 | 0 | 1206.2644 | 1953.3423 | 1665.6203 | 578.3259 | 5220.7045 | 1939.1134 | 3078.229 | 2103.6481 | 116.9256 | 4.7847 | 112.141 | 0 | 0 | 337.2222 | 286.8035 | 2466.8371 | 153.5995 | 4506.3535 | 1206.2644 | 5712.6178 | 15494.4208 | 5612.2149 | 21106.6357
2019 | Large Hotel | 6B | 11345.29 | 0 | 877.1294 | 1372.7995 | 1664.9869 | 577.9142 | 5220.7045 | 1939.1134 | 3078.229 | 2365.9073 | 99.0321 | 4.7847 | 94.2474 | 0 | 0 | 355.0207 | 286.8035 | 2448.485 | 153.3145 | 4187.975 | 877.1294 | 5065.1044 | 15174.7122 | 5264.7387 | 20439.4509
2019 | Large Hotel | 7 | 11345.29 | 0 | 1709.262 | 1548.0613 | 1664.9236 | 577.5658 | 5220.7045 | 1939.1134 | 3078.229 | 2056.8081 | 165.0957 | 4.7847 | 160.311 | 0 | 0 | 350.2702 | 286.8352 | 2550.381 | 152.9978 | 4115.4507 | 1709.262 | 5824.7127 | 15101.4278 | 6198.7673 | 21300.1951
2019 | Large Hotel | 8 | 11345.29 | 0 | 2770.4438 | 902.31 | 1666.4121 | 574.3671 | 5220.7045 | 1939.1134 | 3078.229 | 1946.6916 | 138.8413 | 4.7847 | 134.0566 | 0 | 0 | 379.2166 | 286.8352 | 2663.8866 | 152.5227 | 3362.2747 | 2770.4438 | 6132.7186 | 14346.0666 | 7373.4439 | 21719.5105
2004 | Small Hotel | 0A | 4013.58 | 0 | 0 | 4293.8503 | 1577.3243 | 302.1635 | 1906.344 | 456.8952 | 0 | 1024.7462 | 0.82342 | 0.82342 | 0 | 0 | 0 | 0 | 0 | 500.5912 | 0 | 5318.5965 | 0 | 5318.5965 | 9105.2833 | 957.4864 | 10062.7697
2004 | Small Hotel | 0B | 4013.58 | 0.12668 | 0 | 3873.3993 | 1577.3243 | 302.2268 | 1906.344 | 456.8952 | 0 | 1054.5477 | 0.82342 | 0.82342 | 0 | 0 | 0 | 0 | 0 | 499.5397 | 0 | 4928.0737 | 0 | 4928.0737 | 8714.8239 | 956.4349 | 9671.2588
2004 | Small Hotel | 1A | 4013.58 | 0 | 0 | 3109.5823 | 1577.3243 | 302.2585 | 1906.344 | 456.8952 | 0 | 1013.1866 | 0.82342 | 0.82342 | 0 | 0 | 0 | 0 | 0 | 521.5774 | 0 | 4122.7689 | 0 | 4122.7689 | 7909.5192 | 978.4726 | 8887.9918
2004 | Small Hotel | 1B | 4013.58 | 31.9867 | 3.8699 | 3210.3246 | 1577.3243 | 301.8784 | 1906.344 | 456.8952 | 0 | 1037.8892 | 0.82342 | 0.82342 | 0 | 0 | 0 | 0 | 0 | 521.9785 | 0 | 4280.2005 | 3.8699 | 4284.0704 | 8066.6024 | 982.7436 | 9049.3459
2004 | Small Hotel | 2A | 4013.58 | 77.2115 | 13.4416 | 2684.5075 | 1577.3243 | 301.7834 | 1906.344 | 456.8952 | 0 | 1014.4534 | 0.82342 | 0.82342 | 0 | 0 | 0 | 0 | 0 | 545.6639 | 0 | 3776.1724 | 13.4416 | 3789.614 | 7562.4476 | 1016.0007 | 8578.4483
2004 | Small Hotel | 2B | 4013.58 | 85.604 | 9.7343 | 2146.1492 | 1577.3243 | 302.0051 | 1906.344 | 456.8952 | 0 | 1065.2521 | 0.82342 | 0.82342 | 0 | 0 | 0 | 0 | 0 | 549.5013 | 0 | 3297.0053 | 9.7343 | 3306.7397 | 7083.5022 | 1016.1308 | 8099.633
2004 | Small Hotel | 3A | 4013.58 | 393.4047 | 75.5765 | 1723.1964 | 1577.3243 | 301.9418 | 1906.344 | 456.8952 | 0 | 1008.5628 | 0.82342 | 0.82342 | 0 | 0 | 0 | 0 | 0 | 603.3544 | 0 | 3125.1639 | 75.5765 | 3200.7404 | 6911.5975 | 1135.826 | 8047.4235
2004 | Small Hotel | 3B | 4013.58 | 181.0891 | 35.5444 | 1672.0493 | 1577.3243 | 301.9418 | 1906.344 | 456.8952 | 0 | 1054.801 | 0.82342 | 0.82342 | 0 | 0 | 0 | 0 | 0 | 587.6039 | 0 | 2907.9394 | 35.5444 | 2943.4838 | 6694.3729 | 1080.0434 | 7774.4163
2004 | Small Hotel | 3C | 4013.58 | 52.5089 | 11.5338 | 1447.4773 | 1577.3243 | 301.8784 | 1906.344 | 456.8952 | 0 | 1013.9784 | 0.82342 | 0.82342 | 0 | 0 | 0 | 0 | 0 | 601.0021 | 0 | 2513.9646 | 11.5338 | 2525.4984 | 6300.3665 | 1069.4202 | 7369.7867
2004 | Small Hotel | 4A | 4013.58 | 933.6316 | 180.3234 | 1199.3429 | 1577.3243 | 301.4667 | 1906.344 | 456.8952 | 0 | 993.1395 | 0.82342 | 0.82342 | 0 | 0 | 0 | 0 | 0 | 654.4108 | 0 | 3126.114 | 180.3234 | 3306.4374 | 6912.1042 | 1291.6294 | 8203.7335
2004 | Small Hotel | 4B | 4013.58 | 423.4912 | 83.2837 | 1206.7853 | 1577.3243 | 301.7201 | 1906.344 | 456.8952 | 0 | 1070.3193 | 0.82342 | 0.82342 | 0 | 0 | 0 | 0 | 0 | 638.3568 | 0 | 2700.5959 | 83.2837 | 2783.8796 | 6486.8077 | 1178.5356 | 7665.3434
2004 | Small Hotel | 4C | 4013.58 | 539.4984 | 125.8524 | 753.3343 | 1577.3243 | 301.1184 | 1906.344 | 456.8952 | 0 | 989.1174 | 0.82342 | 0.82342 | 0 | 0 | 0 | 0 | 0 | 671.1261 | 0 | 2281.9502 | 125.8524 | 2407.8026 | 6067.5603 | 1253.8628 | 7321.4231
2004 | Small Hotel | 5A | 4013.58 | 1494.7607 | 264.8104 | 858.1937 | 1577.3243 | 301.5617 | 1906.344 | 456.8952 | 0 | 986.9955 | 0.82342 | 0.82342 | 0 | 0 | 0 | 0 | 0 | 704.5783 | 0 | 3339.9499 | 264.8104 | 3604.7602 | 7126.035 | 1426.2838 | 8552.3189
2004 | Small Hotel | 5B | 4013.58 | 888.3118 | 159.7816 | 962.1029 | 1577.3243 | 301.5934 | 1906.344 | 456.8952 | 0 | 1055.9411 | 0.82342 | 0.82342 | 0 | 0 | 0 | 0 | 0 | 689.3915 | 0 | 2906.3559 | 159.7816 | 3066.1375 | 6692.4411 | 1306.0682 | 7998.5093
2004 | Small Hotel | 5C | 4013.58 | 598.0246 | 150.1557 | 631.5948 | 1577.3243 | 301.1184 | 1906.344 | 456.8952 | 0 | 977.2412 | 0.82342 | 0.82342 | 0 | 0 | 0 | 0 | 0 | 699.9822 | 0 | 2206.8606 | 150.1557 | 2357.0163 | 5992.4707 | 1307.033 | 7299.5037
2004 | Small Hotel | 6A | 4013.58 | 2316.6922 | 389.0584 | 852.1447 | 1577.3243 | 301.4351 | 1906.344 | 456.8952 | 0 | 998.6501 | 0.82342 | 0.82342 | 0 | 0 | 0 | 0 | 0 | 743.3205 | 0 | 4167.487 | 389.0584 | 4556.5454 | 7953.4138 | 1589.2741 | 9542.6879
2004 | Small Hotel | 6B | 4013.58 | 1576.9443 | 276.5609 | 704.2458 | 1577.3243 | 301.2134 | 1906.344 | 456.8952 | 0 | 1029.4967 | 0.82342 | 0.82342 | 0 | 0 | 0 | 0 | 0 | 733.1851 | 0 | 3310.6868 | 276.5609 | 3587.2477 | 7096.4236 | 1466.6412 | 8563.0647
2004 | Small Hotel | 7 | 4013.58 | 2743.097 | 481.1442 | 715.4253 | 1577.3243 | 301.0233 | 1906.344 | 456.8952 | 0 | 995.5781 | 0.82342 | 0.82342 | 0 | 0 | 0 | 0 | 0 | 788.8702 | 0 | 4454.1005 | 481.1442 | 4935.2447 | 8239.6156 | 1726.9096 | 9966.5251
2004 | Small Hotel | 8 | 4013.58 | 3392.6487 | 659.0828 | 474.6066 | 1577.3243 | 299.3765 | 1906.344 | 456.8952 | 0 | 985.4437 | 0.82342 | 0.82342 | 0 | 0 | 0 | 0 | 0 | 850.7232 | 0 | 4852.6991 | 659.0828 | 5511.7819 | 8636.5673 | 1966.7012 | 10603.2685
2007 | Small Hotel | 0A | 4013.58 | 0 | 0 | 3717.3613 | 1577.3243 | 302.1635 | 1906.344 | 456.8952 | 0 | 1019.9957 | 0.82342 | 0.82342 | 0 | 0 | 0 | 0 | 0 | 500.5695 | 0 | 4737.3569 | 0 | 4737.3569 | 8524.0438 | 957.4647 | 9481.5085
2007 | Small Hotel | 0B | 4013.58 | 0.25336 | 0 | 3412.0308 | 1577.3243 | 302.2268 | 1906.344 | 456.8952 | 0 | 1049.1321 | 0.82342 | 0.82342 | 0 | 0 | 0 | 0 | 0 | 499.518 | 0 | 4461.4162 | 0 | 4461.4162 | 8248.1348 | 956.4132 | 9204.548
2007 | Small Hotel | 1A | 4013.58 | 0 | 0 | 2806.5954 | 1577.3243 | 302.2585 | 1906.344 | 456.8952 | 0 | 1012.2682 | 0.82342 | 0.82342 | 0 | 0 | 0 | 0 | 0 | 521.5558 | 0 | 3818.8636 | 0 | 3818.8636 | 7605.6455 | 978.4509 | 8584.0964
2007 | Small Hotel | 1B | 4013.58 | 13.7448 | 0.04336 | 2868.9536 | 1577.3243 | 301.8784 | 1906.344 | 456.8952 | 0 | 1034.7222 | 0.82342 | 0.82342 | 0 | 0 | 0 | 0 | 0 | 521.9243 | 0 | 3917.4207 | 0.04336 | 3917.464 | 7703.7908 | 978.8628 | 8682.6537
2007 | Small Hotel | 2A | 4013.58 | 27.2995 | 1.1274 | 2404.3547 | 1577.3243 | 301.7834 | 1906.344 | 456.8952 | 0 | 1008.3728 | 0.82342 | 0.82342 | 0 | 0 | 0 | 0 | 0 | 545.4146 | 0 | 3440.0271 | 1.1274 | 3441.1544 | 7226.2706 | 1003.4263 | 8229.6969
2007 | Small Hotel | 2B | 4013.58 | 25.811 | 0.50948 | 1984.7906 | 1577.3243 | 302.0051 | 1906.344 | 456.8952 | 0 | 1058.8864 | 0.82342 | 0.82342 | 0 | 0 | 0 | 0 | 0 | 549.2303 | 0 | 3069.4881 | 0.50948 | 3069.9976 | 6855.9849 | 1006.6349 | 7862.6199
2007 | Small Hotel | 3A | 4013.58 | 220.6449 | 17.5933 | 1613.0481 | 1577.3243 | 301.9418 | 1906.344 | 456.8952 | 0 | 1001.4371 | 0.82342 | 0.82342 | 0 | 0 | 0 | 0 | 0 | 602.9425 | 0 | 2835.1301 | 17.5933 | 2852.7234 | 6621.5636 | 1077.431 | 7698.9946
2007 | Small Hotel | 3B | 4013.58 | 80.7585 | 2.981 | 1550.7215 | 1577.3243 | 301.9418 | 1906.344 | 456.8952 | 0 | 1046.7252 | 0.82342 | 0.82342 | 0 | 0 | 0 | 0 | 0 | 587.192 | 0 | 2678.2052 | 2.981 | 2681.1862 | 6464.6388 | 1047.0681 | 7511.7069
2007 | Small Hotel | 3C | 4013.58 | 15.9617 | 0.34688 | 1317.2186 | 1577.3243 | 301.8784 | 1906.344 | 456.8952 | 0 | 987.7873 | 0.82342 | 0.82342 | 0 | 0 | 0 | 0 | 0 | 600.4276 | 0 | 2320.9676 | 0.34688 | 2321.3145 | 6107.3695 | 1057.6696 | 7165.0391
2007 | Small Hotel | 4A | 4013.58 | 545.8008 | 49.929 | 1201.8132 | 1577.3243 | 301.4667 | 1906.344 | 456.8952 | 0 | 985.9821 | 0.82342 | 0.82342 | 0 | 0 | 0 | 0 | 0 | 653.587 | 0 | 2733.5961 | 49.929 | 2783.5251 | 6519.5862 | 1160.4112 | 7679.9974
2007 | Small Hotel | 4B | 4013.58 | 205.4433 | 10.5148 | 1203.4917 | 1577.3243 | 301.7201 | 1906.344 | 456.8952 | 0 | 1060.945 | 0.82342 | 0.82342 | 0 | 0 | 0 | 0 | 0 | 637.5871 | 0 | 2469.88 | 10.5148 | 2480.3948 | 6256.0918 | 1104.9971 | 7361.0889
2007 | Small Hotel | 4C | 4013.58 | 261.3725 | 22.5472 | 834.9162 | 1577.3243 | 301.1184 | 1906.344 | 456.8952 | 0 | 984.462 | 0.82342 | 0.82342 | 0 | 0 | 0 | 0 | 0 | 670.2372 | 0 | 2080.7507 | 22.5472 | 2103.2979 | 5866.3608 | 1149.6687 | 7016.0295
2007 | Small Hotel | 5A | 4013.58 | 947.6931 | 91.7931 | 898.2245 | 1577.3243 | 301.5617 | 1906.344 | 456.8952 | 0 | 985.8238 | 0.82342 | 0.82342 | 0 | 0 | 0 | 0 | 0 | 704.058 | 0 | 2831.7414 | 91.7931 | 2923.5345 | 6617.8265 | 1252.7463 | 7870.5728
2007 | Small Hotel | 5B | 4013.58 | 504.5664 | 38.5145 | 1013.5983 | 1577.3243 | 301.5934 | 1906.344 | 456.8952 | 0 | 1054.2626 | 0.82342 | 0.82342 | 0 | 0 | 0 | 0 | 0 | 688.817 | 0 | 2572.4274 | 38.5145 | 2610.9419 | 6358.5126 | 1184.2266 | 7542.7392
2007 | Small Hotel | 5C | 4013.58 | 272.2987 | 29.268 | 738.8928 | 1577.3243 | 301.1184 | 1906.344 | 456.8952 | 0 | 977.4312 | 0.82342 | 0.82342 | 0 | 0 | 0 | 0 | 0 | 699.2992 | 0 | 1988.6226 | 29.268 | 2017.8906 | 5774.2327 | 1185.4624 | 6959.6951
2007 | Small Hotel | 6A | 4013.58 | 1574.8858 | 149.4294 | 889.4836 | 1577.3243 | 301.4351 | 1906.344 | 456.8952 | 0 | 1002.6089 | 0.82342 | 0.82342 | 0 | 0 | 0 | 0 | 0 | 742.5725 | 0 | 3466.9782 | 149.4294 | 3616.4076 | 7252.9367 | 1348.8971 | 8601.8338
2007 | Small Hotel | 6B | 4013.58 | 987.8823 | 85.2241 | 781.3939 | 1577.3243 | 301.2134 | 1906.344 | 456.8952 | 0 | 1033.7088 | 0.82342 | 0.82342 | 0 | 0 | 0 | 0 | 0 | 732.3287 | 0 | 2802.985 | 85.2241 | 2888.2091 | 6588.6901 | 1274.448 | 7863.1381
2007 | Small Hotel | 7 | 4013.58 | 1709.3882 | 191.3152 | 769.6443 | 1577.3243 | 301.0233 | 1906.344 | 456.8952 | 0 | 998.9035 | 0.82342 | 0.82342 | 0 | 0 | 0 | 0 | 0 | 788.1222 | 0 | 3477.9361 | 191.3152 | 3669.2512 | 7263.4828 | 1436.3325 | 8699.8153
2007 | Small Hotel | 8 | 4013.58 | 2308.5846 | 290.7396 | 520.3698 | 1577.3243 | 299.3765 | 1906.344 | 456.8952 | 0 | 986.9005 | 0.82342 | 0.82342 | 0 | 0 | 0 | 0 | 0 | 850.3763 | 0 | 3815.855 | 290.7396 | 4106.5946 | 7599.7232 | 1598.0111 | 9197.7343
2010 | Small Hotel | 0A | 4013.58 | 0 | 0 | 3254.4725 | 1324.6928 | 208.737 | 1871.7287 | 456.8952 | 0 | 981.6116 | 0.82342 | 0.82342 | 0 | 0 | 0 | 0 | 0 | 495.995 | 0 | 4236.0842 | 0 | 4236.0842 | 7642.066 | 952.8902 | 8594.9562
2010 | Small Hotel | 0B | 4013.58 | 0.38004 | 0 | 2989.0463 | 1324.6928 | 208.7686 | 1871.7287 | 456.8952 | 0 | 1014.5485 | 0.82342 | 0.82342 | 0 | 0 | 0 | 0 | 0 | 494.8568 | 0 | 4003.9748 | 0 | 4003.9748 | 7409.9882 | 951.752 | 8361.7402
2010 | Small Hotel | 1A | 4013.58 | 0.06334 | 0 | 2415.2175 | 1324.6928 | 208.8003 | 1871.7287 | 456.8952 | 0 | 966.7901 | 0.82342 | 0.82342 | 0 | 0 | 0 | 0 | 0 | 516.8729 | 0 | 3382.071 | 0 | 3382.071 | 6788.0845 | 973.768 | 7761.8525
2010 | Small Hotel | 1B | 4013.58 | 15.0432 | 0.18428 | 2514.4713 | 1324.6928 | 208.5153 | 1871.7287 | 456.8952 | 0 | 1003.7806 | 0.82342 | 0.82342 | 0 | 0 | 0 | 0 | 0 | 517.6317 | 0 | 3533.2952 | 0.18428 | 3533.4795 | 6939.0554 | 974.7111 | 7913.7665
2010 | Small Hotel | 2A | 4013.58 | 26.3811 | 1.7344 | 2056.9982 | 1324.6928 | 208.4519 | 1871.7287 | 456.8952 | 0 | 970.9705 | 0.82342 | 0.82342 | 0 | 0 | 0 | 0 | 0 | 541.458 | 0 | 3054.3498 | 1.7344 | 3056.0842 | 6460.0466 | 1000.0876 | 7460.1342
2010 | Small Hotel | 2B | 4013.58 | 25.146 | 0.93224 | 1644.3064 | 1324.6928 | 208.6103 | 1871.7287 | 456.8952 | 0 | 1013.8517 | 0.82342 | 0.82342 | 0 | 0 | 0 | 0 | 0 | 545.9241 | 0 | 2683.3041 | 0.93224 | 2684.2363 | 6089.1592 | 1003.7515 | 7092.9107
2010 | Small Hotel | 3A | 4013.58 | 203.9548 | 20.6936 | 1342.7447 | 1307.1159 | 208.5786 | 1871.7287 | 456.8952 | 0 | 964.9216 | 0.82342 | 0.82342 | 0 | 0 | 0 | 0 | 0 | 600.8504 | 0 | 2511.621 | 20.6936 | 2532.3146 | 5899.8676 | 1078.4391 | 6978.3067
2010 | Small Hotel | 3B | 4013.58 | 82.1836 | 5.0948 | 1321.1457 | 1306.7675 | 208.5469 | 1871.7287 | 456.8952 | 0 | 1005.7442 | 0.82342 | 0.82342 | 0 | 0 | 0 | 0 | 0 | 584.8505 | 0 | 2409.0736 | 5.0948 | 2414.1684 | 5796.9718 | 1046.8405 | 6843.8123
2010 | Small Hotel | 3C | 4013.58 | 16.1834 | 0.80216 | 1072.5996 | 1324.6928 | 208.5153 | 1871.7287 | 456.8952 | 0 | 952.4752 | 0.82342 | 0.82342 | 0 | 0 | 0 | 0 | 0 | 599.7555 | 0 | 2041.2582 | 0.80216 | 2042.0603 | 5447.0183 | 1057.4528 | 6504.4711
2010 | Small Hotel | 4A | 4013.58 | 480.3389 | 55.9452 | 1002.6405 | 1306.2291 | 208.2302 | 1871.7287 | 456.8952 | 0 | 947.5981 | 0.82342 | 0.82342 | 0 | 0 | 0 | 0 | 0 | 652.6114 | 0 | 2430.5775 | 55.9452 | 2486.5227 | 5817.589 | 1165.4518 | 6983.0407
2010 | Small Hotel | 4B | 4013.58 | 202.0546 | 16.7478 | 1032.4103 | 1306.0075 | 208.4203 | 1871.7287 | 456.8952 | 0 | 1010.558 | 0.82342 | 0.82342 | 0 | 0 | 0 | 0 | 0 | 636.4056 | 0 | 2245.023 | 16.7478 | 2261.7708 | 5631.9394 | 1110.0485 | 6741.988
2010 | Small Hotel | 4C | 4013.58 | 237.1133 | 28.9536 | 678.023 | 1306.7992 | 208.0086 | 1871.7287 | 456.8952 | 0 | 948.1681 | 0.82342 | 0.82342 | 0 | 0 | 0 | 0 | 0 | 670.248 | 0 | 1863.3044 | 28.9536 | 1892.2581 | 5250.6643 | 1156.086 | 6406.7503
2010 | Small Hotel | 5A | 4013.58 | 836.5947 | 96.1616 | 726.9215 | 1306.2291 | 208.3253 | 1871.7287 | 456.8952 | 0 | 945.9512 | 0.82342 | 0.82342 | 0 | 0 | 0 | 0 | 0 | 703.8629 | 0 | 2509.4675 | 96.1616 | 2605.6291 | 5896.5423 | 1256.9197 | 7153.462
2010 | Small Hotel | 5B | 4013.58 | 481.099 | 48.238 | 820.1263 | 1306.2925 | 208.3253 | 1871.7287 | 456.8952 | 0 | 1003.6223 | 0.82342 | 0.82342 | 0 | 0 | 0 | 0 | 0 | 688.7953 | 0 | 2304.8476 | 48.238 | 2353.0856 | 5692.0174 | 1193.9176 | 6885.935
2010 | Small Hotel | 5C | 4013.58 | 274.7056 | 39.6961 | 571.3268 | 1306.9576 | 207.9769 | 1871.7287 | 456.8952 | 0 | 939.7756 | 0.82342 | 0.82342 | 0 | 0 | 0 | 0 | 0 | 699.4076 | 0 | 1785.808 | 39.6961 | 1825.504 | 5173.2945 | 1196.0097 | 6369.3042
2010 | Small Hotel | 6A | 4013.58 | 1376.3782 | 151.3589 | 721.7276 | 1306.3558 | 208.1986 | 1871.7287 | 456.8952 | 0 | 958.6192 | 0.82342 | 0.82342 | 0 | 0 | 0 | 0 | 0 | 742.3557 | 0 | 3056.7251 | 151.3589 | 3208.084 | 6443.8632 | 1350.6098 | 7794.473
2010 | Small Hotel | 6B | 4013.58 | 896.0393 | 93.0831 | 626.4643 | 1306.6409 | 208.0719 | 1871.7287 | 456.8952 | 0 | 986.4888 | 0.82342 | 0.82342 | 0 | 0 | 0 | 0 | 0 | 732.2854 | 0 | 2508.9924 | 93.0831 | 2602.0755 | 5896.2256 | 1282.2636 | 7178.4892
2010 | Small Hotel | 7 | 4013.58 | 1571.1804 | 197.3205 | 614.4297 | 1306.3875 | 207.9452 | 1871.7287 | 456.8952 | 0 | 955.7689 | 0.82342 | 0.82342 | 0 | 0 | 0 | 0 | 0 | 788.0355 | 0 | 3141.379 | 197.3205 | 3338.6995 | 6528.2638 | 1442.262 | 7970.5258
2010 | Small Hotel | 8 | 4013.58 | 2263.8033 | 301.2219 | 424.4097 | 1309.9029 | 206.8051 | 1871.7287 | 456.8952 | 0 | 951.3668 | 0.82342 | 0.82342 | 0 | 0 | 0 | 0 | 0 | 850.1812 | 0 | 3639.5797 | 301.2219 | 3940.8017 | 7028.8081 | 1608.2983 | 8637.1064
2013 | Small Hotel | 0A | 4013.58 | 0 | 0 | 2979.7986 | 1011.0964 | 208.737 | 1766.1092 | 456.8952 | 0 | 847.0141 | 0.82342 | 0.82342 | 0 | 0 | 0 | 0 | 0 | 495.865 | 0 | 3826.8128 | 0 | 3826.8128 | 6813.6105 | 952.7601 | 7766.3706
2013 | Small Hotel | 0B | 4013.58 | 0.38004 | 0 | 2727.5471 | 1012.1415 | 208.7686 | 1766.1092 | 456.8952 | 0 | 861.7407 | 0.82342 | 0.82342 | 0 | 0 | 0 | 0 | 0 | 494.7268 | 0 | 3589.6678 | 0 | 3589.6678 | 6577.479 | 951.6219 | 7529.1009
2013 | Small Hotel | 1A | 4013.58 | 0.15835 | 0 | 2136.5849 | 1021.1041 | 208.8003 | 1766.1092 | 456.8952 | 0 | 834.9479 | 0.82342 | 0.82342 | 0 | 0 | 0 | 0 | 0 | 516.6994 | 0 | 2971.6911 | 0 | 2971.6911 | 5968.4965 | 973.5946 | 6942.0911
2013 | Small Hotel | 1B | 4013.58 | 11.7812 | 0.89972 | 2292.718 | 1016.6387 | 208.5153 | 1766.1092 | 456.8952 | 0 | 852.018 | 0.82342 | 0.82342 | 0 | 0 | 0 | 0 | 0 | 517.5233 | 0 | 3156.5172 | 0.89972 | 3157.4169 | 6148.6038 | 975.3182 | 7123.922
2013 | Small Hotel | 2A | 4013.58 | 25.431 | 3.187 | 1850.7948 | 1020.0274 | 208.4519 | 1766.1092 | 456.8952 | 0 | 832.5093 | 0.82342 | 0.82342 | 0 | 0 | 0 | 0 | 0 | 541.2412 | 0 | 2708.7351 | 3.187 | 2711.9221 | 5704.1787 | 1001.3233 | 6705.502
2013 | Small Hotel | 2B | 4013.58 | 23.4991 | 2.2005 | 1488.8384 | 1026.9948 | 208.6103 | 1766.1092 | 456.8952 | 0 | 851.5113 | 0.82342 | 0.82342 | 0 | 0 | 0 | 0 | 0 | 545.729 | 0 | 2363.8488 | 2.2005 | 2366.0493 | 5366.3865 | 1004.8246 | 6371.2111
2013 | Small Hotel | 3A | 4013.58 | 207.7869 | 27.2734 | 1201.0214 | 1024.5878 | 208.5786 | 1766.1092 | 456.8952 | 0 | 828.4555 | 0.82342 | 0.82342 | 0 | 0 | 0 | 0 | 0 | 600.7962 | 0 | 2237.2638 | 27.2734 | 2264.5372 | 5237.3312 | 1084.9756 | 6322.3068
2013 | Small Hotel | 3B | 4013.58 | 82.152 | 10.233 | 1191.3937 | 1024.5245 | 208.5469 | 1766.1092 | 456.8952 | 0 | 849.3261 | 0.82342 | 0.82342 | 0 | 0 | 0 | 0 | 0 | 584.8288 | 0 | 2122.8718 | 10.233 | 2133.1047 | 5122.9075 | 1051.957 | 6174.8645
2013 | Small Hotel | 3C | 4013.58 | 16.5317 | 1.1274 | 927.2659 | 1022.2443 | 208.5153 | 1766.1092 | 456.8952 | 0 | 945.0645 | 0.82342 | 0.82342 | 0 | 0 | 0 | 0 | 0 | 599.6471 | 0 | 1888.8621 | 1.1274 | 1889.9895 | 4886.5543 | 1057.6588 | 5944.2131
2013 | Small Hotel | 4A | 4013.58 | 476.9185 | 68.4438 | 893.284 | 1010.3363 | 208.2302 | 1766.1092 | 456.8952 | 0 | 820.4747 | 0.82342 | 0.82342 | 0 | 0 | 0 | 0 | 0 | 652.4596 | 0 | 2190.6772 | 68.4438 | 2259.121 | 5176.2081 | 1177.7985 | 6354.0067
2013 | Small Hotel | 4B | 4013.58 | 190.02 | 26.7206 | 927.0759 | 1010.368 | 208.4203 | 1766.1092 | 456.8952 | 0 | 852.8098 | 0.82342 | 0.82342 | 0 | 0 | 0 | 0 | 0 | 636.243 | 0 | 1969.9057 | 26.7206 | 1996.6263 | 4955.5949 | 1119.8587 | 6075.4536
2013 | Small Hotel | 4C | 4013.58 | 235.7832 | 29.7016 | 598.5313 | 1017.0187 | 208.0086 | 1766.1092 | 456.8952 | 0 | 943.9244 | 0.82342 | 0.82342 | 0 | 0 | 0 | 0 | 0 | 669.9987 | 0 | 1778.2388 | 29.7016 | 1807.9404 | 4770.1987 | 1156.5955 | 5926.7942
2013 | Small Hotel | 5A | 4013.58 | 801.5677 | 109.1371 | 649.5517 | 1011.0964 | 208.3253 | 1766.1092 | 456.8952 | 0 | 819.873 | 0.82342 | 0.82342 | 0 | 0 | 0 | 0 | 0 | 703.6027 | 0 | 2270.9924 | 109.1371 | 2380.1295 | 5257.3467 | 1269.635 | 6526.9817
2013 | Small Hotel | 5B | 4013.58 | 441.3531 | 47.9453 | 738.7661 | 1010.653 | 208.3253 | 1766.1092 | 456.8952 | 0 | 915.4213 | 0.82342 | 0.82342 | 0 | 0 | 0 | 0 | 0 | 688.546 | 0 | 2095.5406 | 47.9453 | 2143.4859 | 5081.4198 | 1193.3756 | 6274.7954
2013 | Small Hotel | 5C | 4013.58 | 254.7851 | 39.4251 | 515.2392 | 1015.1502 | 207.9769 | 1766.1092 | 456.8952 | 0 | 935.7218 | 0.82342 | 0.82342 | 0 | 0 | 0 | 0 | 0 | 699.1475 | 0 | 1705.7462 | 39.4251 | 1745.1713 | 4695.8059 | 1195.4677 | 5891.2736
2013 | Small Hotel | 6A | 4013.58 | 1285.422 | 166.4699 | 641.4759 | 1011.5715 | 208.1986 | 1766.1092 | 456.8952 | 0 | 825.9853 | 0.82342 | 0.82342 | 0 | 0 | 0 | 0 | 0 | 742.2582 | 0 | 2752.8831 | 166.4699 | 2919.353 | 5739.5858 | 1365.6232 | 7105.209
2013 | Small Hotel | 6B | 4013.58 | 819.0179 | 94.785 | 559.4506 | 1012.2049 | 208.0719 | 1766.1092 | 456.8952 | 0 | 898.6046 | 0.82342 | 0.82342 | 0 | 0 | 0 | 0 | 0 | 732.177 | 0 | 2277.073 | 94.785 | 2371.858 | 5264.3141 | 1283.8679 | 6548.182
2013 | Small Hotel | 7 | 4013.58 | 1512.3375 | 217.071 | 540.5752 | 1010.178 | 207.9452 | 1766.1092 | 456.8952 | 0 | 823.9901 | 0.82342 | 0.82342 | 0 | 0 | 0 | 0 | 0 | 787.9704 | 0 | 2876.9028 | 217.071 | 3093.9738 | 5861.927 | 1461.9366 | 7323.8636
2013 | Small Hotel | 8 | 4013.58 | 2111.2489 | 284.3549 | 373.8327 | 1027.1531 | 206.8051 | 1766.1092 | 456.8952 | 0 | 942.4992 | 0.82342 | 0.82342 | 0 | 0 | 0 | 0 | 0 | 849.6392 | 0 | 3427.5808 | 284.3549 | 3711.9356 | 6428.4716 | 1590.8892 | 8019.3608
2016 | Small Hotel | 0A | 4013.58 | 0.03167 | 0 | 2525.5875 | 906.8388 | 140.5198 | 1766.1092 | 456.8952 | 0 | 568.5398 | 0.82342 | 0.82342 | 0 | 0 | 0 | 0 | 0 | 459.1932 | 0 | 3094.159 | 0 | 3094.159 | 5908.4502 | 916.0884 | 6824.5386
2016 | Small Hotel | 0B | 4013.58 | 0.41171 | 0 | 2357.5465 | 908.739 | 140.5515 | 1766.1092 | 456.8952 | 0 | 580.3528 | 0.82342 | 0.82342 | 0 | 0 | 0 | 0 | 0 | 459.887 | 0 | 2938.3109 | 0 | 2938.3109 | 5754.5657 | 916.7822 | 6671.3478
2016 | Small Hotel | 1A | 4013.58 | 0.22169 | 0 | 1859.8841 | 912.096 | 140.5831 | 1766.1092 | 456.8952 | 0 | 545.9908 | 0.82342 | 0.82342 | 0 | 0 | 0 | 0 | 0 | 480.0819 | 0 | 2406.0966 | 0 | 2406.0966 | 5225.7083 | 936.9771 | 6162.6854
2016 | Small Hotel | 1B | 4013.58 | 7.6325 | 0.82384 | 2009.2398 | 908.3589 | 140.3931 | 1766.1092 | 456.8952 | 0 | 566.3229 | 0.82342 | 0.82342 | 0 | 0 | 0 | 0 | 0 | 491.1712 | 0 | 2583.1952 | 0.82384 | 2584.0191 | 5398.8799 | 948.8902 | 6347.7701
2016 | Small Hotel | 2A | 4013.58 | 14.6315 | 2.8509 | 1626.7295 | 911.3359 | 140.3614 | 1766.1092 | 456.8952 | 0 | 539.5935 | 0.82342 | 0.82342 | 0 | 0 | 0 | 0 | 0 | 518.9542 | 0 | 2180.9545 | 2.8509 | 2183.8055 | 4999.5845 | 978.7111 | 5978.2956
2016 | Small Hotel | 2B | 4013.58 | 14.5999 | 1.9837 | 1342.9347 | 917.5749 | 140.4564 | 1766.1092 | 456.8952 | 0 | 556.9803 | 0.82342 | 0.82342 | 0 | 0 | 0 | 0 | 0 | 524.6994 | 0 | 1914.5148 | 1.9837 | 1916.4986 | 4739.4788 | 983.5782 | 5723.0571
2016 | Small Hotel | 3A | 4013.58 | 118.1924 | 26.1678 | 1094.6102 | 915.5164 | 140.4248 | 1766.1092 | 456.8952 | 0 | 528.4139 | 0.82342 | 0.82342 | 0 | 0 | 0 | 0 | 0 | 589.8261 | 0 | 1741.2166 | 26.1678 | 1767.3844 | 4564.0587 | 1072.8782 | 5636.9369
2016 | Small Hotel | 3B | 4013.58 | 41.9944 | 9.2465 | 1098.3156 | 915.3897 | 140.4248 | 1766.1092 | 456.8952 | 0 | 550.6146 | 0.82342 | 0.82342 | 0 | 0 | 0 | 0 | 0 | 570.8669 | 0 | 1690.9246 | 9.2465 | 1700.1712 | 4513.6401 | 1037.0086 | 5550.6487
2016 | Small Hotel | 3C | 4013.58 | 9.5643 | 0.87804 | 894.4241 | 913.3628 | 140.3931 | 1766.1092 | 456.8952 | 0 | 643.0277 | 0.82342 | 0.82342 | 0 | 0 | 0 | 0 | 0 | 597.9778 | 0 | 1547.0162 | 0.87804 | 1547.8942 | 4367.673 | 1055.751 | 5423.424
2016 | Small Hotel | 4A | 4013.58 | 271.4752 | 66.5034 | 833.6494 | 906.0154 | 140.2031 | 1766.1092 | 456.8952 | 0 | 518.1529 | 0.82342 | 0.82342 | 0 | 0 | 0 | 0 | 0 | 650.5734 | 0 | 1623.2775 | 66.5034 | 1689.7809 | 4436.4286 | 1173.972 | 5610.4006
2016 | Small Hotel | 4B | 4013.58 | 94.7883 | 24.997 | 875.7388 | 906.4271 | 140.3298 | 1766.1092 | 456.8952 | 0 | 553.1165 | 0.82342 | 0.82342 | 0 | 0 | 0 | 0 | 0 | 632.991 | 0 | 1523.6437 | 24.997 | 1548.6407 | 4337.3015 | 1114.8832 | 5452.1847
2016 | Small Hotel | 4C | 4013.58 | 115.8805 | 27.371 | 604.9287 | 912.2227 | 140.0447 | 1766.1092 | 456.8952 | 0 | 636.2503 | 0.82342 | 0.82342 | 0 | 0 | 0 | 0 | 0 | 668.9798 | 0 | 1357.0595 | 27.371 | 1384.4305 | 4176.2596 | 1153.2459 | 5329.5055
2016 | Small Hotel | 5A | 4013.58 | 480.0539 | 106.8065 | 631.3098 | 905.287 | 140.2664 | 1766.1092 | 456.8952 | 0 | 514.8275 | 0.82342 | 0.82342 | 0 | 0 | 0 | 0 | 0 | 702.5838 | 0 | 1626.1912 | 106.8065 | 1732.9977 | 4438.6772 | 1266.2746 | 5704.9518
2016 | Small Hotel | 5B | 4013.58 | 243.0356 | 45.864 | 715.3936 | 905.0019 | 140.2664 | 1766.1092 | 456.8952 | 0 | 613.1312 | 0.82342 | 0.82342 | 0 | 0 | 0 | 0 | 0 | 687.5162 | 0 | 1571.5604 | 45.864 | 1617.4244 | 4383.7297 | 1190.2645 | 5573.9942
2016 | Small Hotel | 5C | 4013.58 | 113.2836 | 35.4902 | 548.9994 | 908.834 | 140.0447 | 1766.1092 | 456.8952 | 0 | 628.4278 | 0.82342 | 0.82342 | 0 | 0 | 0 | 0 | 0 | 698.1719 | 0 | 1290.7108 | 35.4902 | 1326.201 | 4106.5222 | 1190.568 | 5297.0903
2016 | Small Hotel | 6A | 4013.58 | 812.2088 | 162.6542 | 622.9172 | 904.2102 | 140.1714 | 1766.1092 | 456.8952 | 0 | 522.8084 | 0.82342 | 0.82342 | 0 | 0 | 0 | 0 | 0 | 741.0116 | 0 | 1957.9344 | 162.6542 | 2120.5886 | 4769.2803 | 1360.5501 | 6129.8304
2016 | Small Hotel | 6B | 4013.58 | 481.5107 | 91.0452 | 562.6175 | 904.8752 | 140.0764 | 1766.1092 | 456.8952 | 0 | 594.1925 | 0.82342 | 0.82342 | 0 | 0 | 0 | 0 | 0 | 731.0171 | 0 | 1638.3208 | 91.0452 | 1729.3659 | 4450.2051 | 1278.9574 | 5729.1625
2016 | Small Hotel | 7 | 4013.58 | 928.121 | 211.9328 | 541.3036 | 903.0384 | 140.0131 | 1766.1092 | 456.8952 | 0 | 519.9897 | 0.82342 | 0.82342 | 0 | 0 | 0 | 0 | 0 | 786.6588 | 0 | 1989.4144 | 211.9328 | 2201.3472 | 4799.3668 | 1455.4868 | 6254.8536
2016 | Small Hotel | 8 | 4013.58 | 1239.4371 | 273.6016 | 404.9643 | 918.3033 | 139.2213 | 1766.1092 | 456.8952 | 0 | 636.8837 | 0.82342 | 0.82342 | 0 | 0 | 0 | 0 | 0 | 847.9807 | 0 | 2281.2851 | 273.6016 | 2554.8867 | 5105.7424 | 1578.4666 | 6684.209
2019 | Small Hotel | 0A | 4013.58 | 0.03167 | 0 | 2431.6226 | 581.8096 | 140.5198 | 1766.1092 | 456.8952 | 0 | 549.1895 | 0.82342 | 0.82342 | 0 | 0 | 0 | 0 | 0 | 459.2149 | 0 | 2980.8437 | 0 | 2980.8437 | 5470.1057 | 916.1101 | 6386.2158
2019 | Small Hotel | 0B | 4013.58 | 0.38004 | 0 | 2267.8254 | 581.9679 | 140.5515 | 1766.1092 | 456.8952 | 0 | 558.2471 | 0.82342 | 0.82342 | 0 | 0 | 0 | 0 | 0 | 459.9087 | 0 | 2826.4525 | 0 | 2826.4525 | 5315.8728 | 916.8038 | 6232.6767
2019 | Small Hotel | 1A | 4013.58 | 0.25336 | 0 | 1766.6476 | 587.1618 | 140.5831 | 1766.1092 | 456.8952 | 0 | 521.6682 | 0.82342 | 0.82342 | 0 | 0 | 0 | 0 | 0 | 480.1036 | 0 | 2288.5692 | 0 | 2288.5692 | 4783.2468 | 936.9988 | 5720.2455
2019 | Small Hotel | 1B | 4013.58 | 9.786 | 1.1707 | 1914.8949 | 584.7549 | 140.3931 | 1766.1092 | 456.8952 | 0 | 542.0321 | 0.82342 | 0.82342 | 0 | 0 | 0 | 0 | 0 | 491.1821 | 0 | 2466.713 | 1.1707 | 2467.8837 | 4958.7619 | 949.248 | 5908.0099
2019 | Small Hotel | 2A | 4013.58 | 17.5452 | 3.4688 | 1545.7494 | 584.3748 | 140.3614 | 1766.1092 | 456.8952 | 0 | 514.9542 | 0.82342 | 0.82342 | 0 | 0 | 0 | 0 | 0 | 518.965 | 0 | 2078.2487 | 3.4688 | 2081.7175 | 4569.886 | 979.329 | 5549.2149
2019 | Small Hotel | 2B | 4013.58 | 18.0519 | 2.5908 | 1269.587 | 587.9535 | 140.4564 | 1766.1092 | 456.8952 | 0 | 530.0291 | 0.82342 | 0.82342 | 0 | 0 | 0 | 0 | 0 | 524.7102 | 0 | 1817.668 | 2.5908 | 1820.2587 | 4312.9789 | 984.1961 | 5297.1751
2019 | Small Hotel | 3A | 4013.58 | 135.801 | 27.3927 | 1029.0533 | 586.6867 | 140.4248 | 1766.1092 | 456.8952 | 0 | 501.5261 | 0.82342 | 0.82342 | 0 | 0 | 0 | 0 | 0 | 589.8911 | 0 | 1666.3804 | 27.3927 | 1693.7731 | 4160.4246 | 1074.179 | 5234.6035
2019 | Small Hotel | 3B | 4013.58 | 52.6039 | 11.4254 | 1031.9353 | 586.8134 | 140.4248 | 1766.1092 | 456.8952 | 0 | 521.9216 | 0.82342 | 0.82342 | 0 | 0 | 0 | 0 | 0 | 570.9211 | 0 | 1606.4607 | 11.4254 | 1617.8861 | 4100.5999 | 1039.2525 | 5139.8524
2019 | Small Hotel | 3C | 4013.58 | 12.7947 | 1.561 | 830.7358 | 585.7683 | 140.3931 | 1766.1092 | 456.8952 | 0 | 611.2943 | 0.82342 | 0.82342 | 0 | 0 | 0 | 0 | 0 | 598.0536 | 0 | 1454.8248 | 1.561 | 1456.3857 | 3947.9189 | 1056.5098 | 5004.4286
2019 | Small Hotel | 4A | 4013.58 | 316.4466 | 66.2974 | 779.5254 | 581.5245 | 140.2031 | 1766.1092 | 456.8952 | 0 | 491.17 | 0.82342 | 0.82342 | 0 | 0 | 0 | 0 | 0 | 650.671 | 0 | 1587.142 | 66.2974 | 1653.4395 | 4075.8023 | 1173.8636 | 5249.6659
2019 | Small Hotel | 4B | 4013.58 | 119.7126 | 19.2735 | 813.7923 | 581.4295 | 140.3298 | 1766.1092 | 456.8952 | 0 | 587.2568 | 0.82342 | 0.82342 | 0 | 0 | 0 | 0 | 0 | 633.0668 | 0 | 1520.7617 | 19.2735 | 1540.0352 | 4009.3903 | 1109.2355 | 5118.6258
2019 | Small Hotel | 4C | 4013.58 | 150.1791 | 30.5796 | 553.4966 | 585.2299 | 140.0447 | 1766.1092 | 456.8952 | 0 | 604.517 | 0.82342 | 0.82342 | 0 | 0 | 0 | 0 | 0 | 669.034 | 0 | 1308.1927 | 30.5796 | 1338.7723 | 3800.4317 | 1156.5088 | 4956.9404
2019 | Small Hotel | 5A | 4013.58 | 537.6299 | 103.8689 | 584.9449 | 581.0495 | 140.2664 | 1766.1092 | 456.8952 | 0 | 487.0529 | 0.82342 | 0.82342 | 0 | 0 | 0 | 0 | 0 | 702.638 | 0 | 1609.6277 | 103.8689 | 1713.4966 | 4097.8763 | 1263.402 | 5361.2783
2019 | Small Hotel | 5B | 4013.58 | 284.6816 | 47.6635 | 663.2015 | 580.6378 | 140.2664 | 1766.1092 | 456.8952 | 0 | 578.9909 | 0.82342 | 0.82342 | 0 | 0 | 0 | 0 | 0 | 687.592 | 0 | 1526.874 | 47.6635 | 1574.5375 | 4014.6792 | 1192.1507 | 5206.8299
2019 | Small Hotel | 5C | 4013.58 | 150.4325 | 39.8695 | 499.5626 | 583.5831 | 140.0447 | 1766.1092 | 456.8952 | 0 | 597.2012 | 0.82342 | 0.82342 | 0 | 0 | 0 | 0 | 0 | 698.2261 | 0 | 1247.1963 | 39.8695 | 1287.0658 | 3737.7251 | 1195.0016 | 4932.7267
2019 | Small Hotel | 6A | 4013.58 | 883.9414 | 155.9334 | 574.9055 | 581.3029 | 140.1714 | 1766.1092 | 456.8952 | 0 | 493.9887 | 0.82342 | 0.82342 | 0 | 0 | 0 | 0 | 0 | 741.0766 | 0 | 1952.8355 | 155.9334 | 2108.7689 | 4441.2424 | 1353.9052 | 5795.1476
2019 | Small Hotel | 6B | 4013.58 | 541.6203 | 90.0154 | 514.1624 | 581.6512 | 140.0764 | 1766.1092 | 456.8952 | 0 | 560.0839 | 0.82342 | 0.82342 | 0 | 0 | 0 | 0 | 0 | 731.1038 | 0 | 1615.8667 | 90.0154 | 1705.8821 | 4104.5587 | 1278.0143 | 5382.573
2019 | Small Hotel | 7 | 4013.58 | 996.9083 | 188.2366 | 492.8485 | 581.6829 | 140.0131 | 1766.1092 | 456.8952 | 0 | 538.3267 | 0.82342 | 0.82342 | 0 | 0 | 0 | 0 | 0 | 786.713 | 0 | 2028.0835 | 188.2366 | 2216.3201 | 4516.7121 | 1431.8448 | 5948.5568
2019 | Small Hotel | 8 | 4013.58 | 1318.1687 | 256.9622 | 367.8154 | 592.3557 | 139.2213 | 1766.1092 | 456.8952 | 0 | 603.5035 | 0.82342 | 0.82342 | 0 | 0 | 0 | 0 | 0 | 848.0349 | 0 | 2289.4876 | 256.9622 | 2546.4498 | 4787.9973 | 1561.8922 | 6349.8895
2004 | Large Office | 0A | 46320.38 | 0 | 10.7099 | 40502.6363 | 16275.8781 | 3128.996 | 48180.4894 | 0 | 6651.2384 | 9057.715 | 6166.9724 | 4.2101 | 6162.7623 | 14453.2379 | 0 | 0 | 0 | 457.4372 | 0 | 70176.3515 | 10.7099 | 70187.0615 | 144417.1952 | 468.1471 | 144885.3423
2004 | Large Office | 0B | 46320.38 | 0 | 163.1528 | 32399.8668 | 16275.8781 | 3129.5977 | 48180.4894 | 0 | 6651.2384 | 9018.2225 | 5120.5323 | 4.2101 | 5116.3222 | 11078.3244 | 60.648 | 0 | 0 | 456.5483 | 0 | 57673.3839 | 163.1528 | 57836.5367 | 131914.7976 | 619.7011 | 132534.4988
2004 | Large Office | 1A | 46320.38 | 0 | 43.4792 | 27307.3625 | 16275.8781 | 3129.9461 | 48180.4894 | 0 | 6651.2384 | 8992.6015 | 5756.0542 | 4.2101 | 5751.8441 | 11461.9114 | 0 | 0 | 0 | 489.8271 | 0 | 53513.7194 | 43.4792 | 53557.1987 | 127755.4815 | 533.3063 | 128288.7878
2004 | Large Office | 1B | 46320.38 | 0 | 602.2054 | 27715.0821 | 16275.8781 | 3126.019 | 48180.4894 | 0 | 6651.2384 | 8674.3813 | 4260.8501 | 4.2101 | 4256.64 | 9297.5836 | 349.9218 | 0 | 0 | 491.7458 | 0 | 50293.6088 | 602.2054 | 50895.8142 | 124531.4755 | 1093.9511 | 125625.4266
2004 | Large Office | 2A | 46320.38 | 0 | 1174.0804 | 25544.5469 | 16275.8781 | 3124.9422 | 48180.4894 | 0 | 6651.2384 | 8256.4007 | 4694.6024 | 4.2101 | 4690.3923 | 9823.8123 | 39.0808 | 0 | 0 | 527.908 | 0 | 48354.233 | 1174.0804 | 49528.3134 | 122590.9913 | 1701.9992 | 124292.9905
2004 | Large Office | 2B | 46320.38 | 0 | 1353.5149 | 18560.1085 | 16275.8781 | 3127.2225 | 48180.4894 | 0 | 6651.2384 | 8892.3343 | 3471.2854 | 4.2101 | 3467.0752 | 6182.1423 | 159.1101 | 0 | 0 | 530.4662 | 0 | 37260.7704 | 1353.5149 | 38614.2854 | 111499.8406 | 1883.9812 | 113383.8217
2004 | Large Office | 3A | 46320.38 | 0 | 3463.8136 | 16992.1901 | 16275.8781 | 3126.6208 | 48180.4894 | 0 | 6651.2384 | 7960.1595 | 4130.5597 | 4.2101 | 4126.3496 | 6448.5821 | 139.6014 | 0 | 0 | 593.8694 | 0 | 35666.8827 | 3463.8136 | 39130.6963 | 109905.3194 | 4057.683 | 113963.0024
2004 | Large Office | 3B | 46320.38 | 0 | 1248.7355 | 15398.6824 | 16275.8781 | 3126.4941 | 48180.4894 | 0 | 6651.2384 | 8450.2211 | 2523.5606 | 4.2101 | 2519.3505 | 5305.105 | 2457.4653 | 0 | 0 | 576.7856 | 0 | 34130.8243 | 1248.7355 | 35379.5598 | 108369.1661 | 1825.5319 | 110194.698
2004 | Large Office | 3C | 46320.38 | 0 | 1166.048 | 12473.6729 | 16275.8781 | 3126.019 | 48180.4894 | 0 | 6651.2384 | 7889.7887 | 2682.4807 | 4.2101 | 2678.2706 | 5062.5445 | 25.4627 | 0 | 0 | 601.2514 | 0 | 28129.7394 | 1166.048 | 29295.7873 | 102367.5744 | 1767.3102 | 104134.8846
2004 | Large Office | 4A | 46320.38 | 0 | 6095.9065 | 14737.3495 | 16275.8781 | 3121.8386 | 48180.4894 | 0 | 6651.2384 | 7516.7795 | 3906.6212 | 4.2101 | 3902.4111 | 4772.574 | 96.8152 | 0 | 0 | 646.4109 | 0 | 31025.9292 | 6095.9065 | 37121.8357 | 105259.5838 | 6742.3174 | 112001.9012
2004 | Large Office | 4B | 46320.38 | 0 | 2858.7248 | 13717.4171 | 16275.8781 | 3124.2138 | 48180.4894 | 0 | 6651.2384 | 9256.9826 | 2251.0719 | 4.2101 | 2246.8618 | 4126.506 | 3786.5285 | 0 | 0 | 631.2782 | 0 | 33134.2961 | 2858.7248 | 35993.0209 | 107370.3893 | 3490.003 | 110860.3923
2004 | Large Office | 4C | 46320.38 | 0 | 4193.9852 | 9120.2633 | 16275.8781 | 3118.2599 | 48180.4894 | 0 | 6651.2384 | 7778.7221 | 1564.6563 | 4.2101 | 1560.4462 | 2965.1037 | 57.9878 | 0 | 0 | 662.1614 | 0 | 21482.5231 | 4193.9852 | 25676.5082 | 95712.5673 | 4856.1574 | 100568.7247
2004 | Large Office | 5A | 46320.38 | 0 | 9302.3568 | 10971.9765 | 16275.8781 | 3122.7887 | 48180.4894 | 0 | 6651.2384 | 7559.5973 | 2171.4535 | 4.2101 | 2167.2434 | 3458.3007 | 121.7078 | 0 | 0 | 691.3318 | 0 | 24278.8257 | 9302.3568 | 33581.1826 | 98513.4621 | 9993.6887 | 108507.1508
2004 | Large Office | 5B | 46320.38 | 0 | 5617.6891 | 12810.5467 | 16275.8781 | 3122.9154 | 48180.4894 | 0 | 6651.2384 | 9145.9476 | 1979.7867 | 4.2101 | 1975.5766 | 3250.6721 | 4197.4468 | 0 | 0 | 678.5623 | 0 | 31380.1898 | 5617.6891 | 36997.8789 | 105614.9212 | 6296.2406 | 111911.1617
2004 | Large Office | 5C | 46320.38 | 0 | 4279.4911 | 8042.1214 | 16275.8781 | 3118.0382 | 48180.4894 | 0 | 6651.2384 | 7610.4277 | 1139.7716 | 4.2101 | 1135.5615 | 2293.1614 | 62.1999 | 0 | 0 | 687.7655 | 0 | 19143.4719 | 4279.4911 | 23422.963 | 93373.2944 | 4967.2566 | 98340.551
2004 | Large Office | 6A | 46320.38 | 0 | 13354.5331 | 11241.7732 | 16275.8781 | 3121.3635 | 48180.4894 | 0 | 6651.2384 | 7866.3529 | 2350.8641 | 4.2101 | 2346.654 | 3376.5287 | 148.4056 | 0 | 0 | 725.0009 | 0 | 24979.7145 | 13354.5331 | 38334.2476 | 99212.894 | 14079.534 | 113292.428
2004 | Large Office | 6B | 46320.38 | 0 | 9390.0958 | 10930.9955 | 16275.8781 | 3119.0833 | 48180.4894 | 0 | 6651.2384 | 8507.7971 | 1637.5607 | 4.2101 | 1633.3506 | 2728.0221 | 2890.0775 | 0 | 0 | 716.3722 | 0 | 26690.2429 | 9390.0958 | 36080.3387 | 100921.1738 | 10106.468 | 111027.6419
2004 | Large Office | 7 | 46320.38 | 0 | 15150.2875 | 10620.5028 | 16275.8781 | 3117.1831 | 48180.4894 | 0 | 6651.2384 | 8234.3267 | 2046.1987 | 4.2101 | 2041.9886 | 2786.5483 | 182.1658 | 0 | 0 | 765.3799 | 0 | 23865.5322 | 15150.2875 | 39015.8197 | 98094.5947 | 15915.6674 | 114010.2621
2004 | Large Office | 8 | 46320.38 | 0 | 19451.9464 | 9035.4827 | 16275.8781 | 3100.0179 | 48180.4894 | 0 | 6651.2384 | 7993.3813 | 1487.4766 | 4.2101 | 1483.2664 | 1820.5816 | 972.0473 | 0 | 0 | 819.4281 | 0 | 21304.7594 | 19451.9464 | 40756.7058 | 95516.5933 | 20271.3745 | 115787.9678
2007 | Large Office | 0A | 46320.38 | 0 | 10.7966 | 37821.4541 | 16275.8781 | 3128.996 | 48180.4894 | 0 | 6651.2384 | 8942.9113 | 5739.3641 | 4.2101 | 5735.154 | 13857.2718 | 0 | 0 | 0 | 457.4155 | 0 | 66356.7912 | 10.7966 | 66367.5878 | 140597.6349 | 468.223 | 141065.8578
2007 | Large Office | 0B | 46320.38 | 0 | 157.787 | 30838.9792 | 16275.8781 | 3129.5977 | 48180.4894 | 0 | 6651.2384 | 8873.4906 | 4825.9063 | 4.2101 | 4821.6962 | 10790.2224 | 55.3275 | 0 | 0 | 456.6025 | 0 | 55379.7158 | 157.787 | 55537.5029 | 129621.1612 | 614.3787 | 130235.5399
2007 | Large Office | 1A | 46320.38 | 0 | 44.3898 | 25909.512 | 16275.8781 | 3129.9461 | 48180.4894 | 0 | 6651.2384 | 8525.849 | 5399.0699 | 4.2101 | 5394.8598 | 11163.96 | 0 | 0 | 0 | 489.8271 | 0 | 50994.1809 | 44.3898 | 51038.5707 | 125235.9747 | 534.2169 | 125770.1916
2007 | Large Office | 1B | 46320.38 | 0 | 556.84 | 26574.3603 | 16275.8781 | 3126.019 | 48180.4894 | 0 | 6651.2384 | 8534.6216 | 4063.9894 | 4.2101 | 4059.7793 | 9095.2123 | 335.9554 | 0 | 0 | 491.7566 | 0 | 48599.9289 | 556.84 | 49156.7689 | 122837.7639 | 1048.5857 | 123886.3497
2007 | Large Office | 2A | 46320.38 | 0 | 594.4222 | 23702.9365 | 16275.8781 | 3124.9422 | 48180.4894 | 0 | 6651.2384 | 7840.6686 | 5315.1128 | 4.2101 | 5310.9026 | 9434.398 | 32.9051 | 0 | 0 | 527.908 | 0 | 46321.8108 | 594.4222 | 46916.233 | 120558.569 | 1122.3302 | 121680.8993
2007 | Large Office | 2B | 46320.38 | 0 | 564.3087 | 17583.7857 | 16275.8781 | 3127.2225 | 48180.4894 | 0 | 6651.2384 | 8508.5255 | 3132.2897 | 4.2101 | 3128.0796 | 5959.2806 | 135.4209 | 0 | 0 | 530.4662 | 0 | 35315.0923 | 564.3087 | 35879.401 | 109554.1308 | 1094.775 | 110648.9058
2007 | Large Office | 3A | 46320.38 | 0 | 2895.5266 | 16578.9283 | 16275.8781 | 3126.6208 | 48180.4894 | 0 | 6651.2384 | 7582.9381 | 3986.9996 | 4.2101 | 3982.7895 | 6294.3175 | 118.9842 | 0 | 0 | 593.8152 | 0 | 34557.9576 | 2895.5266 | 37453.4842 | 108796.3944 | 3489.3526 | 112285.747
2007 | Large Office | 3B | 46320.38 | 0 | 1036.6726 | 15240.8708 | 16275.8781 | 3126.4941 | 48180.4894 | 0 | 6651.2384 | 8369.6209 | 2446.1591 | 4.2101 | 2441.949 | 5264.3141 | 2431.0842 | 0 | 0 | 576.7856 | 0 | 33747.839 | 1036.6726 | 34784.5116 | 107986.1491 | 1613.4581 | 109599.6072
2007 | Large Office | 3C | 46320.38 | 0 | 465.1986 | 11894.967 | 16275.8781 | 3126.019 | 48180.4894 | 0 | 6651.2384 | 7341.486 | 2521.5021 | 4.2101 | 2517.2919 | 4932.1908 | 21.2822 | 0 | 0 | 601.2731 | 0 | 26707.218 | 465.1986 | 27172.4166 | 100945.0213 | 1066.4826 | 102011.5039
2007 | Large Office | 4A | 46320.38 | 0 | 4572.518 | 14678.0949 | 16275.8781 | 3121.8386 | 48180.4894 | 0 | 6651.2384 | 7367.6771 | 3874.9512 | 4.2101 | 3870.7411 | 4724.8473 | 82.0886 | 0 | 0 | 646.4217 | 0 | 30723.449 | 4572.518 | 35295.967 | 104957.1036 | 5218.9397 | 110176.0433
2007 | Large Office | 4B | 46320.38 | 0 | 1921.39 | 13667.8536 | 16275.8781 | 3124.2138 | 48180.4894 | 0 | 6651.2384 | 9170.4285 | 2210.3443 | 4.2101 | 2206.1342 | 4116.3716 | 3748.5245 | 0 | 0 | 631.3433 | 0 | 32909.3124 | 1921.39 | 34830.7024 | 107145.3739 | 2552.7224 | 109698.0964
2007 | Large Office | 4C | 46320.38 | 0 | 3066.8962 | 9159.154 | 16275.8781 | 3118.2599 | 48180.4894 | 0 | 6651.2384 | 7393.5199 | 1531.5295 | 4.2101 | 1527.3194 | 2976.5366 | 48.7401 | 0 | 0 | 662.1614 | 0 | 21105.27 | 3066.8962 | 24172.1662 | 95335.3459 | 3729.0576 | 99064.4035
2007 | Large Office | 5A | 46320.38 | 0 | 7080.9698 | 11049.3463 | 16275.8781 | 3122.7887 | 48180.4894 | 0 | 6651.2384 | 7467.3109 | 2100.0694 | 4.2101 | 2095.8593 | 3469.6702 | 103.3709 | 0 | 0 | 691.2776 | 0 | 24185.5576 | 7080.9698 | 31266.5274 | 98420.1623 | 7772.2475 | 106192.4097
2007 | Large Office | 5B | 46320.38 | 0 | 3803.962 | 12952.2699 | 16275.8781 | 3122.9154 | 48180.4894 | 0 | 6651.2384 | 9139.0119 | 1970.0323 | 4.2101 | 1965.8222 | 3271.891 | 4175.9429 | 0 | 0 | 678.649 | 0 | 31504.938 | 3803.962 | 35308.8999 | 105739.6693 | 4482.611 | 110222.2803
2007 | Large Office | 5C | 46320.38 | 0 | 2888.7733 | 8140.6151 | 16275.8781 | 3118.0382 | 48180.4894 | 0 | 6651.2384 | 7328.533 | 1121.8147 | 4.2101 | 1117.6046 | 2325.8448 | 53.9023 | 0 | 0 | 687.7655 | 0 | 18966.4999 | 2888.7733 | 21855.2732 | 93196.3224 | 3576.5388 | 96772.8612
2007 | Large Office | 6A | 46320.38 | 0 | 10578.5175 | 11286.6496 | 16275.8781 | 3121.3635 | 48180.4894 | 0 | 6651.2384 | 7758.3899 | 2246.6381 | 4.2101 | 2242.428 | 3372.855 | 125.6666 | 0 | 0 | 724.9575 | 0 | 24785.9891 | 10578.5175 | 35364.5066 | 99019.1686 | 11303.475 | 110322.6437
2007 | Large Office | 6B | 46320.38 | 0 | 7085.1541 | 11099.7966 | 16275.8781 | 3119.0833 | 48180.4894 | 0 | 6651.2384 | 8436.3179 | 1607.4108 | 4.2101 | 1603.2007 | 2753.1048 | 2863.2214 | 0 | 0 | 716.3397 | 0 | 26755.6414 | 7085.1541 | 33840.7955 | 100986.5724 | 7801.4938 | 108788.0662
2007 | Large Office | 7 | 46320.38 | 0 | 11466.1726 | 10545.6349 | 16275.8781 | 3117.1831 | 48180.4894 | 0 | 6651.2384 | 7831.2309 | 1928.9564 | 4.2101 | 1924.7462 | 2769.6048 | 154.0745 | 0 | 0 | 765.2606 | 0 | 23225.2915 | 11466.1726 | 34691.4641 | 97454.2906 | 12231.4332 | 109685.7238
2007 | Large Office | 8 | 46320.38 | 0 | 16137.7248 | 9132.3612 | 16275.8781 | 3100.0179 | 48180.4894 | 0 | 6651.2384 | 7754.3678 | 1435.126 | 4.2101 | 1430.9159 | 1833.2813 | 931.3197 | 0 | 0 | 819.3631 | 0 | 21082.2459 | 16137.7248 | 37219.9707 | 95294.0482 | 16957.0879 | 112251.1361
2010 | Large Office | 0A | 46320.38 | 0 | 10.7966 | 30025.6303 | 11908.9334 | 2157.9621 | 46540.0468 | 0 | 6287.3184 | 8291.2377 | 3813.2897 | 4.2101 | 3809.0796 | 9319.5309 | 0 | 0 | 0 | 452.7434 | 0 | 51445.4784 | 10.7966 | 51456.275 | 118343.9176 | 463.5401 | 118807.4577
2010 | Large Office | 0B | 46320.38 | 0 | 44.444 | 26633.2349 | 11917.7377 | 2157.0437 | 46540.0468 | 0 | 6287.3184 | 7976.7862 | 3451.7766 | 4.2101 | 3447.5665 | 7780.8439 | 56.2776 | 0 | 0 | 451.822 | 0 | 45894.7092 | 44.444 | 45939.1532 | 112801.0659 | 496.266 | 113297.3319
2010 | Large Office | 1A | 46320.38 | 0 | 13.821 | 21658.7963 | 11936.7714 | 2157.3604 | 46540.0468 | 0 | 6287.3184 | 7822.6484 | 2988.4129 | 4.2101 | 2984.2028 | 7778.057 | 0 | 0 | 0 | 485.5778 | 0 | 40243.7044 | 13.821 | 40257.5254 | 107169.4431 | 499.3988 | 107668.8419
2010 | Large Office | 1B | 46320.38 | 0 | 263.2494 | 23175.5676 | 11938.1015 | 2153.845 | 46540.0468 | 0 | 6287.3184 | 7852.4181 | 2957.0279 | 4.2101 | 2952.8178 | 6793.4367 | 335.1636 | 0 | 0 | 487.0304 | 0 | 41109.4038 | 263.2494 | 41372.6532 | 108032.989 | 750.2798 | 108783.2688
2010 | Large Office | 2A | 46320.38 | 0 | 284.3766 | 18164.1701 | 11930.7224 | 2152.8949 | 46540.0468 | 0 | 6287.3184 | 7212.7792 | 2710.1919 | 4.2101 | 2705.9818 | 6693.0111 | 16.1517 | 0 | 0 | 523.3986 | 0 | 34792.0939 | 284.3766 | 35076.4705 | 101707.2549 | 807.7643 | 102515.0192
2010 | Large Office | 2B | 46320.38 | 0 | 225.4937 | 13458.7049 | 11941.0468 | 2154.9218 | 46540.0468 | 0 | 6287.3184 | 7899.7648 | 1887.4053 | 4.2101 | 1883.1952 | 4407.8939 | 4638.9266 | 0 | 0 | 525.7834 | 0 | 32288.4854 | 225.4937 | 32513.9791 | 99216.0294 | 751.277 | 99967.3064
2010 | Large Office | 3A | 46320.38 | 0 | 1366.1218 | 13678.1463 | 11971.165 | 2154.3834 | 46540.0468 | 0 | 6287.3501 | 7014.0182 | 2039.5163 | 4.2101 | 2035.3062 | 4841.2346 | 57.8294 | 0 | 0 | 589.3491 | 0 | 27626.5347 | 1366.1218 | 28992.6566 | 94583.6901 | 1955.4601 | 96539.1502
2010 | Large Office | 3B | 46320.38 | 0 | 526.7156 | 10921.0195 | 11947.1591 | 2154.2567 | 46540.0468 | 0 | 6287.3184 | 7865.9412 | 1587.0154 | 4.2101 | 1582.8053 | 3706.9102 | 5359.3241 | 0 | 0 | 572.3412 | 0 | 29436.0002 | 526.7156 | 29962.7158 | 96369.023 | 1099.0568 | 97468.0798
2010 | Large Office | 3C | 46320.38 | 0 | 144.5189 | 7154.253 | 11960.0805 | 2159.8623 | 46540.0468 | 0 | 6287.3501 | 6938.9287 | 1495.1724 | 4.2101 | 1490.9623 | 2991.6432 | 1329.8866 | 0 | 0 | 596.8721 | 0 | 19905.6738 | 144.5189 | 20050.1927 | 86857.2552 | 741.391 | 87598.6462
2010 | Large Office | 4A | 46320.38 | 0 | 2505.1132 | 11676.539 | 11957.8002 | 2162.3326 | 46540.0468 | 0 | 6287.3501 | 6927.7808 | 1581.0297 | 4.2101 | 1576.8196 | 3753.7501 | 83.7355 | 0 | 0 | 641.8364 | 0 | 24018.625 | 2505.1132 | 26523.7382 | 90970.4282 | 3146.9387 | 94117.3669
2010 | Large Office | 4B | 46320.38 | 0 | 1051.8486 | 8584.1852 | 11919.9863 | 2153.9084 | 46540.0468 | 0 | 6287.3184 | 8688.7278 | 1450.5177 | 4.2101 | 1446.3076 | 2678.1735 | 6587.4233 | 0 | 0 | 627.0181 | 0 | 27984.8175 | 1051.8486 | 29036.666 | 94890.3191 | 1678.8667 | 96569.1858
2010 | Large Office | 4C | 46320.38 | 0 | 1534.3912 | 4415.1147 | 11996.4376 | 2163.0293 | 46540.0468 | 0 | 6287.3818 | 6996.0297 | 979.4264 | 4.2101 | 975.2163 | 1475.727 | 2843.9343 | 0 | 0 | 657.7387 | 0 | 16706.022 | 1534.3912 | 18240.4132 | 83697.1593 | 2192.119 | 85889.2783
2010 | Large Office | 5A | 46320.38 | 0 | 4181.8335 | 6217.8661 | 11950.9595 | 2156.727 | 46540.0468 | 0 | 6287.3501 | 7018.7371 | 1346.0067 | 4.2101 | 1341.7966 | 2057.7266 | 4135.0569 | 0 | 0 | 687.0392 | 0 | 20771.1832 | 4181.8335 | 24953.0167 | 87710.5084 | 4868.8727 | 92579.3811
2010 | Large Office | 5B | 46320.38 | 0 | 2340.9739 | 6795.8436 | 11946.2724 | 2160.179 | 46540.0468 | 0 | 6287.3501 | 8641.9513 | 1299.1351 | 4.2101 | 1294.925 | 2004.3626 | 7306.7757 | 0 | 0 | 674.248 | 0 | 26043.8582 | 2340.9739 | 28384.832 | 92981.9799 | 3015.2327 | 95997.2126
2010 | Large Office | 5C | 46320.38 | 0 | 1519.7463 | 3035.6328 | 12008.4406 | 2161.4458 | 46540.0468 | 0 | 6287.3818 | 7056.9628 | 768.3775 | 4.2101 | 764.1674 | 939.2372 | 3159.5892 | 0 | 0 | 683.3536 | 0 | 14955.5894 | 1519.7463 | 16475.3358 | 81957.0828 | 2203.0891 | 84160.1719
2010 | Large Office | 6A | 46320.38 | 0 | 6596.7254 | 6544.4788 | 11959.5104 | 2159.1022 | 46540.0468 | 0 | 6287.3501 | 7257.5922 | 1468.6962 | 4.2101 | 1464.4861 | 2035.6209 | 4323.145 | 0 | 0 | 720.7408 | 0 | 21625.3231 | 6596.7254 | 28222.0485 | 88575.5744 | 7317.477 | 95893.0514
2010 | Large Office | 6B | 46320.38 | 0 | 4352.4118 | 5175.7014 | 11968.8847 | 2155.9352 | 46540.0468 | 0 | 6287.3501 | 7957.4675 | 1105.3147 | 4.2101 | 1101.1046 | 1518.1965 | 7411.1917 | 0 | 0 | 712.253 | 0 | 23163.6617 | 4352.4118 | 27516.0734 | 90120.0887 | 5064.654 | 95184.7426
2010 | Large Office | 7 | 46320.38 | 0 | 7310.7995 | 5641.5354 | 11964.3876 | 2161.9209 | 46540.0468 | 0 | 6287.3501 | 7343.3546 | 1281.3682 | 4.2101 | 1277.1581 | 1648.1068 | 4946.3156 | 0 | 0 | 760.9138 | 0 | 20856.4705 | 7310.7995 | 28167.27 | 87814.3543 | 8071.7133 | 95886.0676
2010 | Large Office | 8 | 46320.38 | 0 | 10936.9096 | 3534.1186 | 12246.4406 | 2188.9987 | 46540.0468 | 0 | 6287.5718 | 7304.5905 | 996.3699 | 4.2101 | 992.1598 | 929.0394 | 6168.1442 | 0 | 0 | 815.6666 | 0 | 18928.0525 | 10936.9096 | 29864.9621 | 86195.3522 | 11752.5762 | 97947.9285
2013 | Large Office | 0A | 46320.38 | 0 | 16.1733 | 26334.2067 | 10765.3297 | 2157.9621 | 46479.8738 | 0 | 6273.0352 | 7667.9721 | 2931.0268 | 4.2101 | 2926.8167 | 8679.3535 | 0 | 407.4979 | 0 | 452.7434 | 0 | 46015.8469 | 16.1733 | 46032.0202 | 111696.2263 | 468.9167 | 112165.143
2013 | Large Office | 0B | 46320.38 | 0 | 16.0649 | 26100.9255 | 10775.3691 | 2157.0437 | 46479.8738 | 0 | 6273.0352 | 7498.2842 | 2905.2791 | 4.2101 | 2901.069 | 7482.5759 | 56.721 | 0 | 0 | 451.8762 | 0 | 44039.5756 | 16.0649 | 44055.6405 | 109729.1392 | 467.9411 | 110197.0803
2013 | Large Office | 1A | 46320.38 | 0 | 17.3548 | 20620.812 | 10790.1274 | 2157.3604 | 46479.8738 | 0 | 6273.0352 | 7282.6115 | 2266.6852 | 4.2101 | 2262.4751 | 7396.0851 | 0 | 374.4661 | 0 | 485.5886 | 0 | 37936.4499 | 17.3548 | 37953.8047 | 103641.0568 | 502.9435 | 104144.0002
2013 | Large Office | 1B | 46320.38 | 0 | 102.8391 | 22591.0661 | 10794.4028 | 2153.845 | 46479.8738 | 0 | 6273.0352 | 7370.3691 | 2496.1344 | 4.2101 | 2491.9243 | 6543.3387 | 336.4937 | 0 | 0 | 487.0629 | 0 | 39333.1919 | 102.8391 | 39436.031 | 105038.5589 | 589.902 | 105628.4608
2013 | Large Office | 2A | 46320.38 | 0 | 172.5511 | 17323.2366 | 10788.4172 | 2152.8949 | 46479.8738 | 0 | 6273.0352 | 6776.0815 | 1977.7282 | 4.2101 | 1973.518 | 6350.0884 | 15.9933 | 208.4203 | 0 | 523.3877 | 0 | 32647.3382 | 172.5511 | 32819.8893 | 98345.7378 | 695.9388 | 99041.6766
2013 | Large Office | 2B | 46320.38 | 0 | 124.0204 | 13253.8 | 10794.1494 | 2154.9218 | 46479.8738 | 0 | 6273.0352 | 7571.6319 | 1606.8725 | 4.2101 | 1602.6623 | 4241.9748 | 4830.7834 | 0 | 0 | 525.7834 | 0 | 31500.8525 | 124.0204 | 31624.873 | 97207.0429 | 649.793 | 97856.8359
2013 | Large Office | 3A | 46320.38 | 0 | 914.5491 | 13420.0358 | 10821.6707 | 2154.3834 | 46479.8738 | 0 | 6273.0669 | 6700.2319 | 1487.7616 | 4.2101 | 1483.5515 | 4702.8683 | 56.7843 | 167.5026 | 0 | 589.3058 | 0 | 26530.9744 | 914.5491 | 27445.5236 | 92264.1477 | 1503.8549 | 93768.0025
2013 | Large Office | 3B | 46320.38 | 0 | 348.506 | 11674.2271 | 10796.9047 | 2154.2567 | 46479.8738 | 0 | 6273.0352 | 7655.4941 | 1354.8109 | 4.2101 | 1350.6008 | 3799.6399 | 4836.009 | 0 | 0 | 572.3303 | 0 | 29315.9709 | 348.506 | 29664.4769 | 95024.2832 | 920.8363 | 95945.1195
2013 | Large Office | 3C | 46320.38 | 0 | 54.6119 | 7802.8229 | 10808.2109 | 2159.8623 | 46479.8738 | 0 | 6273.0669 | 6520.3779 | 1144.4271 | 4.2101 | 1140.217 | 3111.2925 | 1078.2052 | 0 | 0 | 596.8938 | 0 | 19652.9155 | 54.6119 | 19707.5274 | 85378.1079 | 651.5057 | 86029.6136
2013 | Large Office | 4A | 46320.38 | 0 | 1228.4213 | 11660.4823 | 10807.1658 | 2162.3326 | 46479.8738 | 0 | 6273.0669 | 6719.1389 | 1211.9476 | 4.2101 | 1207.7374 | 3678.2488 | 83.1971 | 182.1342 | 0 | 641.8581 | 0 | 23530.9387 | 1228.4213 | 24759.36 | 89257.5562 | 1870.2794 | 91127.8356
2013 | Large Office | 4B | 46320.38 | 0 | 690.6056 | 8994.6917 | 10770.3969 | 2153.9084 | 46479.8738 | 0 | 6273.0352 | 8322.7493 | 1148.4175 | 4.2101 | 1144.2074 | 2709.4318 | 6292.829 | 0 | 0 | 626.9748 | 0 | 27463.9093 | 690.6056 | 28154.5149 | 93145.3654 | 1317.5803 | 94462.9457
2013 | Large Office | 4C | 46320.38 | 0 | 1097.8318 | 4067.0614 | 10843.7763 | 2163.0293 | 46479.8738 | 0 | 6273.0669 | 6634.9917 | 756.3429 | 4.2101 | 752.1328 | 1407.7315 | 3185.0836 | 0 | 0 | 657.717 | 0 | 16047.001 | 1097.8318 | 17144.8328 | 81810.9258 | 1755.5488 | 83566.4746
2013 | Large Office | 5A | 46320.38 | 0 | 2006.7225 | 6296.2494 | 10802.0353 | 2156.727 | 46479.8738 | 0 | 6273.0669 | 6727.3097 | 985.0953 | 4.2101 | 980.8852 | 2075.6201 | 4063.641 | 153.2511 | 0 | 686.92 | 0 | 20296.9566 | 2006.7225 | 22303.6791 | 86012.838 | 2693.6533 | 88706.4913
2013 | Large Office | 5B | 46320.38 | 0 | 1806.5077 | 6718.3471 | 10794.5611 | 2160.179 | 46479.8738 | 0 | 6273.0352 | 8297.2866 | 1030.0667 | 4.2101 | 1025.8566 | 1996.1284 | 7336.7039 | 0 | 0 | 674.1938 | 0 | 25374.3227 | 1806.5077 | 27180.8304 | 91086.182 | 2480.7015 | 93566.8835
2013 | Large Office | 5C | 46320.38 | 0 | 1111.3818 | 4227.3116 | 10853.119 | 2161.4458 | 46479.8738 | 0 | 6273.0986 | 6738.4576 | 606.8289 | 4.2101 | 602.6188 | 1198.5828 | 2307.3495 | 0 | 0 | 683.3319 | 0 | 15074.3203 | 1111.3818 | 16185.7021 | 80846.0676 | 1794.7138 | 82640.7813
2013 | Large Office | 6A | 46320.38 | 0 | 3822.9645 | 6346.383 | 10808.9393 | 2159.1022 | 46479.8738 | 0 | 6273.0669 | 6972.3089 | 1071.7445 | 4.2101 | 1067.5344 | 2004.0143 | 4390.1271 | 168.136 | 0 | 720.5998 | 0 | 20948.5035 | 3822.9645 | 24771.468 | 86673.6643 | 4543.5535 | 91217.2177
2013 | Large Office | 6B | 46320.38 | 0 | 3564.0511 | 5841.2781 | 10814.2916 | 2155.9352 | 46479.8738 | 0 | 6273.0669 | 7629.303 | 877.164 | 4.2101 | 872.9539 | 1684.559 | 6800.4991 | 0 | 0 | 712.1446 | 0 | 22828.5931 | 3564.0511 | 26392.6442 | 88555.939 | 4276.1957 | 92832.1347
2013 | Large Office | 7 | 46320.38 | 0 | 4164.1968 | 5887.1363 | 10811.1562 | 2161.9209 | 46479.8738 | 0 | 6273.0669 | 7130.1205 | 1053.3759 | 4.2101 | 1049.1658 | 1667.0138 | 4456.064 | 181.8808 | 0 | 760.6103 | 0 | 20371.3811 | 4164.1968 | 24535.578 | 86101.5457 | 4924.8071 | 91026.3528
2013 | Large Office | 8 | 46320.38 | 0 | 6645.1802 | 4139.6174 | 11045.2609 | 2188.9987 | 46479.8738 | 0 | 6273.2569 | 7162.6139 | 870.5133 | 4.2101 | 866.3032 | 993.8046 | 5364.7713 | 192.3002 | 0 | 815.2656 | 0 | 18719.4106 | 6645.1802 | 25364.5907 | 84711.011 | 7460.4457 | 92171.4567
2016 | Large Office | 0A | 46320.38 | 0 | 15.2302 | 24598.9758 | 10012.4388 | 1063.5103 | 46479.8738 | 0 | 6194.3036 | 7497.2391 | 2563.9399 | 4.2101 | 2559.7297 | 8591.9126 | 0 | 405.6294 | 0 | 435.8656 | 0 | 43653.4866 | 15.2302 | 43668.7168 | 107407.7916 | 451.0958 | 107858.8873
2016 | Large Office | 0B | 46320.38 | 0 | 17.2031 | 25603.2315 | 10025.5185 | 1081.4038 | 46479.8738 | 0 | 6194.3036 | 7344.0513 | 2675.6399 | 4.2101 | 2671.4298 | 7423.7964 | 56.626 | 0 | 0 | 434.6948 | 0 | 43099.1349 | 17.2031 | 43116.338 | 106884.4131 | 451.8979 | 107336.3111
2016 | Large Office | 1A | 46320.38 | 0 | 16.9104 | 19977.816 | 10028.1155 | 1086.281 | 46479.8738 | 0 | 6194.3036 | 7219.8099 | 2071.313 | 4.2101 | 2067.1029 | 7319.3487 | 0 | 373.2309 | 0 | 468.8734 | 0 | 36957.3085 | 16.9104 | 36974.2189 | 100750.0608 | 485.7838 | 101235.8446
2016 | Large Office | 1B | 46320.38 | 0 | 110.8498 | 22499.8882 | 10032.5809 | 1082.4173 | 46479.8738 | 0 | 6194.3036 | 7312.5397 | 2341.6481 | 4.2101 | 2337.438 | 6544.4471 | 335.1953 | 0 | 0 | 470.1091 | 0 | 39029.5083 | 110.8498 | 39140.3581 | 102822.8307 | 580.959 | 103403.7896
2016 | Large Office | 2A | 46320.38 | 0 | 155.6516 | 15694.9236 | 10027.2604 | 1086.0593 | 46479.8738 | 0 | 6194.3036 | 6717.1437 | 1800.7562 | 4.2101 | 1796.5461 | 5887.263 | 791.75 | 194.3905 | 0 | 506.8676 | 0 | 31082.0168 | 155.6516 | 31237.6683 | 94873.724 | 662.5191 | 95536.2431
2016 | Large Office | 2B | 46320.38 | 0 | 119.1858 | 13478.847 | 10032.8343 | 1086.7244 | 46479.8738 | 0 | 6194.3036 | 7507.1518 | 1514.016 | 4.2101 | 1509.8059 | 4319.9147 | 4461.4162 | 0 | 0 | 509.1114 | 0 | 31277.1356 | 119.1858 | 31396.3214 | 95075.0185 | 628.2972 | 95703.3157
2016 | Large Office | 3A | 46320.38 | 0 | 769.0872 | 10981.1291 | 10059.6271 | 1094.9269 | 46479.8738 | 0 | 6194.3353 | 6652.9486 | 1352.9107 | 4.2101 | 1348.7006 | 4002.5179 | 2297.6268 | 133.8691 | 0 | 573.0783 | 0 | 25416.7922 | 769.0872 | 26185.8793 | 89249.7337 | 1342.1654 | 90591.8992
2016 | Large Office | 3B | 46320.38 | 0 | 318.1865 | 11595.2421 | 10035.0195 | 1077.6984 | 46479.8738 | 0 | 6194.3036 | 8093.9019 | 1375.2381 | 4.2101 | 1371.028 | 3794.446 | 4837.3708 | 0 | 0 | 556.1245 | 0 | 29691.9888 | 318.1865 | 30010.1753 | 93483.0626 | 874.311 | 94357.3737
2016 | Large Office | 3C | 46320.38 | 0 | 44.7909 | 7862.2675 | 10045.819 | 1076.3366 | 46479.8738 | 0 | 6194.3036 | 6490.1964 | 1085.5526 | 4.2101 | 1081.3425 | 3117.2781 | 1103.3195 | 0 | 0 | 580.3519 | 0 | 19654.404 | 44.7909 | 19699.1949 | 83454.9471 | 625.1428 | 84080.0899
2016 | Large Office | 4A | 46320.38 | 0 | 978.852 | 8868.1701 | 10055.4467 | 1089.4163 | 46479.8738 | 0 | 6194.3353 | 6561.3273 | 1067.9441 | 4.2101 | 1063.734 | 2914.0834 | 2473.047 | 157.5582 | 0 | 625.8582 | 0 | 22037.9199 | 978.852 | 23016.7719 | 85861.1387 | 1604.7102 | 87465.849
2016 | Large Office | 4B | 46320.38 | 0 | 686.5406 | 8870.9887 | 10016.841 | 1080.232 | 46479.8738 | 0 | 6194.3036 | 8130.1324 | 1048.5304 | 4.2101 | 1044.3202 | 2704.3646 | 6304.1352 | 0 | 0 | 610.8123 | 0 | 27053.9411 | 686.5406 | 27740.4817 | 90829.4016 | 1297.3529 | 92126.7545
2016 | Large Office | 4C | 46320.38 | 0 | 1051.1006 | 4287.4846 | 10095.0975 | 1104.4913 | 46479.8738 | 0 | 6194.3353 | 6576.4022 | 694.4914 | 4.2101 | 690.2813 | 1462.1406 | 2789.3352 | 0 | 0 | 641.999 | 0 | 15805.6439 | 1051.1006 | 16856.7445 | 79683.6202 | 1693.0996 | 81376.7198
2016 | Large Office | 5A | 46320.38 | 0 | 1597.48 | 6219.4179 | 10046.104 | 1094.7369 | 46479.8738 | 0 | 6194.3036 | 6622.7671 | 871.02 | 4.2101 | 866.8099 | 2068.6211 | 4013.9825 | 127.3451 | 0 | 670.8659 | 0 | 19918.9435 | 1597.48 | 21516.4235 | 83738.1403 | 2268.3567 | 86006.497
2016 | Large Office | 5B | 46320.38 | 0 | 1741.2942 | 6677.9679 | 10037.9965 | 1087.6745 | 46479.8738 | 0 | 6194.3036 | 8186.2199 | 930.718 | 4.2101 | 926.5078 | 1999.6121 | 7348.1367 | 0 | 0 | 658.1614 | 0 | 25138.4445 | 1741.2942 | 26879.7388 | 88942.5347 | 2399.4557 | 91341.9904
2016 | Large Office | 5C | 46320.38 | 0 | 1082.5474 | 3971.513 | 10097.0611 | 1106.0431 | 46479.8738 | 0 | 6194.3353 | 6656.654 | 554.3517 | 4.2101 | 550.1416 | 1127.357 | 2325.2431 | 0 | 0 | 667.6573 | 0 | 14630.9086 | 1082.5474 | 15713.456 | 78512.4319 | 1750.1939 | 80262.6258
2016 | Large Office | 6A | 46320.38 | 0 | 2852.9471 | 6271.3567 | 10048.3209 | 1096.0354 | 46479.8738 | 0 | 6194.3353 | 6907.1637 | 922.7688 | 4.2101 | 918.5587 | 1997.997 | 4432.8816 | 145.492 | 0 | 704.6108 | 0 | 20673.4496 | 2852.9471 | 23526.3967 | 84496.1617 | 3557.5579 | 88053.7196
2016 | Large Office | 6B | 46320.38 | 0 | 3290.5796 | 5841.4998 | 10053.5782 | 1104.808 | 46479.8738 | 0 | 6194.3353 | 7798.8325 | 801.441 | 4.2101 | 797.2309 | 1690.7029 | 6806.4847 | 0 | 0 | 696.0798 | 0 | 22934.7509 | 3290.5796 | 26225.3305 | 86771.5562 | 3986.6702 | 90758.2264
2016 | Large Office | 7 | 46320.38 | 0 | 2959.2875 | 5891.7284 | 10051.1079 | 1107.1199 | 46479.8738 | 0 | 6194.3353 | 7065.672 | 892.7456 | 4.2101 | 888.5355 | 1660.9015 | 4421.8921 | 161.0419 | 0 | 744.643 | 0 | 20089.7715 | 2959.2875 | 23049.059 | 83926.3868 | 3703.9413 | 87630.328
2016 | Large Office | 8 | 46320.38 | 0 | 4166.0288 | 4305.8849 | 10282.4572 | 1193.674 | 46479.8738 | 0 | 6194.4303 | 7095.6635 | 694.9348 | 4.2101 | 690.7247 | 1000.7403 | 5198.5988 | 175.1034 | 0 | 798.7779 | 0 | 18466.7157 | 4166.0288 | 22632.7445 | 82621.3611 | 4964.8067 | 87586.1678
2019 | Large Office | 0A | 46320.38 | 0 | 16.1082 | 23410.8757 | 8154.0749 | 1063.5103 | 46479.8738 | 0 | 6193.4802 | 7401.3107 | 2494.4242 | 4.2101 | 2490.2141 | 7776.8852 | 0 | 337.1588 | 0 | 435.8872 | 0 | 41416.4445 | 16.1082 | 41432.5527 | 103311.5938 | 451.9846 | 103763.5784
2019 | Large Office | 0B | 46320.38 | 0 | 19.7396 | 24498.2652 | 8159.0471 | 1081.4038 | 46479.8738 | 0 | 6193.4802 | 7259.6191 | 2534.2334 | 4.2101 | 2530.0233 | 6725.7262 | 58.0828 | 0 | 0 | 434.7274 | 0 | 41071.7165 | 19.7396 | 41091.4562 | 102989.7315 | 454.467 | 103444.1986
2019 | Large Office | 1A | 46320.38 | 0 | 22.7206 | 18655.8786 | 8168.9281 | 1086.281 | 46479.8738 | 0 | 6193.4802 | 7027.8264 | 1987.5142 | 4.2101 | 1983.3041 | 6585.5231 | 0 | 308.0858 | 0 | 468.8517 | 0 | 34560.6179 | 22.7206 | 34583.3385 | 96493.3911 | 491.5832 | 96984.9743
2019 | Large Office | 1B | 46320.38 | 0 | 94.9367 | 21169.4948 | 8170.955 | 1082.4173 | 46479.8738 | 0 | 6193.4802 | 7118.0225 | 2199.4815 | 4.2101 | 2195.2714 | 5884.8877 | 338.4573 | 0 | 0 | 470.0766 | 0 | 36706.1337 | 94.9367 | 36801.0704 | 98637.0701 | 565.0133 | 99202.0834
2019 | Large Office | 2A | 46320.38 | 0 | 86.8067 | 14553.8852 | 8160.5356 | 1086.0593 | 46479.8738 | 0 | 6193.4802 | 6566.5211 | 1736.8145 | 4.2101 | 1732.6044 | 5261.4638 | 876.974 | 159.1734 | 0 | 506.8242 | 0 | 29150.6218 | 86.8067 | 29237.4285 | 91074.8441 | 593.6418 | 91668.4859
2019 | Large Office | 2B | 46320.38 | 0 | 100.3676 | 12716.6768 | 8164.621 | 1086.7244 | 46479.8738 | 0 | 6193.4802 | 7353.5523 | 1456.3449 | 4.2101 | 1452.1348 | 3892.148 | 4226.6782 | 0 | 0 | 509.1331 | 0 | 29641.1901 | 100.3676 | 29741.5577 | 91570.0679 | 609.5007 | 92179.5686
2019 | Large Office | 3A | 46320.38 | 0 | 385.0802 | 9879.3615 | 8178.2708 | 1094.9269 | 46479.8738 | 0 | 6193.5119 | 6485.5409 | 1256.3172 | 4.2101 | 1252.1071 | 3497.1281 | 2491.954 | 129.4036 | 0 | 573.0024 | 0 | 23735.4952 | 385.0802 | 24120.5754 | 85686.1937 | 958.0826 | 86644.2762
2019 | Large Office | 3B | 46320.38 | 0 | 382.3485 | 11070.5019 | 8168.7698 | 1077.6984 | 46479.8738 | 0 | 6193.4802 | 7874.9672 | 1329.2532 | 4.2101 | 1325.0431 | 3455.4187 | 4563.1403 | 0 | 0 | 556.1245 | 0 | 28289.0711 | 382.3485 | 28671.4196 | 90213.1351 | 938.473 | 91151.6081
2019 | Large Office | 3C | 46320.38 | 0 | 57.4628 | 7122.0763 | 8179.5376 | 1076.3366 | 46479.8738 | 0 | 6193.5119 | 6338.2121 | 1042.6397 | 4.2101 | 1038.4296 | 2732.5193 | 1221.7653 | 0 | 0 | 580.417 | 0 | 18453.0025 | 57.4628 | 18510.4654 | 80386.4725 | 637.8798 | 81024.3523
2019 | Large Office | 4A | 46320.38 | 0 | 775.4828 | 7254.2985 | 8185.3332 | 1089.4163 | 46479.8738 | 0 | 6193.5119 | 6259.7338 | 1004.8574 | 4.2101 | 1000.6473 | 2433.1744 | 3801.6351 | 140.3931 | 0 | 625.8366 | 0 | 20889.8824 | 775.4828 | 21665.3651 | 82842.196 | 1401.3193 | 84243.5153
2019 | Large Office | 4B | 46320.38 | 0 | 834.6258 | 8141.8186 | 8159.4588 | 1080.232 | 46479.8738 | 0 | 6193.4802 | 7974.791 | 1032.6003 | 4.2101 | 1028.3902 | 2371.5446 | 6452.0341 | 0 | 0 | 610.8557 | 0 | 25968.5786 | 834.6258 | 26803.2044 | 87885.8335 | 1445.4815 | 89331.315
2019 | Large Office | 4C | 46320.38 | 0 | 1186.6873 | 4042.7705 | 8208.1039 | 1104.4913 | 46479.8738 | 0 | 6193.5119 | 6270.0583 | 674.856 | 4.2101 | 670.6459 | 1303.5689 | 2705.5681 | 0 | 0 | 642.0315 | 0 | 14992.6117 | 1186.6873 | 16179.299 | 76982.8659 | 1828.7188 | 78811.5848
2019 | Large Office | 5A | 46320.38 | 0 | 1331.7157 | 6690.9526 | 8176.8456 | 1094.7369 | 46479.8738 | 0 | 6193.5119 | 6380.5866 | 857.3702 | 4.2101 | 853.1601 | 1959.8029 | 2704.998 | 115.6272 | 0 | 670.8442 | 0 | 18705.1274 | 1331.7157 | 20036.8431 | 80654.3057 | 2002.5491 | 82656.8548
2019 | Large Office | 5B | 46320.38 | 0 | 1901.2493 | 6192.2134 | 8175.0721 | 1087.6745 | 46479.8738 | 0 | 6193.5119 | 7871.6735 | 910.1641 | 4.2101 | 905.954 | 1777.3521 | 7356.1809 | 0 | 0 | 658.1289 | 0 | 24103.3739 | 1901.2493 | 26004.6232 | 86043.6846 | 2559.3674 | 88603.052
2019 | Large Office | 5C | 46320.38 | 0 | 1312.453 | 3139.7005 | 8213.5828 | 1106.0431 | 46479.8738 | 0 | 6193.5119 | 6348.4098 | 546.0858 | 4.2101 | 541.8757 | 912.6977 | 3079.4641 | 0 | 0 | 667.6573 | 0 | 14022.1479 | 1312.453 | 15334.6009 | 76019.3695 | 1980.1211 | 77999.4906
2019 | Large Office | 6A | 46320.38 | 0 | 2601.9469 | 6374.0942 | 8182.7679 | 1096.0354 | 46479.8738 | 0 | 6193.5119 | 6589.4186 | 891.4788 | 4.2101 | 887.2687 | 1847.2794 | 3762.4593 | 128.8969 | 0 | 704.7084 | 0 | 19589.4172 | 2601.9469 | 22191.364 | 81545.8162 | 3306.6553 | 84852.4715
2019 | Large Office | 6B | 46320.38 | 0 | 3453.9817 | 5422.4424 | 8187.2017 | 1104.808 | 46479.8738 | 0 | 6193.5119 | 7475.1018 | 784.1809 | 4.2101 | 779.9708 | 1501.5697 | 6790.4914 | 0 | 0 | 696.0147 | 0 | 21969.576 | 3453.9817 | 25423.5577 | 83939.1498 | 4150.0073 | 88089.1571
2019 | Large Office | 7 | 46320.38 | 0 | 2548.4623 | 5418.0086 | 8189.5453 | 1107.1199 | 46479.8738 | 0 | 6193.5119 | 6653.5503 | 872.3501 | 4.2101 | 868.14 | 1477.0571 | 4444.3144 | 146.6321 | 0 | 744.6646 | 0 | 19007.7026 | 2548.4623 | 21556.1649 | 80981.9002 | 3293.1161 | 84275.0163
2019 | Large Office | 8 | 46320.38 | 0 | 3576.6255 | 3893.5731 | 8368.6708 | 1193.674 | 46479.8738 | 0 | 6193.6069 | 6643.4476 | 693.6363 | 4.2101 | 689.4262 | 904.4952 | 5376.9009 | 154.5813 | 0 | 798.8972 | 0 | 17662.4243 | 3576.6255 | 21239.0498 | 79902.4599 | 4375.5335 | 84277.9934
2004 | Medium Office | 0A | 4982.19 | 0.15835 | 0 | 5374.9691 | 1750.6226 | 714.6019 | 2585.0321 | 0 | 106.9179 | 530.6309 | 0.47505 | 0.47505 | 0 | 0 | 0 | 0 | 0 | 75.3705 | 0 | 5905.7583 | 0 | 5905.7583 | 11063.4078 | 75.3705 | 11138.7783
2004 | Medium Office | 0B | 4982.19 | 23.8792 | 0 | 4268.3242 | 1750.6226 | 714.7286 | 2585.0321 | 0 | 106.9179 | 518.6279 | 0.47505 | 0.47505 | 0 | 0 | 0 | 0 | 0 | 76.1293 | 0 | 4810.8313 | 0 | 4810.8313 | 9968.5759 | 76.1293 | 10044.7052
2004 | Medium Office | 1A | 4982.19 | 5.4789 | 0 | 3393.5355 | 1750.6226 | 714.8236 | 2585.0321 | 0 | 106.9179 | 468.3043 | 0.47505 | 0.47505 | 0 | 0 | 0 | 0 | 0 | 78.4274 | 0 | 3867.3187 | 0 | 3867.3187 | 9025.1582 | 78.4274 | 9103.5856
2004 | Medium Office | 1B | 4982.19 | 122.0562 | 1.4526 | 3435.4666 | 1750.6226 | 713.9051 | 2585.0321 | 0 | 106.9179 | 487.4013 | 0.47505 | 0.47505 | 0 | 0 | 0 | 0 | 0 | 78.926 | 0 | 4044.9241 | 1.4526 | 4046.3766 | 9201.9085 | 80.3786 | 9282.2871
2004 | Medium Office | 2A | 4982.19 | 224.762 | 14.3088 | 3087.825 | 1750.6226 | 713.6518 | 2585.0321 | 0 | 106.9179 | 410.4115 | 0.47505 | 0.47505 | 0 | 0 | 0 | 0 | 0 | 82.178 | 0 | 3722.9985 | 14.3088 | 3737.3073 | 8879.6979 | 96.4868 | 8976.1848
2004 | Medium Office | 2B | 4982.19 | 280.7229 | 2.7425 | 2148.9045 | 1750.6226 | 714.1902 | 2585.0321 | 0 | 106.9179 | 479.4521 | 0.47505 | 0.47505 | 0 | 0 | 0 | 0 | 0 | 82.4165 | 0 | 2909.0795 | 2.7425 | 2911.822 | 8066.2857 | 85.159 | 8151.4447
2004 | Medium Office | 3A | 4982.19 | 593.1158 | 156.7681 | 1702.0725 | 1750.6226 | 714.0318 | 2585.0321 | 0 | 106.9179 | 335.5753 | 0.47505 | 0.47505 | 0 | 0 | 0 | 0 | 0 | 88.8555 | 0 | 2630.7636 | 156.7681 | 2787.5316 | 7787.843 | 245.6236 | 8033.4666
2004 | Medium Office | 3B | 4982.19 | 323.3507 | 28.8019 | 1423.4715 | 1750.6226 | 714.0318 | 2585.0321 | 0 | 106.9179 | 403.3174 | 0.47505 | 0.47505 | 0 | 0 | 0 | 0 | 0 | 87.0886 | 0 | 2150.1396 | 28.8019 | 2178.9415 | 7307.1874 | 115.8904 | 7423.0779
2004 | Medium Office | 3C | 4982.19 | 312.6779 | 1.2249 | 1262.5879 | 1750.6226 | 713.9051 | 2585.0321 | 0 | 106.9179 | 346.3114 | 0.47505 | 0.47505 | 0 | 0 | 0 | 0 | 0 | 89.495 | 0 | 1921.5772 | 1.2249 | 1922.8022 | 7078.53 | 90.72 | 7169.25
2004 | Medium Office | 4A | 4982.19 | 1281.4632 | 249.3742 | 1206.0253 | 1750.6226 | 712.955 | 2585.0321 | 0 | 106.9179 | 323.129 | 0.47505 | 0.47505 | 0 | 0 | 0 | 0 | 0 | 94.3622 | 0 | 2810.6175 | 249.3742 | 3059.9917 | 7966.5885 | 343.7364 | 8310.3249
2004 | Medium Office | 4B | 4982.19 | 680.8417 | 76.1835 | 1104.1745 | 1750.6226 | 713.4934 | 2585.0321 | 0 | 106.9179 | 404.8059 | 0.47505 | 0.47505 | 0 | 0 | 0 | 0 | 0 | 92.8012 | 0 | 2189.8221 | 76.1835 | 2266.0057 | 7346.3632 | 168.9848 | 7515.348
2004 | Medium Office | 4C | 4982.19 | 1147.3408 | 105.5816 | 533.0694 | 1750.6226 | 712.1316 | 2585.0321 | 0 | 106.9179 | 297.983 | 0.47505 | 0.47505 | 0 | 0 | 0 | 0 | 0 | 95.9774 | 0 | 1978.3932 | 105.5816 | 2083.9748 | 7133.5408 | 201.559 | 7335.0998
2004 | Medium Office | 5A | 4982.19 | 1729.182 | 445.7516 | 706.9377 | 1750.6226 | 713.1767 | 2585.0321 | 0 | 106.9179 | 308.9408 | 0.47505 | 0.47505 | 0 | 0 | 0 | 0 | 0 | 99.0993 | 0 | 2745.0606 | 445.7516 | 3190.8122 | 7901.2533 | 544.8509 | 8446.1042
2004 | Medium Office | 5B | 4982.19 | 1138.1248 | 224.9192 | 822.3749 | 1750.6226 | 713.2084 | 2585.0321 | 0 | 106.9179 | 379.2166 | 0.47505 | 0.47505 | 0 | 0 | 0 | 0 | 0 | 97.7551 | 0 | 2339.7163 | 224.9192 | 2564.6354 | 7495.9406 | 322.6851 | 7818.6257
2004 | Medium Office | 5C | 4982.19 | 1051.159 | 158.6109 | 345.583 | 1750.6226 | 712.0999 | 2585.0321 | 0 | 106.9179 | 280.3112 | 0.47505 | 0.47505 | 0 | 0 | 0 | 0 | 0 | 98.709 | 0 | 1677.0532 | 158.6109 | 1835.6641 | 6832.2008 | 257.3308 | 7089.5315
2004 | Medium Office | 6A | 4982.19 | 2466.4279 | 670.5732 | 759.9533 | 1750.6226 | 712.86 | 2585.0321 | 0 | 106.9179 | 335.512 | 0.47505 | 0.47505 | 0 | 0 | 0 | 0 | 0 | 102.7198 | 0 | 3561.8932 | 670.5732 | 4232.4665 | 8717.7376 | 773.2822 | 9491.0198
2004 | Medium Office | 6B | 4982.19 | 1902.6069 | 423.5296 | 556.6319 | 1750.6226 | 712.3216 | 2585.0321 | 0 | 106.9179 | 348.2116 | 0.47505 | 0.47505 | 0 | 0 | 0 | 0 | 0 | 101.7551 | 0 | 2807.4505 | 423.5296 | 3230.9801 | 7962.8198 | 525.2956 | 8488.1153
2004 | Medium Office | 7 | 4982.19 | 2725.4569 | 829.6936 | 641.6025 | 1750.6226 | 711.8783 | 2585.0321 | 0 | 106.9179 | 365.2501 | 0.47505 | 0.47505 | 0 | 0 | 0 | 0 | 0 | 107.0558 | 0 | 3732.3095 | 829.6936 | 4562.0031 | 8887.2354 | 936.7494 | 9823.9848
2004 | Medium Office | 8 | 4982.19 | 3206.1441 | 1246.2748 | 354.2606 | 1750.6226 | 707.9828 | 2585.0321 | 0 | 106.9179 | 364.9651 | 0.47505 | 0.47505 | 0 | 0 | 0 | 0 | 0 | 112.8227 | 0 | 3925.3698 | 1246.2748 | 5171.6446 | 9076.4003 | 1359.0975 | 10435.4978
2007 | Medium Office | 0A | 4982.19 | 0.19002 | 0 | 4911.8587 | 1750.6226 | 714.6019 | 2585.0321 | 0 | 106.9179 | 471.598 | 0.47505 | 0.47505 | 0 | 0 | 0 | 0 | 0 | 75.3705 | 0 | 5383.6466 | 0 | 5383.6466 | 10541.2962 | 75.3705 | 10616.6667
2007 | Medium Office | 0B | 4982.19 | 22.3907 | 0 | 3987.538 | 1750.6226 | 714.7286 | 2585.0321 | 0 | 106.9179 | 456.428 | 0.47505 | 0.47505 | 0 | 0 | 0 | 0 | 0 | 76.1293 | 0 | 4466.3568 | 0 | 4466.3568 | 9624.1013 | 76.1293 | 9700.2306
2007 | Medium Office | 1A | 4982.19 | 5.3839 | 0 | 3190.5308 | 1750.6226 | 714.8236 | 2585.0321 | 0 | 106.9179 | 415.5104 | 0.47505 | 0.47505 | 0 | 0 | 0 | 0 | 0 | 78.4274 | 0 | 3611.4251 | 0 | 3611.4251 | 8769.2646 | 78.4274 | 8847.692
2007 | Medium Office | 1B | 4982.19 | 115.9439 | 0.44444 | 3229.8966 | 1750.6226 | 713.9051 | 2585.0321 | 0 | 106.9179 | 427.9567 | 0.47505 | 0.47505 | 0 | 0 | 0 | 0 | 0 | 78.926 | 0 | 3773.7972 | 0.44444 | 3774.2416 | 8930.75 | 79.3705 | 9010.1205
2007 | Medium Office | 2A | 4982.19 | 132.5073 | 8.1517 | 2821.8603 | 1750.6226 | 713.6518 | 2585.0321 | 0 | 106.9179 | 347.2299 | 0.47505 | 0.47505 | 0 | 0 | 0 | 0 | 0 | 82.178 | 0 | 3301.5975 | 8.1517 | 3309.7492 | 8458.3286 | 90.3297 | 8548.6583
2007 | Medium Office | 2B | 4982.19 | 157.8116 | 1.3658 | 1990.8712 | 1750.6226 | 714.1902 | 2585.0321 | 0 | 106.9179 | 404.7109 | 0.47505 | 0.47505 | 0 | 0 | 0 | 0 | 0 | 82.4274 | 0 | 2553.3937 | 1.3658 | 2554.7596 | 7710.5999 | 83.7932 | 7794.3931
2007 | Medium Office | 3A | 4982.19 | 496.8073 | 102.2537 | 1608.7093 | 1750.6226 | 714.0318 | 2585.0321 | 0 | 106.9179 | 289.1154 | 0.47505 | 0.47505 | 0 | 0 | 0 | 0 | 0 | 88.8338 | 0 | 2394.632 | 102.2537 | 2496.8858 | 7551.7115 | 191.0875 | 7742.799
2007 | Medium Office | 3B | 4982.19 | 260.9291 | 13.8535 | 1366.1805 | 1750.6226 | 714.0318 | 2585.0321 | 0 | 106.9179 | 348.8134 | 0.47505 | 0.47505 | 0 | 0 | 0 | 0 | 0 | 87.0777 | 0 | 1975.923 | 13.8535 | 1989.7765 | 7132.9708 | 100.9312 | 7233.902
2007 | Medium Office | 3C | 4982.19 | 111.7951 | 1.4417 | 1086.661 | 1750.6226 | 713.9051 | 2585.0321 | 0 | 106.9179 | 258.7439 | 0.47505 | 0.47505 | 0 | 0 | 0 | 0 | 0 | 89.495 | 0 | 1457.2 | 1.4417 | 1458.6418 | 6614.1528 | 90.9368 | 6705.0896
2007 | Medium Office | 4A | 4982.19 | 893.6957 | 167.1094 | 1172.17 | 1750.6226 | 712.955 | 2585.0321 | 0 | 106.9179 | 274.5472 | 0.47505 | 0.47505 | 0 | 0 | 0 | 0 | 0 | 94.3514 | 0 | 2340.413 | 167.1094 | 2507.5224 | 7496.4157 | 261.4716 | 7757.8873
2007 | Medium Office | 4B | 4982.19 | 433.5623 | 32.4441 | 1077.1284 | 1750.6226 | 713.4934 | 2585.0321 | 0 | 106.9179 | 355.1791 | 0.47505 | 0.47505 | 0 | 0 | 0 | 0 | 0 | 92.8012 | 0 | 1865.8697 | 32.4441 | 1898.3138 | 7022.3791 | 125.2454 | 7147.6245
2007 | Medium Office | 4C | 4982.19 | 782.4707 | 56.4872 | 548.1127 | 1750.6226 | 712.1316 | 2585.0321 | 0 | 106.9179 | 255.6719 | 0.47505 | 0.47505 | 0 | 0 | 0 | 0 | 0 | 95.9448 | 0 | 1586.2553 | 56.4872 | 1642.7425 | 6741.4029 | 152.4321 | 6893.835
2007 | Medium Office | 5A | 4982.19 | 1319.0238 | 324.2569 | 700.382 | 1750.6226 | 713.1767 | 2585.0321 | 0 | 106.9179 | 261.8476 | 0.47505 | 0.47505 | 0 | 0 | 0 | 0 | 0 | 99.0668 | 0 | 2281.2534 | 324.2569 | 2605.5104 | 7437.4778 | 423.3345 | 7860.8123
2007 | Medium Office | 5B | 4982.19 | 825.2252 | 117.7658 | 822.0265 | 1750.6226 | 713.2084 | 2585.0321 | 0 | 106.9179 | 333.2001 | 0.47505 | 0.47505 | 0 | 0 | 0 | 0 | 0 | 97.7443 | 0 | 1980.4518 | 117.7658 | 2098.2175 | 7136.6761 | 215.51 | 7352.1862
2007 | Medium Office | 5C | 4982.19 | 730.3419 | 86.5682 | 367.3087 | 1750.6226 | 712.0999 | 2585.0321 | 0 | 106.9179 | 242.7822 | 0.47505 | 0.47505 | 0 | 0 | 0 | 0 | 0 | 98.6982 | 0 | 1340.4327 | 86.5682 | 1427.001 | 6495.5803 | 185.2664 | 6680.8468
2007 | Medium Office | 6A | 4982.19 | 1923.6991 | 510.8567 | 751.8458 | 1750.6226 | 712.86 | 2585.0321 | 0 | 106.9179 | 284.5866 | 0.47505 | 0.47505 | 0 | 0 | 0 | 0 | 0 | 102.6765 | 0 | 2960.1316 | 510.8567 | 3470.9882 | 8116.0076 | 613.544 | 8729.5516
2007 | Medium Office | 6B | 4982.19 | 1431.674 | 277.775 | 565.5312 | 1750.6226 | 712.3216 | 2585.0321 | 0 | 106.9179 | 301.0867 | 0.47505 | 0.47505 | 0 | 0 | 0 | 0 | 0 | 101.7334 | 0 | 2298.2919 | 277.775 | 2576.0669 | 7453.6612 | 379.5084 | 7833.1696
2007 | Medium Office | 7 | 4982.19 | 2017.4423 | 644.8824 | 616.6149 | 1750.6226 | 711.8783 | 2585.0321 | 0 | 106.9179 | 295.3861 | 0.47505 | 0.47505 | 0 | 0 | 0 | 0 | 0 | 107.0233 | 0 | 2929.4433 | 644.8824 | 3574.3258 | 8084.3692 | 751.9058 | 8836.275
2007 | Medium Office | 8 | 4982.19 | 2885.2003 | 979.6108 | 365.0284 | 1750.6226 | 707.9828 | 2585.0321 | 0 | 106.9179 | 306.4072 | 0.47505 | 0.47505 | 0 | 0 | 0 | 0 | 0 | 112.7902 | 0 | 3556.636 | 979.6108 | 4536.2468 | 8707.6665 | 1092.401 | 9800.0675
2010 | Medium Office | 0A | 4982.19 | 0 | 0 | 3804.6754 | 1172.2017 | 326.5494 | 2399.5726 | 0 | 55.0425 | 412.0267 | 0.47505 | 0.47505 | 0 | 0 | 0 | 0 | 0 | 72.7906 | 0 | 4216.7021 | 0 | 4216.7021 | 8170.5116 | 72.7906 | 8243.3022
2010 | Medium Office | 0B | 4982.19 | 4.0221 | 0 | 3204.6873 | 1173.8485 | 326.4544 | 2399.5726 | 0 | 55.0425 | 398.2502 | 0.47505 | 0.47505 | 0 | 0 | 0 | 0 | 0 | 73.2784 | 0 | 3606.9596 | 0 | 3606.9596 | 7562.3526 | 73.2784 | 7635.631
2010 | Medium Office | 1A | 4982.19 | 0.41171 | 0 | 2533.3783 | 1177.1106 | 326.5177 | 2399.5726 | 0 | 55.0425 | 351.0303 | 0.47505 | 0.47505 | 0 | 0 | 0 | 0 | 0 | 75.9992 | 0 | 2884.8203 | 0 | 2884.8203 | 6843.5386 | 75.9992 | 6919.5379
2010 | Medium Office | 1B | 4982.19 | 44.243 | 2.1246 | 2584.177 | 1177.2056 | 326.011 | 2399.5726 | 0 | 55.0425 | 372.6292 | 0.47505 | 0.47505 | 0 | 0 | 0 | 0 | 0 | 76.2702 | 0 | 3001.0492 | 2.1246 | 3003.1738 | 6959.3558 | 78.3949 | 7037.7507
2010 | Medium Office | 2A | 4982.19 | 88.866 | 1.9187 | 2133.5762 | 1176.4772 | 325.8843 | 2399.5726 | 0 | 55.0425 | 289.0521 | 0.47505 | 0.47505 | 0 | 0 | 0 | 0 | 0 | 79.7932 | 0 | 2511.4943 | 1.9187 | 2513.413 | 6468.9459 | 81.7011 | 6550.6469
2010 | Medium Office | 2B | 4982.19 | 57.2594 | 6.8942 | 1549.2014 | 1178.8524 | 326.1693 | 2399.5726 | 0 | 55.0425 | 349.1934 | 0.47505 | 0.47505 | 0 | 0 | 0 | 0 | 0 | 80.0209 | 0 | 1955.6542 | 6.8942 | 1962.5484 | 5915.766 | 86.9151 | 6002.6811
2010 | Medium Office | 3A | 4982.19 | 424.093 | 38.3411 | 1191.5838 | 1183.5079 | 326.0743 | 2399.5726 | 0 | 55.0741 | 235.7515 | 0.47505 | 0.47505 | 0 | 0 | 0 | 0 | 0 | 86.6441 | 0 | 1851.4282 | 38.3411 | 1889.7693 | 5816.1005 | 124.9852 | 5941.0857
2010 | Medium Office | 3B | 4982.19 | 108.153 | 30.9048 | 1038.2693 | 1179.2324 | 326.0743 | 2399.5726 | 0 | 55.0425 | 301.1184 | 0.47505 | 0.47505 | 0 | 0 | 0 | 0 | 0 | 84.8555 | 0 | 1447.5407 | 30.9048 | 1478.4455 | 5407.9059 | 115.7604 | 5523.6662
2010 | Medium Office | 3C | 4982.19 | 47.695 | 5.1056 | 685.9405 | 1180.911 | 326.6444 | 2399.5726 | 0 | 55.0741 | 222.8935 | 0.47505 | 0.47505 | 0 | 0 | 0 | 0 | 0 | 87.2945 | 0 | 956.529 | 5.1056 | 961.6346 | 4919.1427 | 92.4002 | 5011.5429
2010 | Medium Office | 4A | 4982.19 | 482.9358 | 132.8876 | 790.4515 | 1180.1509 | 326.7711 | 2399.5726 | 0 | 55.0741 | 235.4348 | 0.47505 | 0.47505 | 0 | 0 | 0 | 0 | 0 | 92.2701 | 0 | 1508.8221 | 132.8876 | 1641.7097 | 5470.8025 | 225.1576 | 5695.9601
2010 | Medium Office | 4B | 4982.19 | 177.0353 | 51.2949 | 778.0052 | 1174.2603 | 325.9476 | 2399.5726 | 0 | 55.0425 | 316.3833 | 0.47505 | 0.47505 | 0 | 0 | 0 | 0 | 0 | 90.6332 | 0 | 1271.4238 | 51.2949 | 1322.7187 | 5226.7218 | 141.9281 | 5368.6499
2010 | Medium Office | 4C | 4982.19 | 383.6187 | 64.5197 | 288.1337 | 1186.5482 | 326.7394 | 2399.5726 | 0 | 55.0741 | 219.5048 | 0.47505 | 0.47505 | 0 | 0 | 0 | 0 | 0 | 94.0262 | 0 | 891.2571 | 64.5197 | 955.7768 | 4859.6665 | 158.5458 | 5018.2123
2010 | Medium Office | 5A | 4982.19 | 776.0734 | 246.9352 | 512.1672 | 1179.1374 | 326.201 | 2399.5726 | 0 | 55.0741 | 220.7399 | 0.47505 | 0.47505 | 0 | 0 | 0 | 0 | 0 | 97.1914 | 0 | 1508.9805 | 246.9352 | 1755.9157 | 5469.4407 | 344.1266 | 5813.5673
2010 | Medium Office | 5B | 4982.19 | 431.3771 | 134.481 | 561.0024 | 1178.504 | 326.581 | 2399.5726 | 0 | 55.0741 | 289.6221 | 0.47505 | 0.47505 | 0 | 0 | 0 | 0 | 0 | 95.7389 | 0 | 1282.0016 | 134.481 | 1416.4826 | 5242.1451 | 230.2199 | 5472.365
2010 | Medium Office | 5C | 4982.19 | 377.1264 | 88.3677 | 156.1964 | 1188.2584 | 326.5494 | 2399.5726 | 0 | 55.0741 | 216.4961 | 0.47505 | 0.47505 | 0 | 0 | 0 | 0 | 0 | 96.7904 | 0 | 749.8189 | 88.3677 | 838.1866 | 4719.7484 | 185.158 | 4904.9065
2010 | Medium Office | 6A | 4982.19 | 1185.4714 | 388.9609 | 558.7538 | 1180.5943 | 326.4227 | 2399.5726 | 0 | 55.0741 | 236.3849 | 0.47505 | 0.47505 | 0 | 0 | 0 | 0 | 0 | 100.8228 | 0 | 1980.6101 | 388.9609 | 2369.571 | 5942.6855 | 489.7837 | 6432.4692
2010 | Medium Office | 6B | 4982.19 | 817.8777 | 252.7996 | 365.7568 | 1182.1778 | 326.011 | 2399.5726 | 0 | 55.0741 | 255.3552 | 0.47505 | 0.47505 | 0 | 0 | 0 | 0 | 0 | 99.9014 | 0 | 1438.9898 | 252.7996 | 1691.7894 | 5402.2686 | 352.7011 | 5754.9697
2010 | Medium Office | 7 | 4982.19 | 1270.3154 | 498.8134 | 432.5172 | 1181.2593 | 326.581 | 2399.5726 | 0 | 55.0741 | 244.144 | 0.47505 | 0.47505 | 0 | 0 | 0 | 0 | 0 | 105.2456 | 0 | 1946.9766 | 498.8134 | 2445.79 | 5909.907 | 604.059 | 6513.966
2010 | Medium Office | 8 | 4982.19 | 2012.0901 | 760.2417 | 185.6495 | 1225.5657 | 328.8929 | 2399.5726 | 0 | 55.1375 | 254.7218 | 0.47505 | 0.47505 | 0 | 0 | 0 | 0 | 0 | 111.2292 | 0 | 2452.4615 | 760.2417 | 3212.7032 | 6462.1051 | 871.471 | 7333.5761
2013 | Medium Office | 0A | 4982.19 | 0 | 0 | 3115.0295 | 1032.6637 | 326.5494 | 2375.4717 | 0 | 53.9973 | 385.8989 | 0.47505 | 0.47505 | 0 | 0 | 0 | 0 | 0 | 72.7906 | 0 | 3500.9285 | 0 | 3500.9285 | 7290.054 | 72.7906 | 7362.8446
2013 | Medium Office | 0B | 4982.19 | 1.6152 | 0 | 2895.8415 | 1034.5322 | 326.4544 | 2375.4717 | 0 | 53.9973 | 344.6329 | 0.47505 | 0.47505 | 0 | 0 | 0 | 0 | 0 | 73.2784 | 0 | 3242.0896 | 0 | 3242.0896 | 7033.0519 | 73.2784 | 7106.3303
2013 | Medium Office | 1A | 4982.19 | 0.06334 | 0 | 2091.8985 | 1037.2558 | 326.5177 | 2375.4717 | 0 | 54.029 | 325.6626 | 0.47505 | 0.47505 | 0 | 0 | 0 | 53.2689 | 0 | 75.9884 | 0 | 2470.8934 | 0 | 2470.8934 | 6264.5794 | 75.9884 | 6340.5678
2013 | Medium Office | 1B | 4982.19 | 14.0931 | 1.9946 | 2347.032 | 1037.7626 | 326.011 | 2375.4717 | 0 | 54.029 | 321.7672 | 0.47505 | 0.47505 | 0 | 0 | 0 | 0 | 0 | 76.2702 | 0 | 2682.8924 | 1.9946 | 2684.8869 | 6476.6417 | 78.254 | 6554.8956
2013 | Medium Office | 2A | 4982.19 | 40.2209 | 0.98644 | 1745.6187 | 1037.2558 | 325.8843 | 2375.4717 | 0 | 54.029 | 268.4666 | 0.47505 | 0.47505 | 0 | 0 | 0 | 35.122 | 0 | 79.7824 | 0 | 2089.4283 | 0.98644 | 2090.4147 | 5882.4808 | 80.7688 | 5963.2496
2013 | Medium Office | 2B | 4982.19 | 24.7026 | 5.756 | 1432.4658 | 1038.8393 | 326.1693 | 2375.4717 | 0 | 54.029 | 311.9812 | 0.47505 | 0.47505 | 0 | 0 | 0 | 0 | 0 | 80.0426 | 0 | 1769.1495 | 5.756 | 1774.9056 | 5564.0706 | 85.7986 | 5649.8692
2013 | Medium Office | 3A | 4982.19 | 296.1462 | 33.81 | 1053.9776 | 1043.0514 | 326.0743 | 2375.4717 | 0 | 54.029 | 226.6305 | 0.47505 | 0.47505 | 0 | 0 | 0 | 0 | 0 | 86.6333 | 0 | 1576.7543 | 33.81 | 1610.5642 | 5375.8241 | 120.4541 | 5496.2782
2013 | Medium Office | 3B | 4982.19 | 59.9196 | 27.6745 | 998.6184 | 1038.681 | 326.0743 | 2375.4717 | 0 | 54.029 | 281.8947 | 0.47505 | 0.47505 | 0 | 0 | 0 | 0 | 0 | 84.8447 | 0 | 1340.4327 | 27.6745 | 1368.1073 | 5135.1321 | 112.5192 | 5247.6513
2013 | Medium Office | 3C | 4982.19 | 15.6133 | 3.2954 | 654.9039 | 1040.1695 | 326.6444 | 2375.4717 | 0 | 54.029 | 204.5565 | 0.47505 | 0.47505 | 0 | 0 | 0 | 0 | 0 | 87.2403 | 0 | 875.0738 | 3.2954 | 878.3691 | 4671.8634 | 90.5357 | 4762.3991
2013 | Medium Office | 4A | 4982.19 | 340.7375 | 128.6274 | 740.1912 | 1039.5361 | 326.7711 | 2375.4717 | 0 | 54.029 | 235.2448 | 0.47505 | 0.47505 | 0 | 0 | 0 | 0 | 0 | 92.2159 | 0 | 1316.1735 | 128.6274 | 1444.801 | 5112.4564 | 220.8433 | 5333.2997
2013 | Medium Office | 4B | 4982.19 | 88.3276 | 46.3518 | 740.2229 | 1033.6138 | 325.9476 | 2375.4717 | 0 | 53.9973 | 307.8324 | 0.47505 | 0.47505 | 0 | 0 | 0 | 0 | 0 | 90.579 | 0 | 1136.3829 | 46.3518 | 1182.7348 | 4925.9201 | 136.9309 | 5062.851
2013 | Medium Office | 4C | 4982.19 | 240.1536 | 62.0915 | 280.2162 | 1045.7117 | 326.7394 | 2375.4717 | 0 | 54.029 | 206.1084 | 0.47505 | 0.47505 | 0 | 0 | 0 | 0 | 0 | 94.0045 | 0 | 726.4781 | 62.0915 | 788.5696 | 4528.8733 | 156.096 | 4684.9693
2013 | Medium Office | 5A | 4982.19 | 601.5716 | 237.7537 | 477.4886 | 1038.8077 | 326.201 | 2375.4717 | 0 | 54.029 | 220.5182 | 0.47505 | 0.47505 | 0 | 0 | 0 | 0 | 0 | 97.1372 | 0 | 1299.5784 | 237.7537 | 1537.3322 | 5094.5629 | 334.891 | 5429.4538
2013 | Medium Office | 5B | 4982.19 | 280.1845 | 125.0286 | 548.6827 | 1037.5725 | 326.581 | 2375.4717 | 0 | 54.029 | 282.148 | 0.47505 | 0.47505 | 0 | 0 | 0 | 0 | 0 | 95.6955 | 0 | 1111.0153 | 125.0286 | 1236.0438 | 4905.1129 | 220.7241 | 5125.837
2013 | Medium Office | 5C | 4982.19 | 222.8301 | 84.075 | 160.4719 | 1047.0419 | 326.5494 | 2375.4717 | 0 | 54.029 | 207.4702 | 0.47505 | 0.47505 | 0 | 0 | 0 | 0 | 0 | 96.7687 | 0 | 590.7722 | 84.075 | 674.8472 | 4394.3708 | 180.8437 | 4575.2146
2013 | Medium Office | 6A | 4982.19 | 940.3456 | 373.6656 | 521.1932 | 1040.0111 | 326.4227 | 2375.4717 | 0 | 54.029 | 231.7927 | 0.47505 | 0.47505 | 0 | 0 | 0 | 0 | 0 | 100.7686 | 0 | 1693.3316 | 373.6656 | 2066.9972 | 5489.7095 | 474.4343 | 5964.1438
2013 | Medium Office | 6B | 4982.19 | 595.871 | 239.77 | 352.3287 | 1040.8662 | 326.011 | 2375.4717 | 0 | 54.029 | 251.3965 | 0.47505 | 0.47505 | 0 | 0 | 0 | 0 | 0 | 99.8472 | 0 | 1199.5963 | 239.77 | 1439.3662 | 4996.4492 | 339.6064 | 5336.0556
2013 | Medium Office | 7 | 4982.19 | 994.438 | 199.9113 | 405.0593 | 1040.2011 | 326.581 | 2375.4717 | 0 | 54.029 | 240.4703 | 0.47505 | 0.47505 | 0 | 0 | 0 | 83.8938 | 0 | 105.1914 | 0 | 1723.8614 | 199.9113 | 1923.7727 | 5520.5561 | 305.1026 | 5825.6587
2013 | Medium Office | 8 | 4982.19 | 1507.6187 | 414.1747 | 182.3559 | 1077.16 | 328.8929 | 2375.4717 | 0 | 54.0924 | 251.2381 | 0.47505 | 0.47505 | 0 | 0 | 0 | 85.8257 | 0 | 111.1642 | 0 | 2027.0384 | 414.1747 | 2441.2131 | 5863.0988 | 525.3389 | 6388.4377
2016 | Medium Office | 0A | 4982.19 | 0 | 0 | 2830.5696 | 955.9906 | 144.3835 | 2375.4717 | 0 | 37.2439 | 366.6753 | 0.47505 | 0.47505 | 0 | 0 | 0 | 54.3774 | 0 | 70.124 | 0 | 3251.6222 | 0 | 3251.6222 | 6765.187 | 70.124 | 6835.311
2016 | Medium Office | 0B | 4982.19 | 1.6152 | 0 | 2793.9907 | 958.3342 | 147.4555 | 2375.4717 | 0 | 37.2439 | 330.5715 | 0.47505 | 0.47505 | 0 | 0 | 0 | 0 | 0 | 70.3299 | 0 | 3126.1774 | 0 | 3126.1774 | 6645.1577 | 70.3299 | 6715.4877
2016 | Medium Office | 1A | 4982.19 | 0.06334 | 0 | 2037.9962 | 958.8726 | 148.2473 | 2375.4717 | 0 | 37.2439 | 320.3104 | 0.47505 | 0.47505 | 0 | 0 | 0 | 53.1739 | 0 | 73.3868 | 0 | 2411.5438 | 0 | 2411.5438 | 5931.886 | 73.3868 | 6005.2728
2016 | Medium Office | 1B | 4982.19 | 15.2649 | 2.0704 | 2324.388 | 959.4426 | 147.7089 | 2375.4717 | 0 | 37.2439 | 317.2384 | 0.47505 | 0.47505 | 0 | 0 | 0 | 0 | 0 | 73.7445 | 0 | 2656.8913 | 2.0704 | 2658.9617 | 6177.2018 | 75.815 | 6253.0168
2016 | Medium Office | 2A | 4982.19 | 38.6374 | 0.98644 | 1704.7644 | 959.0309 | 148.3423 | 2375.4717 | 0 | 37.2439 | 264.5078 | 0.47505 | 0.47505 | 0 | 0 | 0 | 38.4157 | 0 | 77.506 | 0 | 2046.3254 | 0.98644 | 2047.3118 | 5566.8576 | 78.5033 | 5645.3609
2016 | Medium Office | 2B | 4982.19 | 23.6892 | 5.8644 | 1415.1106 | 960.5511 | 148.374 | 2375.4717 | 0 | 37.2439 | 307.7374 | 0.47505 | 0.47505 | 0 | 0 | 0 | 0 | 0 | 77.7662 | 0 | 1746.5372 | 5.8644 | 1752.4016 | 5268.6529 | 83.6306 | 5352.2835
2016 | Medium Office | 3A | 4982.19 | 269.9551 | 32.7043 | 1045.2367 | 964.6365 | 149.7674 | 2375.4717 | 0 | 37.2756 | 224.0336 | 0.47505 | 0.47505 | 0 | 0 | 0 | 0 | 0 | 84.7038 | 0 | 1539.2253 | 32.7043 | 1571.9296 | 5066.82 | 117.408 | 5184.228
2016 | Medium Office | 3B | 4982.19 | 50.4503 | 27.5444 | 987.2172 | 960.3294 | 146.8855 | 2375.4717 | 0 | 37.2439 | 280.0261 | 0.47505 | 0.47505 | 0 | 0 | 0 | 0 | 0 | 82.8176 | 0 | 1317.6937 | 27.5444 | 1345.2381 | 4838.0992 | 110.362 | 4948.4613
2016 | Medium Office | 3C | 4982.19 | 13.7764 | 3.2954 | 651.6102 | 961.7229 | 146.3154 | 2375.4717 | 0 | 37.2756 | 204.4615 | 0.47505 | 0.47505 | 0 | 0 | 0 | 0 | 0 | 85.4409 | 0 | 869.8482 | 3.2954 | 873.1436 | 4391.1088 | 88.7254 | 4479.8342
2016 | Medium Office | 4A | 4982.19 | 329.2097 | 132.3889 | 713.2717 | 962.9897 | 148.2473 | 2375.4717 | 0 | 37.2756 | 223.8119 | 0.47505 | 0.47505 | 0 | 0 | 0 | 0 | 0 | 90.4706 | 0 | 1266.2933 | 132.3889 | 1398.6822 | 4790.7526 | 222.8596 | 5013.6121
2016 | Medium Office | 4B | 4982.19 | 84.5906 | 49.0185 | 706.526 | 956.814 | 147.2655 | 2375.4717 | 0 | 37.2439 | 290.8889 | 0.47505 | 0.47505 | 0 | 0 | 0 | 0 | 0 | 88.7904 | 0 | 1082.0055 | 49.0185 | 1131.024 | 4599.2757 | 137.8089 | 4737.0847
2016 | Medium Office | 4C | 4982.19 | 224.1919 | 65.4411 | 266.1547 | 969.7354 | 150.5908 | 2375.4717 | 0 | 37.2756 | 196.1957 | 0.47505 | 0.47505 | 0 | 0 | 0 | 0 | 0 | 92.2267 | 0 | 686.5423 | 65.4411 | 751.9833 | 4220.0908 | 157.6678 | 4377.7586
2016 | Medium Office | 5A | 4982.19 | 567.1464 | 239.3906 | 465.7074 | 961.5329 | 149.4824 | 2375.4717 | 0 | 37.2756 | 215.0076 | 0.47505 | 0.47505 | 0 | 0 | 0 | 0 | 0 | 95.392 | 0 | 1247.8613 | 239.3906 | 1487.2519 | 4772.0989 | 334.7826 | 5106.8815
2016 | Medium Office | 5B | 4982.19 | 257.3821 | 126.3944 | 534.2412 | 960.1711 | 148.1206 | 2375.4717 | 0 | 37.2756 | 274.0722 | 0.47505 | 0.47505 | 0 | 0 | 0 | 0 | 0 | 93.972 | 0 | 1065.6955 | 126.3944 | 1192.0899 | 4587.1461 | 220.3664 | 4807.5125
2016 | Medium Office | 5C | 4982.19 | 202.5613 | 85.9829 | 156.1331 | 969.7037 | 150.9392 | 2375.4717 | 0 | 37.2756 | 202.9414 | 0.47505 | 0.47505 | 0 | 0 | 0 | 0 | 0 | 95.0234 | 0 | 561.6358 | 85.9829 | 647.6187 | 4095.5327 | 181.0063 | 4276.5391
2016 | Medium Office | 6A | 4982.19 | 832.9527 | 370.7063 | 520.8131 | 961.8496 | 149.5141 | 2375.4717 | 0 | 37.2756 | 230.811 | 0.47505 | 0.47505 | 0 | 0 | 0 | 0 | 0 | 99.1968 | 0 | 1584.5768 | 370.7063 | 1955.2831 | 5109.1627 | 469.9032 | 5579.0659
2016 | Medium Office | 6B | 4982.19 | 510.5521 | 236.9299 | 352.6138 | 962.7047 | 151.0976 | 2375.4717 | 0 | 37.2756 | 252.8849 | 0.47505 | 0.47505 | 0 | 0 | 0 | 0 | 0 | 98.167 | 0 | 1116.0508 | 236.9299 | 1352.9807 | 4643.0754 | 335.0969 | 4978.1723
2016 | Medium Office | 7 | 4982.19 | 882.1045 | 90.514 | 401.7339 | 962.1346 | 151.0659 | 2375.4717 | 0 | 37.2756 | 239.5836 | 0.47505 | 0.47505 | 0 | 0 | 0 | 73.7278 | 0 | 103.6412 | 0 | 1597.1498 | 90.514 | 1687.6638 | 5123.5409 | 194.1552 | 5317.6962
2016 | Medium Office | 8 | 4982.19 | 1215.5896 | 204.811 | 183.4643 | 998.6818 | 163.3855 | 2375.4717 | 0 | 37.3073 | 249.9713 | 0.47505 | 0.47505 | 0 | 0 | 0 | 77.0848 | 0 | 109.7225 | 0 | 1726.11 | 204.811 | 1930.921 | 5301.4313 | 314.5334 | 5615.9648
2019 | Medium Office | 0A | 4982.19 | 0 | 0 | 2993.2584 | 778.0686 | 144.3835 | 2375.4717 | 0 | 37.0539 | 370.539 | 0.47505 | 0.47505 | 0 | 0 | 0 | 0 | 0 | 70.1348 | 0 | 3363.7974 | 0 | 3363.7974 | 6699.2184 | 70.1348 | 6769.3532
2019 | Medium Office | 0B | 4982.19 | 1.2351 | 0 | 2759.1854 | 779.0187 | 147.4555 | 2375.4717 | 0 | 37.0539 | 333.8018 | 0.47505 | 0.47505 | 0 | 0 | 0 | 0 | 0 | 70.3299 | 0 | 3094.2223 | 0 | 3094.2223 | 6433.6972 | 70.3299 | 6504.0271
2019 | Medium Office | 1A | 4982.19 | 0.03167 | 0 | 2023.5863 | 780.7288 | 148.2473 | 2375.4717 | 0 | 37.0539 | 311.0627 | 0.47505 | 0.47505 | 0 | 0 | 0 | 0 | 0 | 73.3868 | 0 | 2334.6807 | 0 | 2334.6807 | 5676.6892 | 73.3868 | 5750.076
2019 | Medium Office | 1B | 4982.19 | 10.7361 | 2.5691 | 2221.6822 | 781.0139 | 147.7089 | 2375.4717 | 0 | 37.0539 | 308.7508 | 0.47505 | 0.47505 | 0 | 0 | 0 | 0 | 0 | 73.7445 | 0 | 2541.1691 | 2.5691 | 2543.7382 | 5882.8292 | 76.3136 | 5959.1428
2019 | Medium Office | 2A | 4982.19 | 18.9387 | 3.8048 | 1736.3711 | 779.4304 | 148.3423 | 2375.4717 | 0 | 37.0539 | 259.4406 | 0.47505 | 0.47505 | 0 | 0 | 0 | 0 | 0 | 77.4952 | 0 | 2014.7504 | 3.8048 | 2018.5552 | 5355.492 | 81.3 | 5436.792
2019 | Medium Office | 2B | 4982.19 | 11.3379 | 11.2844 | 1371.786 | 780.2538 | 148.374 | 2375.4717 | 0 | 37.0539 | 305.8055 | 0.47505 | 0.47505 | 0 | 0 | 0 | 0 | 0 | 77.7662 | 0 | 1688.9294 | 11.2844 | 1700.2139 | 5030.5578 | 89.0506 | 5119.6084
2019 | Medium Office | 3A | 4982.19 | 203.2581 | 49.6147 | 1007.201 | 782.5024 | 149.7674 | 2375.4717 | 0 | 37.0539 | 210.8905 | 0.47505 | 0.47505 | 0 | 0 | 0 | 0 | 0 | 84.6929 | 0 | 1421.3496 | 49.6147 | 1470.9643 | 4766.62 | 134.3076 | 4900.9276
2019 | Medium Office | 3B | 4982.19 | 31.3216 | 42.7096 | 966.7901 | 780.6972 | 146.8855 | 2375.4717 | 0 | 37.0539 | 275.2123 | 0.47505 | 0.47505 | 0 | 0 | 0 | 0 | 0 | 82.8176 | 0 | 1273.324 | 42.7096 | 1316.0336 | 4613.9073 | 125.538 | 4739.4453
2019 | Medium Office | 3C | 4982.19 | 9.2793 | 7.3929 | 612.9095 | 782.249 | 146.3154 | 2375.4717 | 0 | 37.0539 | 195.974 | 0.47505 | 0.47505 | 0 | 0 | 0 | 0 | 0 | 85.4409 | 0 | 818.1628 | 7.3929 | 825.5557 | 4159.7595 | 92.8338 | 4252.5932
2019 | Medium Office | 4A | 4982.19 | 267.1998 | 170.6324 | 689.9943 | 783.1674 | 148.2473 | 2375.4717 | 0 | 37.0856 | 204.2715 | 0.47505 | 0.47505 | 0 | 0 | 0 | 0 | 0 | 90.4598 | 0 | 1161.4656 | 170.6324 | 1332.098 | 4505.8492 | 261.0922 | 4766.9415
2019 | Medium Office | 4B | 4982.19 | 50.4503 | 77.4301 | 692.1795 | 778.987 | 147.2655 | 2375.4717 | 0 | 37.0539 | 284.8716 | 0.47505 | 0.47505 | 0 | 0 | 0 | 0 | 0 | 88.7796 | 0 | 1027.5015 | 77.4301 | 1104.9316 | 4366.7229 | 166.1989 | 4532.9218
2019 | Medium Office | 4C | 4982.19 | 163.0688 | 99.5546 | 259.5673 | 787.0312 | 150.5908 | 2375.4717 | 0 | 37.0856 | 180.1706 | 0.47505 | 0.47505 | 0 | 0 | 0 | 0 | 0 | 92.2376 | 0 | 602.8068 | 99.5546 | 702.3613 | 3953.4294 | 191.7921 | 4145.2216
2019 | Medium Office | 5A | 4982.19 | 473.7199 | 281.8292 | 448.5422 | 781.8373 | 149.4824 | 2375.4717 | 0 | 37.0539 | 194.9605 | 0.47505 | 0.47505 | 0 | 0 | 0 | 0 | 0 | 95.392 | 0 | 1117.2226 | 281.8292 | 1399.0518 | 4461.5112 | 377.2212 | 4838.7324
2019 | Medium Office | 5B | 4982.19 | 181.9125 | 166.0146 | 522.745 | 781.4889 | 148.1206 | 2375.4717 | 0 | 37.0539 | 260.6441 | 0.47505 | 0.47505 | 0 | 0 | 0 | 0 | 0 | 93.9611 | 0 | 965.3016 | 166.0146 | 1131.3162 | 4307.8801 | 259.9757 | 4567.8558
2019 | Medium Office | 5C | 4982.19 | 138.9996 | 129.1586 | 148.944 | 787.7279 | 150.9392 | 2375.4717 | 0 | 37.0856 | 183.4643 | 0.47505 | 0.47505 | 0 | 0 | 0 | 0 | 0 | 95.0234 | 0 | 471.4079 | 129.1586 | 600.5666 | 3823.0757 | 224.1712 | 4047.2469
2019 | Medium Office | 6A | 4982.19 | 711.5299 | 412.7872 | 493.2602 | 782.7874 | 149.5141 | 2375.4717 | 0 | 37.0856 | 204.4932 | 0.47505 | 0.47505 | 0 | 0 | 0 | 0 | 0 | 99.186 | 0 | 1409.2833 | 412.7872 | 1822.0705 | 4754.5854 | 511.9732 | 5266.5586
2019 | Medium Office | 6B | 4982.19 | 406.8962 | 284.485 | 337.0005 | 783.4841 | 151.0976 | 2375.4717 | 0 | 37.0856 | 225.4904 | 0.47505 | 0.47505 | 0 | 0 | 0 | 0 | 0 | 98.1562 | 0 | 969.387 | 284.485 | 1253.872 | 4317.001 | 382.6412 | 4699.6422
2019 | Medium Office | 7 | 4982.19 | 722.7727 | 106.5247 | 369.2089 | 783.8325 | 151.0659 | 2375.4717 | 0 | 37.0856 | 208.6103 | 0.47505 | 0.47505 | 0 | 0 | 0 | 65.6836 | 0 | 103.6412 | 0 | 1366.2755 | 106.5247 | 1472.8002 | 4714.1745 | 210.1659 | 4924.3404
2019 | Medium Office | 8 | 4982.19 | 985.412 | 224.5614 | 165.4124 | 812.1455 | 163.3855 | 2375.4717 | 0 | 37.1172 | 215.9577 | 0.47505 | 0.47505 | 0 | 0 | 0 | 67.0771 | 0 | 109.7116 | 0 | 1433.8592 | 224.5614 | 1658.4207 | 4822.4226 | 334.2731 | 5156.6956
2004 | Small Office | 0A | 511.16 | 0 | 0 | 429.5402 | 224.7303 | 78.8583 | 167.2176 | 0 | 0 | 105.7778 | 0 | 0 | 0 | 0 | 0 | 0 | 57.1327 | 0 | 0 | 535.318 | 0 | 535.318 | 1063.2886 | 0 | 1063.2886
2004 | Small Office | 0B | 511.16 | 0 | 0 | 335.4486 | 224.7303 | 78.89 | 167.2176 | 0 | 0 | 95.5484 | 0 | 0 | 0 | 0 | 0 | 0 | 57.1327 | 0 | 0 | 430.997 | 0 | 430.997 | 958.9676 | 0 | 958.9676
2004 | Small Office | 1A | 511.16 | 0 | 0 | 306.2489 | 224.7303 | 78.89 | 167.2176 | 0 | 0 | 95.6751 | 0 | 0 | 0 | 0 | 0 | 0 | 57.1327 | 0 | 0 | 401.924 | 0 | 401.924 | 929.8945 | 0 | 929.8945
2004 | Small Office | 1B | 511.16 | 0.15835 | 0 | 267.3898 | 224.7303 | 78.795 | 167.2176 | 0 | 0 | 89.056 | 0 | 0 | 0 | 0 | 0 | 0 | 57.1327 | 0 | 0 | 356.6042 | 0 | 356.6042 | 884.4481 | 0 | 884.4481
2004 | Small Office | 2A | 511.16 | 1.5202 | 0.01084 | 250.8897 | 224.7303 | 78.7633 | 167.2176 | 0 | 0 | 92.7931 | 0 | 0 | 0 | 0 | 0 | 0 | 57.1327 | 0 | 0 | 345.203 | 0.01084 | 345.2138 | 873.0469 | 0.01084 | 873.0577
2004 | Small Office | 2B | 511.16 | 1.4251 | 0.01084 | 187.5181 | 224.7303 | 78.8266 | 167.2176 | 0 | 0 | 93.2365 | 0 | 0 | 0 | 0 | 0 | 0 | 57.1327 | 0 | 0 | 282.1797 | 0.01084 | 282.1905 | 810.0869 | 0.01084 | 810.0978
2004 | Small Office | 3A | 511.16 | 23.9425 | 2.0921 | 139.443 | 224.7303 | 78.8266 | 167.2176 | 0 | 0 | 84.6539 | 0 | 0 | 0 | 0 | 0 | 0 | 57.1327 | 0 | 0 | 248.0394 | 2.0921 | 250.1316 | 775.915 | 2.0921 | 778.0071
2004 | Small Office | 3B | 511.16 | 9.121 | 0.23848 | 129.847 | 224.7303 | 78.795 | 167.2176 | 0 | 0 | 89.2777 | 0 | 0 | 0 | 0 | 0 | 0 | 57.1327 | 0 | 0 | 228.2457 | 0.23848 | 228.4842 | 756.1212 | 0.23848 | 756.3597
2004 | Small Office | 3C | 511.16 | 0.82342 | 0 | 96.2768 | 224.7303 | 78.795 | 167.2176 | 0 | 0 | 69.389 | 0 | 0 | 0 | 0 | 0 | 0 | 57.1327 | 0 | 0 | 166.4892 | 0 | 166.4892 | 694.3331 | 0 | 694.3331
2004 | Small Office | 4A | 511.16 | 53.2689 | 6.7533 | 92.0014 | 224.7303 | 78.7 | 167.2176 | 0 | 0 | 73.5694 | 0 | 0 | 0 | 0 | 0 | 0 | 57.1327 | 0 | 0 | 218.8397 | 6.7533 | 225.593 | 746.6202 | 6.7533 | 753.3736
2004 | Small Office | 4B | 511.16 | 22.6757 | 1.3875 | 105.3978 | 224.7303 | 78.7633 | 167.2176 | 0 | 0 | 92.318 | 0 | 0 | 0 | 0 | 0 | 0 | 57.1327 | 0 | 0 | 220.3915 | 1.3875 | 221.779 | 748.2354 | 1.3875 | 749.6229
2004 | Small Office | 4C | 511.16 | 31.7017 | 1.3984 | 40.3792 | 224.7303 | 78.6049 | 167.2176 | 0 | 0 | 71.3525 | 0 | 0 | 0 | 0 | 0 | 0 | 57.1327 | 0 | 0 | 143.4334 | 1.3984 | 144.8318 | 671.119 | 1.3984 | 672.5173
2004 | Small Office | 5A | 511.16 | 93.7749 | 27.7829 | 52.5405 | 224.7303 | 78.7316 | 167.2176 | 0 | 0 | 72.6193 | 0 | 0 | 0 | 0 | 0 | 0 | 57.1327 | 0 | 0 | 218.9347 | 27.7829 | 246.7176 | 746.7469 | 27.7829 | 774.5298
2004 | Small Office | 5B | 511.16 | 56.5626 | 15.1326 | 71.3208 | 224.7303 | 78.7316 | 167.2176 | 0 | 0 | 87.1558 | 0 | 0 | 0 | 0 | 0 | 0 | 57.1327 | 0 | 0 | 215.0393 | 15.1326 | 230.1719 | 742.8515 | 15.1326 | 757.9842
2004 | Small Office | 5C | 511.16 | 39.7775 | 2.7859 | 26.0011 | 224.7303 | 78.6049 | 167.2176 | 0 | 0 | 65.2085 | 0 | 0 | 0 | 0 | 0 | 0 | 57.1327 | 0 | 0 | 130.9871 | 2.7859 | 133.773 | 658.6727 | 2.7859 | 661.4585
2004 | Small Office | 6A | 511.16 | 106.1578 | 79.0778 | 53.934 | 224.7303 | 78.6683 | 167.2176 | 0 | 0 | 83.3554 | 0 | 0 | 0 | 0 | 0 | 0 | 57.1327 | 0 | 0 | 243.4473 | 79.0778 | 322.5251 | 771.1962 | 79.0778 | 850.274
2004 | Small Office | 6B | 511.16 | 69.5473 | 50.1458 | 43.3246 | 224.7303 | 78.6366 | 167.2176 | 0 | 0 | 83.2288 | 0 | 0 | 0 | 0 | 0 | 0 | 57.1327 | 0 | 0 | 196.1006 | 50.1458 | 246.2465 | 723.7862 | 50.1458 | 773.932
2004 | Small Office | 7 | 511.16 | 94.9783 | 127.3917 | 43.5146 | 224.7303 | 78.5733 | 167.2176 | 0 | 0 | 88.676 | 0 | 0 | 0 | 0 | 0 | 0 | 57.196 | 0 | 0 | 227.1689 | 127.3917 | 354.5606 | 754.8861 | 127.3917 | 882.2778
2004 | Small Office | 8 | 511.16 | 74.8995 | 187.3477 | 28.218 | 224.7303 | 78.1299 | 167.2176 | 0 | 0 | 89.3411 | 0 | 0 | 0 | 0 | 0 | 0 | 57.3544 | 0 | 0 | 192.4586 | 187.3477 | 379.8063 | 719.9224 | 187.3477 | 907.2702
2007 | Small Office | 0A | 511.16 | 0 | 0 | 333.2001 | 224.7303 | 78.8583 | 167.2176 | 0 | 0 | 105.8728 | 0 | 0 | 0 | 0 | 0 | 0 | 57.1327 | 0 | 0 | 439.0729 | 0 | 439.0729 | 967.0435 | 0 | 967.0435
2007 | Small Office | 0B | 511.16 | 0 | 0 | 263.9061 | 224.7303 | 78.89 | 167.2176 | 0 | 0 | 95.5167 | 0 | 0 | 0 | 0 | 0 | 0 | 57.1327 | 0 | 0 | 359.4228 | 0 | 359.4228 | 887.3934 | 0 | 887.3934
2007 | Small Office | 1A | 511.16 | 0 | 0 | 241.2304 | 224.7303 | 78.89 | 167.2176 | 0 | 0 | 95.8968 | 0 | 0 | 0 | 0 | 0 | 0 | 57.1327 | 0 | 0 | 337.1271 | 0 | 337.1271 | 865.0977 | 0 | 865.0977
2007 | Small Office | 1B | 511.16 | 0.09501 | 0 | 211.3339 | 224.7303 | 78.795 | 167.2176 | 0 | 0 | 89.0244 | 0 | 0 | 0 | 0 | 0 | 0 | 57.1327 | 0 | 0 | 300.4533 | 0 | 300.4533 | 828.3288 | 0 | 828.3288
2007 | Small Office | 2A | 511.16 | 1.1718 | 0 | 195.4356 | 224.7303 | 78.7633 | 167.2176 | 0 | 0 | 91.2096 | 0 | 0 | 0 | 0 | 0 | 0 | 57.1327 | 0 | 0 | 287.817 | 0 | 287.817 | 815.6608 | 0 | 815.6608
2007 | Small Office | 2B | 511.16 | 1.0768 | 0 | 148.6273 | 224.7303 | 78.8266 | 167.2176 | 0 | 0 | 91.1146 | 0 | 0 | 0 | 0 | 0 | 0 | 57.1327 | 0 | 0 | 240.8187 | 0 | 240.8187 | 768.7259 | 0 | 768.7259
2007 | Small Office | 3A | 511.16 | 16.1834 | 1.42 | 108.8815 | 224.7303 | 78.8266 | 167.2176 | 0 | 0 | 79.3967 | 0 | 0 | 0 | 0 | 0 | 0 | 57.1327 | 0 | 0 | 204.4615 | 1.42 | 205.8816 | 732.3371 | 1.42 | 733.7571
2007 | Small Office | 3B | 511.16 | 5.7639 | 0.1084 | 103.1175 | 224.7303 | 78.795 | 167.2176 | 0 | 0 | 82.9754 | 0 | 0 | 0 | 0 | 0 | 0 | 57.1327 | 0 | 0 | 191.8569 | 0.1084 | 191.9653 | 719.7641 | 0.1084 | 719.8725
2007 | Small Office | 3C | 511.16 | 0.60173 | 0 | 78.7 | 224.7303 | 78.795 | 167.2176 | 0 | 0 | 68.5655 | 0 | 0 | 0 | 0 | 0 | 0 | 57.1327 | 0 | 0 | 147.8672 | 0 | 147.8672 | 675.7428 | 0 | 675.7428
2007 | Small Office | 4A | 511.16 | 40.0942 | 5.5934 | 74.2661 | 224.7303 | 78.7 | 167.2176 | 0 | 0 | 72.1759 | 0 | 0 | 0 | 0 | 0 | 0 | 57.1327 | 0 | 0 | 186.5363 | 5.5934 | 192.1297 | 714.3169 | 5.5934 | 719.9103
2007 | Small Office | 4B | 511.16 | 16.8484 | 0.85636 | 87.0608 | 224.7303 | 78.7633 | 167.2176 | 0 | 0 | 90.7979 | 0 | 0 | 0 | 0 | 0 | 0 | 57.1327 | 0 | 0 | 194.7072 | 0.85636 | 195.5635 | 722.5194 | 0.85636 | 723.3757
2007 | Small Office | 4C | 511.16 | 22.549 | 0.96476 | 35.9454 | 224.7303 | 78.6049 | 167.2176 | 0 | 0 | 70.8775 | 0 | 0 | 0 | 0 | 0 | 0 | 57.1327 | 0 | 0 | 129.3719 | 0.96476 | 130.3367 | 657.0575 | 0.96476 | 658.0222
2007 | Small Office | 5A | 511.16 | 65.3035 | 18.6882 | 44.4013 | 224.7303 | 78.7316 | 167.2176 | 0 | 0 | 68.4705 | 0 | 0 | 0 | 0 | 0 | 0 | 57.1327 | 0 | 0 | 178.1754 | 18.6882 | 196.8636 | 705.956 | 18.6882 | 724.6441
2007 | Small Office | 5B | 511.16 | 36.3572 | 8.8129 | 59.793 | 224.7303 | 78.7316 | 167.2176 | 0 | 0 | 82.2787 | 0 | 0 | 0 | 0 | 0 | 0 | 57.1327 | 0 | 0 | 178.4288 | 8.8129 | 187.2417 | 706.2093 | 8.8129 | 715.0222
2007 | Small Office | 5C | 511.16 | 22.8974 | 1.1707 | 26.1911 | 224.7303 | 78.6049 | 167.2176 | 0 | 0 | 63.815 | 0 | 0 | 0 | 0 | 0 | 0 | 57.1327 | 0 | 0 | 112.9035 | 1.1707 | 114.0743 | 640.5574 | 1.1707 | 641.7281
2007 | Small Office | 6A | 511.16 | 70.7508 | 58.4276 | 49.3735 | 224.7303 | 78.6683 | 167.2176 | 0 | 0 | 77.2115 | 0 | 0 | 0 | 0 | 0 | 0 | 57.1327 | 0 | 0 | 197.3358 | 58.4276 | 255.7634 | 725.0846 | 58.4276 | 783.5122
2007 | Small Office | 6B | 511.16 | 43.7679 | 32.6718 | 41.8361 | 224.7303 | 78.6366 | 167.2176 | 0 | 0 | 81.3286 | 0 | 0 | 0 | 0 | 0 | 0 | 57.1327 | 0 | 0 | 166.9326 | 32.6718 | 199.6043 | 694.6498 | 32.6718 | 727.3215
2007 | Small Office | 7 | 511.16 | 61.4081 | 86.5249 | 41.0126 | 224.7303 | 78.5733 | 167.2176 | 0 | 0 | 79.365 | 0 | 0 | 0 | 0 | 0 | 0 | 57.196 | 0 | 0 | 181.7858 | 86.5249 | 268.3107 | 709.503 | 86.5249 | 796.0279
2007 | Small Office | 8 | 511.16 | 55.5808 | 140.172 | 26.2544 | 224.7303 | 78.1299 | 167.2176 | 0 | 0 | 82.627 | 0 | 0 | 0 | 0 | 0 | 0 | 57.3544 | 0 | 0 | 164.4623 | 140.172 | 304.6344 | 691.8945 | 140.172 | 832.0665
2010 | Small Office | 0A | 511.16 | 0 | 0 | 308.8142 | 163.6389 | 37.7506 | 155.7847 | 0 | 0 | 96.0868 | 0 | 0 | 0 | 0 | 0 | 0 | 57.0377 | 0 | 0 | 404.901 | 0 | 404.901 | 819.1129 | 0 | 819.1129
2010 | Small Office | 0B | 511.16 | 0 | 0 | 244.1124 | 164.0189 | 37.7506 | 155.7847 | 0 | 0 | 87.3775 | 0 | 0 | 0 | 0 | 0 | 0 | 57.0377 | 0 | 0 | 331.4899 | 0 | 331.4899 | 746.0819 | 0 | 746.0819
2010 | Small Office | 1A | 511.16 | 0 | 0 | 220.5815 | 165.159 | 37.7506 | 155.7847 | 0 | 0 | 87.0608 | 0 | 0 | 0 | 0 | 0 | 0 | 57.0377 | 0 | 0 | 307.6424 | 0 | 307.6424 | 723.3745 | 0 | 723.3745
2010 | Small Office | 1B | 511.16 | 0.19002 | 0 | 194.3588 | 164.9057 | 37.6873 | 155.7847 | 0 | 0 | 81.5186 | 0 | 0 | 0 | 0 | 0 | 0 | 57.0377 | 0 | 0 | 276.0674 | 0 | 276.0674 | 691.4828 | 0 | 691.4828
2010 | Small Office | 2A | 511.16 | 1.2668 | 0 | 177.0353 | 165.1274 | 37.6873 | 155.7847 | 0 | 0 | 82.9437 | 0 | 0 | 0 | 0 | 0 | 0 | 57.0377 | 0 | 0 | 261.2458 | 0 | 261.2458 | 676.8512 | 0 | 676.8512
2010 | Small Office | 2B | 511.16 | 1.2668 | 0 | 134.4708 | 165.8875 | 37.719 | 155.7847 | 0 | 0 | 83.4821 | 0 | 0 | 0 | 0 | 0 | 0 | 57.0377 | 0 | 0 | 219.2197 | 0 | 219.2197 | 635.6486 | 0 | 635.6486
2010 | Small Office | 3A | 511.16 | 17.1018 | 1.4742 | 95.9601 | 165.6024 | 37.6873 | 155.7847 | 0 | 0 | 71.7009 | 0 | 0 | 0 | 0 | 0 | 0 | 57.0377 | 0 | 0 | 184.7628 | 1.4742 | 186.237 | 600.8749 | 1.4742 | 602.3491
2010 | Small Office | 3B | 511.16 | 6.4923 | 0.15176 | 91.463 | 165.7608 | 37.6873 | 155.7847 | 0 | 0 | 75.723 | 0 | 0 | 0 | 0 | 0 | 0 | 57.0377 | 0 | 0 | 173.6783 | 0.15176 | 173.83 | 589.9804 | 0.15176 | 590.1322
2010 | Small Office | 3C | 511.16 | 0.76008 | 0 | 65.3035 | 165.7925 | 37.7506 | 155.7847 | 0 | 0 | 61.6932 | 0 | 0 | 0 | 0 | 0 | 0 | 57.0377 | 0 | 0 | 127.7568 | 0 | 127.7568 | 544.1539 | 0 | 544.1539
2010 | Small Office | 4A | 511.16 | 37.5606 | 3.6639 | 63.9101 | 164.1773 | 37.7823 | 155.7847 | 0 | 0 | 64.2584 | 0 | 0 | 0 | 0 | 0 | 0 | 57.0377 | 0 | 0 | 165.7291 | 3.6639 | 169.393 | 580.4794 | 3.6639 | 584.1433
2010 | Small Office | 4B | 511.16 | 15.8983 | 0.52032 | 76.6731 | 164.1139 | 37.6873 | 155.7847 | 0 | 0 | 81.962 | 0 | 0 | 0 | 0 | 0 | 0 | 57.0377 | 0 | 0 | 174.5334 | 0.52032 | 175.0537 | 589.1887 | 0.52032 | 589.709
2010 | Small Office | 4C | 511.16 | 22.5807 | 0.71544 | 30.3715 | 165.064 | 37.7823 | 155.7847 | 0 | 0 | 64.4168 | 0 | 0 | 0 | 0 | 0 | 0 | 57.0377 | 0 | 0 | 117.369 | 0.71544 | 118.0845 | 533.0061 | 0.71544 | 533.7215
2010 | Small Office | 5A | 511.16 | 61.0914 | 15.5012 | 37.3073 | 164.3356 | 37.719 | 155.7847 | 0 | 0 | 60.2047 | 0 | 0 | 0 | 0 | 0 | 0 | 57.0377 | 0 | 0 | 158.6034 | 15.5012 | 174.1046 | 573.512 | 15.5012 | 589.0132
2010 | Small Office | 5B | 511.16 | 36.4522 | 7.5988 | 51.5588 | 164.2089 | 37.7506 | 155.7847 | 0 | 0 | 73.6961 | 0 | 0 | 0 | 0 | 0 | 0 | 57.0377 | 0 | 0 | 161.707 | 7.5988 | 169.3059 | 576.489 | 7.5988 | 584.0879
2010 | Small Office | 5C | 511.16 | 26.4128 | 1.2032 | 20.8389 | 164.7473 | 37.7506 | 155.7847 | 0 | 0 | 57.8611 | 0 | 0 | 0 | 0 | 0 | 0 | 57.0377 | 0 | 0 | 105.1127 | 1.2032 | 106.316 | 520.4014 | 1.2032 | 521.6047
2010 | Small Office | 6A | 511.16 | 66.0636 | 44.0646 | 42.1844 | 164.3673 | 37.7506 | 155.7847 | 0 | 0 | 67.5521 | 0 | 0 | 0 | 0 | 0 | 0 | 57.0377 | 0 | 0 | 175.8002 | 44.0646 | 219.8648 | 590.7405 | 44.0646 | 634.8051
2010 | Small Office | 6B | 511.16 | 43.5463 | 25.3439 | 36.1988 | 164.494 | 37.6873 | 155.7847 | 0 | 0 | 72.8727 | 0 | 0 | 0 | 0 | 0 | 0 | 57.0377 | 0 | 0 | 152.6177 | 25.3439 | 177.9616 | 567.6214 | 25.3439 | 592.9653
2010 | Small Office | 7 | 511.16 | 59.1912 | 68.5738 | 34.8053 | 164.0823 | 37.7506 | 155.7847 | 0 | 0 | 69.8957 | 0 | 0 | 0 | 0 | 0 | 0 | 57.0377 | 0 | 0 | 163.8922 | 68.5738 | 232.4661 | 578.5792 | 68.5738 | 647.1531
2010 | Small Office | 8 | 511.16 | 54.5357 | 119.717 | 22.169 | 165.9508 | 38.004 | 155.7847 | 0 | 0 | 74.2978 | 0 | 0 | 0 | 0 | 0 | 0 | 57.0377 | 0 | 0 | 151.0026 | 119.717 | 270.7195 | 567.7798 | 119.717 | 687.4967
2013 | Small Office | 0A | 511.16 | 0 | 0 | 222.8301 | 138.6196 | 37.7506 | 152.9344 | 0 | 0 | 63.055 | 0 | 0 | 0 | 0 | 0 | 0 | 57.0377 | 0 | 0 | 285.8851 | 0 | 285.8851 | 672.2274 | 0 | 672.2274
2013 | Small Office | 0B | 511.16 | 0 | 0 | 211.3972 | 139.1263 | 37.7506 | 152.9344 | 0 | 0 | 74.3928 | 0 | 0 | 0 | 0 | 0 | 0 | 57.0377 | 0 | 0 | 285.7901 | 0 | 285.7901 | 672.6391 | 0 | 672.6391
2013 | Small Office | 1A | 511.16 | 0 | 0 | 161.802 | 140.8998 | 37.7506 | 152.9344 | 0 | 0 | 60.268 | 0 | 0 | 0 | 0 | 0 | 0 | 57.0377 | 0 | 0 | 222.07 | 0 | 222.07 | 610.6926 | 0 | 610.6926
2013 | Small Office | 1B | 511.16 | 0.06334 | 0 | 168.7694 | 140.5198 | 37.6873 | 152.9344 | 0 | 0 | 69.389 | 0 | 0 | 0 | 0 | 0 | 0 | 57.0377 | 0 | 0 | 238.2217 | 0 | 238.2217 | 626.3693 | 0 | 626.3693
2013 | Small Office | 2A | 511.16 | 0.69674 | 0 | 133.5207 | 140.8365 | 37.6873 | 152.9344 | 0 | 0 | 62.2632 | 0 | 0 | 0 | 0 | 0 | 0 | 57.0377 | 0 | 0 | 196.4807 | 0 | 196.4807 | 584.9449 | 0 | 584.9449
2013 | Small Office | 2B | 511.16 | 0.85509 | 0 | 117.654 | 142.0083 | 37.719 | 152.9344 | 0 | 0 | 73.221 | 0 | 0 | 0 | 0 | 0 | 0 | 57.0377 | 0 | 0 | 191.7302 | 0 | 191.7302 | 581.4612 | 0 | 581.4612
2013 | Small Office | 3A | 511.16 | 15.1066 | 1.355 | 73.5694 | 141.3749 | 37.6873 | 152.9344 | 0 | 0 | 59.3496 | 0 | 0 | 0 | 0 | 0 | 0 | 57.0377 | 0 | 0 | 148.0256 | 1.355 | 149.3806 | 537.0915 | 1.355 | 538.4465
2013 | Small Office | 3B | 511.16 | 5.6373 | 0.13008 | 81.7719 | 141.5966 | 37.6873 | 152.9344 | 0 | 0 | 69.674 | 0 | 0 | 0 | 0 | 0 | 0 | 57.0377 | 0 | 0 | 157.0832 | 0.13008 | 157.2133 | 546.3392 | 0.13008 | 546.4692
2013 | Small Office | 3C | 511.16 | 0.60173 | 0 | 54.2824 | 141.3749 | 37.7506 | 152.9344 | 0 | 0 | 54.7258 | 0 | 0 | 0 | 0 | 0 | 0 | 57.0377 | 0 | 0 | 109.6099 | 0 | 109.6099 | 498.7075 | 0 | 498.7075
2013 | Small Office | 4A | 511.16 | 28.3763 | 2.5908 | 55.3908 | 138.8413 | 37.7823 | 152.9344 | 0 | 0 | 55.7392 | 0 | 0 | 0 | 0 | 0 | 0 | 57.0377 | 0 | 0 | 139.5063 | 2.5908 | 142.0971 | 526.102 | 2.5908 | 528.6928
2013 | Small Office | 4B | 511.16 | 10.6728 | 0.20596 | 65.3669 | 138.6829 | 37.6873 | 152.9344 | 0 | 0 | 69.864 | 0 | 0 | 0 | 0 | 0 | 0 | 57.0377 | 0 | 0 | 145.9037 | 0.20596 | 146.1096 | 532.246 | 0.20596 | 532.452
2013 | Small Office | 4C | 511.16 | 15.2333 | 0.39024 | 29.2947 | 140.2664 | 37.7823 | 152.9344 | 0 | 0 | 58.9062 | 0 | 0 | 0 | 0 | 0 | 0 | 57.0377 | 0 | 0 | 103.4342 | 0.39024 | 103.8245 | 491.4551 | 0.39024 | 491.8453
2013 | Small Office | 5A | 511.16 | 51.0204 | 12.4443 | 34.1403 | 139.1263 | 37.719 | 152.9344 | 0 | 0 | 54.8208 | 0 | 0 | 0 | 0 | 0 | 0 | 57.0377 | 0 | 0 | 139.9814 | 12.4443 | 152.4257 | 526.7671 | 12.4443 | 539.2114
2013 | Small Office | 5B | 511.16 | 27.2362 | 5.4634 | 45.7631 | 138.7779 | 37.7506 | 152.9344 | 0 | 0 | 66.3486 | 0 | 0 | 0 | 0 | 0 | 0 | 57.0377 | 0 | 0 | 139.348 | 5.4634 | 144.8114 | 525.8804 | 5.4634 | 531.3437
2013 | Small Office | 5C | 511.16 | 19.382 | 0.67208 | 21.3456 | 139.728 | 37.7506 | 152.9344 | 0 | 0 | 54.7891 | 0 | 0 | 0 | 0 | 0 | 0 | 57.0377 | 0 | 0 | 95.5167 | 0.67208 | 96.1888 | 482.9992 | 0.67208 | 483.6712
2013 | Small Office | 6A | 511.16 | 60.8064 | 40.8668 | 34.742 | 139.1263 | 37.7506 | 152.9344 | 0 | 0 | 60.363 | 0 | 0 | 0 | 0 | 0 | 0 | 57.0377 | 0 | 0 | 155.9114 | 40.8668 | 196.7782 | 542.7605 | 40.8668 | 583.6273
2013 | Small Office | 6B | 511.16 | 39.4925 | 23.241 | 29.1364 | 139.3163 | 37.6873 | 152.9344 | 0 | 0 | 65.2719 | 0 | 0 | 0 | 0 | 0 | 0 | 57.0377 | 0 | 0 | 133.9008 | 23.241 | 157.1417 | 520.9082 | 23.241 | 544.1491
2013 | Small Office | 7 | 511.16 | 53.0789 | 61.8856 | 28.5347 | 138.7779 | 37.7506 | 152.9344 | 0 | 0 | 61.4081 | 0 | 0 | 0 | 0 | 0 | 0 | 57.0377 | 0 | 0 | 143.0217 | 61.8856 | 204.9073 | 529.5224 | 61.8856 | 591.408
2013 | Small Office | 8 | 511.16 | 48.9935 | 108.7144 | 20.0471 | 141.5649 | 38.004 | 152.9344 | 0 | 0 | 67.8688 | 0 | 0 | 0 | 0 | 0 | 0 | 57.0377 | 0 | 0 | 136.9094 | 108.7144 | 245.6238 | 526.4821 | 108.7144 | 635.1964
2016 | Small Office | 0A | 511.16 | 0 | 0 | 212.6641 | 101.249 | 17.6085 | 152.9344 | 0 | 0 | 60.4264 | 0 | 0 | 0 | 0 | 0 | 0 | 57.0377 | 0 | 0 | 273.0904 | 0 | 273.0904 | 601.92 | 0 | 601.92
2016 | Small Office | 0B | 511.16 | 0 | 0 | 199.996 | 101.5657 | 17.9252 | 152.9344 | 0 | 0 | 71.0675 | 0 | 0 | 0 | 0 | 0 | 0 | 57.0377 | 0 | 0 | 271.0635 | 0 | 271.0635 | 600.5265 | 0 | 600.5265
2016 | Small Office | 1A | 511.16 | 0 | 0 | 155.5947 | 102.0407 | 18.0202 | 152.9344 | 0 | 0 | 59.5396 | 0 | 0 | 0 | 0 | 0 | 0 | 57.0377 | 0 | 0 | 215.1343 | 0 | 215.1343 | 545.1357 | 0 | 545.1357
2016 | Small Office | 1B | 511.16 | 0.12668 | 0 | 161.5487 | 101.6924 | 17.9569 | 152.9344 | 0 | 0 | 68.2172 | 0 | 0 | 0 | 0 | 0 | 0 | 57.0377 | 0 | 0 | 229.8925 | 0 | 229.8925 | 559.4822 | 0 | 559.4822
2016 | Small Office | 2A | 511.16 | 0.79175 | 0 | 127.4717 | 101.9774 | 18.0202 | 152.9344 | 0 | 0 | 61.3448 | 0 | 0 | 0 | 0 | 0 | 0 | 57.0377 | 0 | 0 | 189.6083 | 0 | 189.6083 | 519.5463 | 0 | 519.5463
2016 | Small Office | 2B | 511.16 | 1.0451 | 0 | 111.5734 | 102.9908 | 18.0202 | 152.9344 | 0 | 0 | 71.8909 | 0 | 0 | 0 | 0 | 0 | 0 | 57.0377 | 0 | 0 | 184.5094 | 0 | 184.5094 | 515.4926 | 0 | 515.4926
2016 | Small Office | 3A | 511.16 | 16.2784 | 1.5068 | 69.4206 | 102.4208 | 18.1469 | 152.9344 | 0 | 0 | 58.4311 | 0 | 0 | 0 | 0 | 0 | 0 | 57.0377 | 0 | 0 | 144.1302 | 1.5068 | 145.6369 | 474.67 | 1.5068 | 476.1767
2016 | Small Office | 3B | 511.16 | 6.1756 | 0.1626 | 77.2748 | 102.6108 | 17.8619 | 152.9344 | 0 | 0 | 68.3755 | 0 | 0 | 0 | 0 | 0 | 0 | 57.0377 | 0 | 0 | 151.826 | 0.1626 | 151.9886 | 482.2708 | 0.1626 | 482.4334
2016 | Small Office | 3C | 511.16 | 0.82342 | 0 | 49.8486 | 102.4841 | 17.8302 | 152.9344 | 0 | 0 | 53.934 | 0 | 0 | 0 | 0 | 0 | 0 | 57.0377 | 0 | 0 | 104.606 | 0 | 104.606 | 434.8608 | 0 | 434.8608
2016 | Small Office | 4A | 511.16 | 31.575 | 3.1111 | 50.1653 | 100.9323 | 18.0202 | 152.9344 | 0 | 0 | 53.649 | 0 | 0 | 0 | 0 | 0 | 0 | 57.0377 | 0 | 0 | 135.3893 | 3.1111 | 138.5003 | 464.3139 | 3.1111 | 467.425
2016 | Small Office | 4B | 511.16 | 12.5413 | 0.35772 | 58.1144 | 100.8373 | 17.8936 | 152.9344 | 0 | 0 | 67.1087 | 0 | 0 | 0 | 0 | 0 | 0 | 57.0377 | 0 | 0 | 137.7645 | 0.35772 | 138.1222 | 466.4991 | 0.35772 | 466.8568
2016 | Small Office | 4C | 511.16 | 18.0519 | 0.57452 | 24.5442 | 102.1991 | 18.2736 | 152.9344 | 0 | 0 | 56.0242 | 0 | 0 | 0 | 0 | 0 | 0 | 57.0377 | 0 | 0 | 98.6204 | 0.57452 | 99.1949 | 429.0652 | 0.57452 | 429.6397
2016 | Small Office | 5A | 511.16 | 53.649 | 13.3657 | 30.6882 | 100.9323 | 18.1469 | 152.9344 | 0 | 0 | 53.554 | 0 | 0 | 0 | 0 | 0 | 0 | 57.0377 | 0 | 0 | 137.8912 | 13.3657 | 151.2569 | 466.9108 | 13.3657 | 480.2765
2016 | Small Office | 5B | 511.16 | 29.8648 | 6.027 | 41.361 | 100.5206 | 17.9886 | 152.9344 | 0 | 0 | 64.6385 | 0 | 0 | 0 | 0 | 0 | 0 | 57.0377 | 0 | 0 | 135.8643 | 6.027 | 141.8913 | 464.3772 | 6.027 | 470.4042
2016 | Small Office | 5C | 511.16 | 22.169 | 0.93224 | 18.0836 | 101.4073 | 18.3053 | 152.9344 | 0 | 0 | 53.1423 | 0 | 0 | 0 | 0 | 0 | 0 | 57.0377 | 0 | 0 | 93.3948 | 0.93224 | 94.3271 | 423.0795 | 0.93224 | 424.0118
2016 | Small Office | 6A | 511.16 | 61.6932 | 40.6066 | 32.4301 | 100.5839 | 18.1469 | 152.9344 | 0 | 0 | 59.5713 | 0 | 0 | 0 | 0 | 0 | 0 | 57.0377 | 0 | 0 | 153.6945 | 40.6066 | 194.3012 | 482.3658 | 40.6066 | 522.9724
2016 | Small Office | 6B | 511.16 | 40.6326 | 23.1109 | 27.1412 | 100.7423 | 18.3053 | 152.9344 | 0 | 0 | 64.3851 | 0 | 0 | 0 | 0 | 0 | 0 | 57.0377 | 0 | 0 | 132.1589 | 23.1109 | 155.2698 | 461.1785 | 23.1109 | 484.2894
2016 | Small Office | 7 | 511.16 | 54.1874 | 61.6796 | 26.4444 | 100.2355 | 18.3053 | 152.9344 | 0 | 0 | 60.6797 | 0 | 0 | 0 | 0 | 0 | 0 | 57.0377 | 0 | 0 | 141.3115 | 61.6796 | 202.9911 | 469.7928 | 61.6796 | 531.4724
2016 | Small Office | 8 | 511.16 | 48.0434 | 103.8797 | 18.812 | 102.6741 | 19.6037 | 152.9344 | 0 | 0 | 66.1903 | 0 | 0 | 0 | 0 | 0 | 0 | 57.0377 | 0 | 0 | 133.0457 | 103.8797 | 236.9254 | 465.3273 | 103.8797 | 569.207
2019 | Small Office | 0A | 511.16 | 0 | 0 | 207.0268 | 80.9168 | 17.6085 | 152.9344 | 0 | 0 | 57.1643 | 0 | 0 | 0 | 0 | 0 | 0 | 57.0377 | 0 | 0 | 264.1911 | 0 | 264.1911 | 572.6886 | 0 | 572.6886
2019 | Small Office | 0B | 511.16 | 0 | 0 | 194.1054 | 81.2969 | 17.9252 | 152.9344 | 0 | 0 | 67.4888 | 0 | 0 | 0 | 0 | 0 | 0 | 57.0377 | 0 | 0 | 261.5942 | 0 | 261.5942 | 570.7884 | 0 | 570.7884
2019 | Small Office | 1A | 511.16 | 0 | 0 | 148.2473 | 82.3737 | 18.0202 | 152.9344 | 0 | 0 | 54.5674 | 0 | 0 | 0 | 0 | 0 | 0 | 57.0377 | 0 | 0 | 202.8147 | 0 | 202.8147 | 513.1807 | 0 | 513.1807
2019 | Small Office | 1B | 511.16 | 0.12668 | 0 | 153.4728 | 82.152 | 17.9569 | 152.9344 | 0 | 0 | 62.7066 | 0 | 0 | 0 | 0 | 0 | 0 | 57.0377 | 0 | 0 | 216.3061 | 0 | 216.3061 | 526.3871 | 0 | 526.3871
2019 | Small Office | 2A | 511.16 | 0.76008 | 0 | 122.7212 | 81.8986 | 18.0202 | 152.9344 | 0 | 0 | 56.4359 | 0 | 0 | 0 | 0 | 0 | 0 | 57.0377 | 0 | 0 | 179.9173 | 0 | 179.9173 | 489.8082 | 0 | 489.8082
2019 | Small Office | 2B | 511.16 | 0.98177 | 0 | 106.7596 | 82.6904 | 18.0202 | 152.9344 | 0 | 0 | 66.317 | 0 | 0 | 0 | 0 | 0 | 0 | 57.0377 | 0 | 0 | 174.0583 | 0 | 174.0583 | 484.741 | 0 | 484.741
2019 | Small Office | 3A | 511.16 | 16.5951 | 1.6043 | 66.0003 | 82.2787 | 18.1469 | 152.9344 | 0 | 0 | 53.7757 | 0 | 0 | 0 | 0 | 0 | 0 | 57.0377 | 0 | 0 | 136.371 | 1.6043 | 137.9753 | 446.737 | 1.6043 | 448.3413
2019 | Small Office | 3B | 511.16 | 6.3973 | 0.18428 | 73.316 | 82.437 | 17.8619 | 152.9344 | 0 | 0 | 63.1816 | 0 | 0 | 0 | 0 | 0 | 0 | 57.0377 | 0 | 0 | 142.895 | 0.18428 | 143.0793 | 453.166 | 0.18428 | 453.3503
2019 | Small Office | 3C | 511.16 | 0.88676 | 0 | 46.1115 | 82.3103 | 17.8302 | 152.9344 | 0 | 0 | 49.1835 | 0 | 0 | 0 | 0 | 0 | 0 | 57.0377 | 0 | 0 | 96.1818 | 0 | 96.1818 | 406.2628 | 0 | 406.2628
2019 | Small Office | 4A | 511.16 | 32.3984 | 3.3387 | 47.6317 | 81.3602 | 18.0202 | 152.9344 | 0 | 0 | 49.3102 | 0 | 0 | 0 | 0 | 0 | 0 | 57.0377 | 0 | 0 | 129.3403 | 3.3387 | 132.679 | 438.6612 | 3.3387 | 441.9999
2019 | Small Office | 4B | 511.16 | 13.0164 | 0.42276 | 54.7891 | 81.2335 | 17.8936 | 152.9344 | 0 | 0 | 61.7565 | 0 | 0 | 0 | 0 | 0 | 0 | 57.0377 | 0 | 0 | 129.562 | 0.42276 | 129.9847 | 438.6928 | 0.42276 | 439.1156
2019 | Small Office | 4C | 511.16 | 19.1603 | 0.67208 | 22.4857 | 82.247 | 18.2736 | 152.9344 | 0 | 0 | 51.2104 | 0 | 0 | 0 | 0 | 0 | 0 | 57.0377 | 0 | 0 | 92.8564 | 0.67208 | 93.5285 | 403.3174 | 0.67208 | 403.9895
2019 | Small Office | 5A | 511.16 | 53.9023 | 14.1245 | 28.7247 | 81.2652 | 18.1469 | 152.9344 | 0 | 0 | 49.0568 | 0 | 0 | 0 | 0 | 0 | 0 | 57.0377 | 0 | 0 | 131.6839 | 14.1245 | 145.8084 | 441.0364 | 14.1245 | 455.1609
2019 | Small Office | 5B | 511.16 | 30.4665 | 6.3956 | 38.7007 | 81.1385 | 17.9886 | 152.9344 | 0 | 0 | 59.1596 | 0 | 0 | 0 | 0 | 0 | 0 | 57.0377 | 0 | 0 | 128.3268 | 6.3956 | 134.7224 | 437.3944 | 6.3956 | 443.79
2019 | Small Office | 5C | 511.16 | 23.3408 | 1.1382 | 16.3734 | 81.7086 | 18.3053 | 152.9344 | 0 | 0 | 48.4234 | 0 | 0 | 0 | 0 | 0 | 0 | 57.0377 | 0 | 0 | 88.1376 | 1.1382 | 89.2758 | 398.1552 | 1.1382 | 399.2934
2019 | Small Office | 6A | 511.16 | 62.3582 | 41.799 | 29.6114 | 81.3286 | 18.1469 | 152.9344 | 0 | 0 | 54.0607 | 0 | 0 | 0 | 0 | 0 | 0 | 57.0377 | 0 | 0 | 146.0304 | 41.799 | 187.8294 | 455.4779 | 41.799 | 497.277
2019 | Small Office | 6B | 511.16 | 41.9944 | 24.1732 | 24.3226 | 81.4552 | 18.3053 | 152.9344 | 0 | 0 | 58.1144 | 0 | 0 | 0 | 0 | 0 | 0 | 57.0377 | 0 | 0 | 124.4314 | 24.1732 | 148.6046 | 434.1324 | 24.1732 | 458.3056
2019 | Small Office | 7 | 511.16 | 54.3457 | 63.3815 | 22.8341 | 81.3919 | 18.3053 | 152.9344 | 0 | 0 | 53.1423 | 0 | 0 | 0 | 0 | 0 | 0 | 57.0377 | 0 | 0 | 130.3221 | 63.3815 | 193.7035 | 439.9913 | 63.3815 | 503.3728
2019 | Small Office | 8 | 511.16 | 47.7584 | 105.1805 | 15.6133 | 83.4505 | 19.6037 | 152.9344 | 0 | 0 | 58.5578 | 0 | 0 | 0 | 0 | 0 | 0 | 57.0377 | 0 | 0 | 121.9295 | 105.1805 | 227.11 | 434.9241 | 105.1805 | 540.1046
2004 | Outpatient Healthcare | 0A | 3804.01 | 738.4494 | 562.0323 | 8856.7372 | 1935.9238 | 719.7641 | 5870.3829 | 204.1931 | 0 | 2062.5721 | 14.2198 | 0.72032 | 13.4995 | 0 | 0 | 0 | 0 | 261.1573 | 0 | 11671.2582 | 562.0323 | 12233.2905 | 20198.0809 | 1027.3935 | 21225.4744
2004 | Outpatient Healthcare | 0B | 3804.01 | 1310.6313 | 534.5638 | 7824.7069 | 1935.9238 | 719.8908 | 5870.3829 | 204.1931 | 0 | 1994.0699 | 11.7812 | 0.72032 | 11.0609 | 0 | 1.6468 | 0 | 0 | 261.1573 | 0 | 11142.1158 | 534.5638 | 11676.6796 | 19669.0652 | 999.925 | 20668.9902
2004 | Outpatient Healthcare | 1A | 3804.01 | 927.3293 | 517.6425 | 6551.0345 | 1935.9238 | 719.9858 | 5870.3829 | 204.1931 | 0 | 1903.7787 | 13.8081 | 0.72032 | 13.0878 | 0 | 0 | 0 | 0 | 261.1573 | 0 | 9395.2303 | 517.6425 | 9912.8728 | 17922.243 | 983.0037 | 18905.2467
2004 | Outpatient Healthcare | 1B | 3804.01 | 1413.2104 | 430.6298 | 6731.4902 | 1935.9238 | 719.0674 | 5870.3829 | 204.1931 | 0 | 1910.4611 | 8.1709 | 0.72032 | 7.4505 | 0 | 1.3301 | 0 | 0 | 261.1573 | 0 | 10063.9423 | 430.6298 | 10494.5722 | 18590.0366 | 895.991 | 19486.0277
2004 | Outpatient Healthcare | 2A | 3804.01 | 1566.5565 | 467.204 | 6158.1048 | 1935.9238 | 718.8457 | 5870.3829 | 204.1931 | 0 | 1869.9235 | 8.7092 | 0.72032 | 7.9889 | 0 | 38.7641 | 0 | 0 | 261.1573 | 0 | 9641.3379 | 467.204 | 10108.5419 | 18167.1788 | 932.5544 | 19099.7332
2004 | Outpatient Healthcare | 2B | 3804.01 | 2037.5211 | 312.9291 | 4450.8385 | 1935.9238 | 719.3524 | 5870.3829 | 204.1931 | 0 | 1961.5131 | 6.7457 | 0.72032 | 6.0254 | 0 | 636.5987 | 0 | 0 | 261.1573 | 0 | 9092.4968 | 312.9291 | 9405.4259 | 17618.9078 | 778.2903 | 18397.1981
2004 | Outpatient Healthcare | 3A | 3804.01 | 2145.8008 | 598.9425 | 4244.3184 | 1935.9238 | 719.2257 | 5870.3829 | 204.1931 | 0 | 1777.6054 | 13.1114 | 0.72032 | 12.3911 | 0 | 346.9448 | 0 | 0 | 264.3768 | 0 | 8527.0606 | 598.9425 | 9126.0031 | 17053.2816 | 1067.5124 | 18120.7939
2004 | Outpatient Healthcare | 3B | 3804.01 | 2065.0423 | 377.6222 | 3411.9041 | 1935.9238 | 719.194 | 5870.3829 | 204.1931 | 0 | 1883.9216 | 8.9943 | 0.72032 | 8.274 | 0 | 771.2912 | 0 | 0 | 263.0326 | 0 | 8140.4332 | 377.6222 | 8518.0555 | 16666.6542 | 844.8588 | 17511.513
2004 | Outpatient Healthcare | 3C | 3804.01 | 1933.0735 | 411.8116 | 3427.3591 | 1935.9238 | 719.0674 | 5870.3829 | 204.1931 | 0 | 1832.9963 | 7.8542 | 0.72032 | 7.1338 | 0 | 103.7826 | 0 | 0 | 261.8727 | 0 | 7304.3452 | 411.8116 | 7716.1568 | 15830.4395 | 877.8882 | 16708.3278
2004 | Outpatient Healthcare | 4A | 3804.01 | 2800.0397 | 829.1299 | 3447.0578 | 1935.9238 | 718.1173 | 5870.3829 | 204.1931 | 0 | 1750.8759 | 17.4502 | 0.72032 | 16.7299 | 0 | 540.2585 | 0 | 0 | 269.2439 | 0 | 8554.9619 | 829.1299 | 9384.0918 | 17080.106 | 1302.5669 | 18382.673
2004 | Outpatient Healthcare | 4B | 3804.01 | 2391.3067 | 512.4827 | 2593.0763 | 1935.9238 | 718.6556 | 5870.3829 | 204.1931 | 0 | 1967.6888 | 11.6546 | 0.72032 | 10.9342 | 0 | 1077.0967 | 0 | 0 | 267.4987 | 0 | 8040.1027 | 512.4827 | 8552.5853 | 16565.8169 | 984.1744 | 17549.9914
2004 | Outpatient Healthcare | 4C | 3804.01 | 2711.2054 | 689.1205 | 1912.3929 | 1935.9238 | 717.2938 | 5870.3829 | 204.1931 | 0 | 1768.0411 | 14.7265 | 0.72032 | 14.0062 | 0 | 143.4018 | 0 | 0 | 270.2195 | 0 | 6549.0474 | 689.1205 | 7238.1679 | 15073.3365 | 1163.5331 | 16236.8696
2004 | Outpatient Healthcare | 5A | 3804.01 | 3029.0455 | 1085.4092 | 2030.8704 | 1935.9238 | 718.3389 | 5870.3829 | 204.1931 | 0 | 1736.6878 | 19.477 | 0.72032 | 18.7567 | 0 | 684.262 | 0 | 0 | 275.2168 | 0 | 7499.6224 | 1085.4092 | 8585.0316 | 16024.9883 | 1564.8299 | 17589.8182
2004 | Outpatient Healthcare | 5B | 3804.01 | 2669.7493 | 658.3782 | 1996.1918 | 1935.9238 | 718.3706 | 5870.3829 | 204.1931 | 0 | 1924.8393 | 13.8715 | 0.72032 | 13.1511 | 0 | 1038.0159 | 0 | 0 | 273.0054 | 0 | 7641.9474 | 658.3782 | 8300.3257 | 16167.345 | 1135.5767 | 17302.9217
2004 | Outpatient Healthcare | 5C | 3804.01 | 2542.2776 | 546.7046 | 1350.9789 | 1935.9238 | 717.2305 | 5870.3829 | 204.1931 | 0 | 1759.2368 | 12.2246 | 0.72032 | 11.5043 | 0 | 50.0386 | 0 | 0 | 274.4363 | 0 | 5714.0362 | 546.7046 | 6260.7407 | 14238.3253 | 1025.3339 | 15263.6592
2004 | Outpatient Healthcare | 6A | 3804.01 | 3524.3959 | 1649.306 | 2096.8707 | 1935.9238 | 718.0222 | 5870.3829 | 204.1931 | 0 | 1835.4665 | 25.6844 | 0.72032 | 24.9641 | 0 | 1100.0258 | 0 | 0 | 280.9945 | 0 | 8581.723 | 1649.306 | 10231.029 | 17106.7088 | 2134.4936 | 19241.2024
2004 | Outpatient Healthcare | 6B | 3804.01 | 3319.7761 | 1314.7186 | 1662.6117 | 1935.9238 | 717.4838 | 5870.3829 | 204.1931 | 0 | 1928.4813 | 22.3273 | 0.72032 | 21.607 | 0 | 1355.4127 | 0 | 0 | 279.5202 | 0 | 8287.8887 | 1314.7186 | 9602.6073 | 16812.3995 | 1798.4427 | 18610.8423
2004 | Outpatient Healthcare | 7 | 3804.01 | 3807.9058 | 2000.6521 | 1751.6677 | 1935.9238 | 717.0405 | 5870.3829 | 204.1931 | 0 | 1877.3976 | 28.8197 | 0.72032 | 28.0994 | 0 | 1432.0224 | 0 | 0 | 288.3223 | 0 | 8897.0929 | 2000.6521 | 10897.7449 | 17421.1603 | 2493.1675 | 19914.3278
2004 | Outpatient Healthcare | 8 | 3804.01 | 4267.3108 | 2699.1925 | 1079.567 | 1935.9238 | 713.1134 | 5870.3829 | 204.1931 | 0 | 1906.249 | 35.4071 | 0.72032 | 34.6867 | 0 | 1874.9907 | 0 | 0 | 297.9591 | 0 | 9162.8042 | 2699.1925 | 11861.9967 | 17682.9445 | 3201.3555 | 20884.3
2007 | Outpatient Healthcare | 0A | 3804.01 | 686.3206 | 577.2408 | 8214.5646 | 1935.9238 | 719.7641 | 5870.3829 | 204.1931 | 0 | 1850.0981 | 14.6315 | 0.72032 | 13.9112 | 0 | 0 | 0 | 0 | 261.1573 | 0 | 10764.8945 | 577.2408 | 11342.1353 | 19291.7172 | 1042.602 | 20334.3192
2007 | Outpatient Healthcare | 0B | 3804.01 | 1193.8957 | 539.6152 | 7336.7672 | 1935.9238 | 719.8908 | 5870.3829 | 204.1931 | 0 | 1804.3666 | 12.0979 | 0.72032 | 11.3776 | 0 | 1.2351 | 0 | 0 | 261.1573 | 0 | 10347.6422 | 539.6152 | 10887.2574 | 18874.5599 | 1004.9764 | 19879.5363
2007 | Outpatient Healthcare | 1A | 3804.01 | 819.0495 | 512.1358 | 6101.7956 | 1935.9238 | 719.9858 | 5870.3829 | 204.1931 | 0 | 1746.2205 | 13.7448 | 0.72032 | 13.0245 | 0 | 0 | 0 | 0 | 261.1573 | 0 | 8680.09 | 512.1358 | 9192.2258 | 17207.1027 | 977.497 | 18184.5997
2007 | Outpatient Healthcare | 1B | 3804.01 | 1276.8077 | 430.3588 | 6308.664 | 1935.9238 | 719.0674 | 5870.3829 | 204.1931 | 0 | 1737.3529 | 8.0758 | 0.72032 | 7.3555 | 0 | 0.91843 | 0 | 0 | 261.1573 | 0 | 9331.0985 | 430.3588 | 9761.4574 | 17857.1612 | 895.72 | 18752.8812
2007 | Outpatient Healthcare | 2A | 3804.01 | 1278.2645 | 490.575 | 5661.3925 | 1935.9238 | 718.8457 | 5870.3829 | 204.1931 | 0 | 1679.3334 | 9.1843 | 0.72032 | 8.464 | 0 | 30.1815 | 0 | 0 | 261.1573 | 0 | 8657.636 | 490.575 | 9148.211 | 17183.5403 | 955.9254 | 18139.4657
2007 | Outpatient Healthcare | 2B | 3804.01 | 1703.0859 | 423.7573 | 4213.5035 | 1935.9238 | 719.3524 | 5870.3829 | 204.1931 | 0 | 1764.4307 | 7.7908 | 0.72032 | 7.0705 | 0 | 539.6251 | 0 | 0 | 261.1573 | 0 | 8227.7157 | 423.7573 | 8651.473 | 16754.0951 | 889.1076 | 17643.2027
2007 | Outpatient Healthcare | 3A | 3804.01 | 1798.5393 | 557.2736 | 3990.135 | 1935.9238 | 719.2257 | 5870.3829 | 204.1931 | 0 | 1605.3206 | 12.1296 | 0.72032 | 11.4093 | 0 | 280.6912 | 0 | 0 | 264.3768 | 0 | 7686.0954 | 557.2736 | 8243.369 | 16212.348 | 1025.8434 | 17238.1914
2007 | Outpatient Healthcare | 3B | 3804.01 | 1709.8 | 475.4858 | 3271.9227 | 1935.9238 | 719.194 | 5870.3829 | 204.1931 | 0 | 1702.1992 | 10.4828 | 0.72032 | 9.7625 | 0 | 637.4221 | 0 | 0 | 263.0326 | 0 | 7331.1064 | 475.4858 | 7806.5921 | 15857.2957 | 942.7223 | 16800.018
2007 | Outpatient Healthcare | 3C | 3804.01 | 1434.936 | 499.0628 | 3064.9909 | 1935.9238 | 719.0674 | 5870.3829 | 204.1931 | 0 | 1592.1142 | 10.6728 | 0.72032 | 9.9525 | 0 | 83.9572 | 0 | 0 | 261.8727 | 0 | 6185.9508 | 499.0628 | 6685.0136 | 14712.1085 | 965.1394 | 15677.2479
2007 | Outpatient Healthcare | 4A | 3804.01 | 2208.3808 | 653.9338 | 3271.0359 | 1935.9238 | 718.1173 | 5870.3829 | 204.1931 | 0 | 1583.9434 | 14.1565 | 0.72032 | 13.4362 | 0 | 426.9749 | 0 | 0 | 269.2439 | 0 | 7503.7712 | 653.9338 | 8157.7051 | 16028.9154 | 1127.3817 | 17156.2971
2007 | Outpatient Healthcare | 4B | 3804.01 | 1879.2661 | 402.9445 | 2443.4038 | 1935.9238 | 718.6556 | 5870.3829 | 204.1931 | 0 | 1775.8319 | 9.6593 | 0.72032 | 8.939 | 0 | 917.2265 | 0 | 0 | 267.4987 | 0 | 7024.6675 | 402.9445 | 7427.6119 | 15550.35 | 874.6362 | 16424.9863
2007 | Outpatient Healthcare | 4C | 3804.01 | 2046.167 | 478.8462 | 1810.5739 | 1935.9238 | 717.2938 | 5870.3829 | 204.1931 | 0 | 1584.7668 | 10.5144 | 0.72032 | 9.7941 | 0 | 64.3534 | 0 | 0 | 270.2195 | 0 | 5515.6553 | 478.8462 | 5994.5015 | 14039.9761 | 953.2588 | 14993.2348
2007 | Outpatient Healthcare | 5A | 3804.01 | 2496.7044 | 791.5693 | 1977.9182 | 1935.9238 | 718.3389 | 5870.3829 | 204.1931 | 0 | 1573.0489 | 15.7717 | 0.72032 | 15.0513 | 0 | 548.9361 | 0 | 0 | 275.2384 | 0 | 6611.659 | 791.5693 | 7403.2283 | 15137.0249 | 1271.0008 | 16408.0257
2007 | Outpatient Healthcare | 5B | 3804.01 | 2211.2944 | 554.9538 | 1987.5775 | 1935.9238 | 718.3706 | 5870.3829 | 204.1931 | 0 | 1756.6399 | 12.573 | 0.72032 | 11.8527 | 0 | 891.1621 | 0 | 0 | 273.0054 | 0 | 6858.5266 | 554.9538 | 7413.4804 | 15383.9559 | 1032.1523 | 16416.1081
2007 | Outpatient Healthcare | 5C | 3804.01 | 2043.7601 | 645.6629 | 1442.0935 | 1935.9238 | 717.2305 | 5870.3829 | 204.1931 | 0 | 1587.8705 | 14.4098 | 0.72032 | 13.6895 | 0 | 39.0808 | 0 | 0 | 274.4363 | 0 | 5126.4943 | 645.6629 | 5772.1573 | 13650.7201 | 1124.3031 | 14775.0232
2007 | Outpatient Healthcare | 6A | 3804.01 | 2870.3788 | 1391.52 | 2066.8475 | 1935.9238 | 718.0222 | 5870.3829 | 204.1931 | 0 | 1664.0368 | 23.2141 | 0.72032 | 22.4938 | 0 | 920.5836 | 0 | 0 | 280.9728 | 0 | 7544.3405 | 1391.52 | 8935.8604 | 16069.358 | 1876.6858 | 17946.0438
2007 | Outpatient Healthcare | 6B | 3804.01 | 2727.6421 | 1151.8042 | 1685.1924 | 1935.9238 | 717.4838 | 5870.3829 | 204.1931 | 0 | 1757.3366 | 20.8389 | 0.72032 | 20.1185 | 0 | 1157.2851 | 0 | 0 | 279.5202 | 0 | 7347.5748 | 1151.8042 | 8499.379 | 15872.0856 | 1635.5284 | 17507.6139
2007 | Outpatient Healthcare | 7 | 3804.01 | 3121.7436 | 1658.0105 | 1729.657 | 1935.9238 | 717.0405 | 5870.3829 | 204.1931 | 0 | 1690.5446 | 25.2727 | 0.72032 | 24.5523 | 0 | 1204.8851 | 0 | 0 | 288.3006 | 0 | 7771.3827 | 1658.0105 | 9429.3932 | 16295.4818 | 2150.5042 | 18445.986
2007 | Outpatient Healthcare | 8 | 3804.01 | 3933.7624 | 2225.0509 | 1117.1276 | 1935.9238 | 713.1134 | 5870.3829 | 204.1931 | 0 | 1709.705 | 30.6882 | 0.72032 | 29.9679 | 0 | 1566.3665 | 0 | 0 | 297.9482 | 0 | 8356.9293 | 2225.0509 | 10581.9803 | 16877.0697 | 2727.2031 | 19604.2728
2010 | Outpatient Healthcare | 0A | 3804.01 | 340.7375 | 410.0772 | 7140.2865 | 1713.347 | 355.8441 | 5807.4862 | 204.1931 | 0 | 1469.488 | 10.2927 | 0.72032 | 9.5724 | 0 | 0 | 0 | 0 | 256.8863 | 0 | 8960.0845 | 410.0772 | 9370.1617 | 16837.4822 | 871.1674 | 17708.6496
2010 | Outpatient Healthcare | 0B | 3804.01 | 554.0983 | 399.4974 | 6279.2109 | 1713.6004 | 355.7808 | 5807.4862 | 204.1931 | 0 | 1382.7755 | 9.406 | 0.72032 | 8.6857 | 0 | 3.072 | 0 | 0 | 256.8863 | 0 | 8227.8424 | 399.4974 | 8627.3398 | 16105.4301 | 860.5768 | 16966.0069
2010 | Outpatient Healthcare | 1A | 3804.01 | 446.1986 | 410.6951 | 5095.798 | 1713.6954 | 355.8441 | 5807.4862 | 204.1931 | 0 | 1359.4664 | 11.0212 | 0.72032 | 10.3008 | 0 | 0 | 95.6751 | 0 | 256.8863 | 0 | 7007.439 | 410.6951 | 7418.1341 | 14885.185 | 871.7853 | 15756.9703
2010 | Outpatient Healthcare | 1B | 3804.01 | 527.3372 | 364.7118 | 5366.2915 | 1713.822 | 355.3057 | 5807.4862 | 204.1931 | 0 | 1340.9711 | 7.4425 | 0.72032 | 6.7221 | 0 | 5.8273 | 0 | 0 | 256.8863 | 0 | 7247.1492 | 364.7118 | 7611.861 | 15124.4835 | 825.7912 | 15950.2747
2010 | Outpatient Healthcare | 2A | 3804.01 | 818.4795 | 390.7386 | 4505.4059 | 1713.7904 | 355.1791 | 5807.4862 | 204.1931 | 0 | 1282.9834 | 8.7409 | 0.72032 | 8.0206 | 0 | 62.4532 | 77.7498 | 0 | 256.8863 | 0 | 6755.0924 | 390.7386 | 7145.8311 | 14632.3001 | 851.8289 | 15484.129
2010 | Outpatient Healthcare | 2B | 3804.01 | 864.2743 | 301.2544 | 3390.2735 | 1714.0754 | 355.4641 | 5807.4862 | 204.1931 | 0 | 1358.5797 | 7.1258 | 0.72032 | 6.4054 | 0 | 927.2026 | 0 | 0 | 257.0381 | 0 | 6546.7355 | 301.2544 | 6847.9899 | 14424.5449 | 762.4856 | 15187.0305
2010 | Outpatient Healthcare | 3A | 3804.01 | 1302.9355 | 457.0036 | 2902.9355 | 1714.1071 | 355.4007 | 5807.4862 | 204.1931 | 0 | 1221.8603 | 10.5778 | 0.72032 | 9.8575 | 0 | 379.3116 | 61.9782 | 0 | 260.5936 | 0 | 5878.8785 | 457.0036 | 6335.8821 | 13756.5612 | 921.8011 | 14678.3623
2010 | Outpatient Healthcare | 3B | 3804.01 | 787.9496 | 324.8206 | 2555.579 | 1713.7904 | 355.3691 | 5807.4862 | 204.1931 | 0 | 1319.6572 | 7.6325 | 0.72032 | 6.9122 | 0 | 869.5632 | 0 | 0 | 259.2494 | 0 | 5539.6612 | 324.8206 | 5864.4818 | 13416.9955 | 788.274 | 14205.2695
2010 | Outpatient Healthcare | 3C | 3804.01 | 559.8306 | 359.1075 | 2252.9721 | 1713.8537 | 355.9391 | 5807.4862 | 204.1931 | 0 | 1277.6311 | 8.8993 | 0.72032 | 8.179 | 0 | 138.6513 | 0 | 0 | 258.1546 | 0 | 4237.2641 | 359.1075 | 4596.3716 | 12115.2952 | 821.4552 | 12936.7504
2010 | Outpatient Healthcare | 4A | 3804.01 | 981.865 | 563.6041 | 2110.7105 | 1713.537 | 356.0025 | 5807.4862 | 204.1931 | 0 | 1258.0591 | 12.6047 | 0.72032 | 11.8843 | 0 | 532.8478 | 67.6471 | 0 | 265.6017 | 0 | 4963.0138 | 563.6041 | 5526.6179 | 12840.8232 | 1033.4097 | 13874.2329
2010 | Outpatient Healthcare | 4B | 3804.01 | 846.7291 | 356.7444 | 1891.2691 | 1713.3787 | 355.2424 | 5807.4862 | 204.1931 | 0 | 1416.3457 | 8.0758 | 0.72032 | 7.3555 | 0 | 1166.4061 | 0 | 0 | 263.8348 | 0 | 5328.1056 | 356.7444 | 5684.85 | 13204.9649 | 824.7831 | 14029.7479
2010 | Outpatient Healthcare | 4C | 3804.01 | 669.6305 | 545.0244 | 1244.6627 | 1713.9171 | 355.9075 | 5807.4862 | 204.1931 | 0 | 1268.7952 | 12.0029 | 0.72032 | 11.2826 | 0 | 118.0974 | 0 | 0 | 267.0217 | 0 | 3312.4684 | 545.0244 | 3857.4928 | 11190.5312 | 1016.25 | 12206.7812
2010 | Outpatient Healthcare | 5A | 3804.01 | 1115.1957 | 704.2748 | 1484.4046 | 1713.632 | 355.4641 | 5807.4862 | 204.1931 | 0 | 1246.8162 | 14.4732 | 0.72032 | 13.7529 | 0 | 655.8857 | 64.0051 | 0 | 272.149 | 0 | 4580.0602 | 704.2748 | 5284.335 | 12457.3945 | 1180.6169 | 13638.0114
2010 | Outpatient Healthcare | 5B | 3804.01 | 1040.6129 | 508.7754 | 1501.7281 | 1713.442 | 355.8124 | 5807.4862 | 204.1931 | 0 | 1394.2084 | 10.4194 | 0.72032 | 9.6991 | 0 | 1157.3801 | 0 | 0 | 269.9377 | 0 | 5103.6286 | 508.7754 | 5612.404 | 12981.1213 | 982.917 | 13964.0383
2010 | Outpatient Healthcare | 5C | 3804.01 | 628.0794 | 580.6554 | 920.7419 | 1713.9804 | 355.7491 | 5807.4862 | 204.1931 | 0 | 1288.9057 | 12.9847 | 0.72032 | 12.2644 | 0 | 79.7451 | 0 | 0 | 271.6287 | 0 | 2929.7365 | 580.6554 | 3510.3919 | 10807.6725 | 1056.4881 | 11864.1606
2010 | Outpatient Healthcare | 6A | 3804.01 | 1444.9121 | 1154.796 | 1572.8905 | 1713.6004 | 355.6541 | 5807.4862 | 204.1931 | 0 | 1329.2532 | 23.2774 | 0.72032 | 22.5571 | 0 | 1116.7159 | 67.1721 | 0 | 278.111 | 0 | 5553.5009 | 1154.796 | 6708.297 | 13430.962 | 1637.111 | 15068.073
2010 | Outpatient Healthcare | 6B | 3804.01 | 1336.284 | 1026.6456 | 1232.3114 | 1713.7587 | 355.2107 | 5807.4862 | 204.1931 | 0 | 1410.4551 | 22.1057 | 0.72032 | 21.3853 | 0 | 1475.727 | 0 | 0 | 276.5934 | 0 | 5476.1628 | 1026.6456 | 6502.8084 | 13353.3705 | 1507.4321 | 14860.8025
2010 | Outpatient Healthcare | 7 | 3804.01 | 1611.0846 | 1413.0482 | 1305.7224 | 1713.6004 | 355.7491 | 5807.4862 | 204.1931 | 0 | 1356.0144 | 26.3178 | 0.72032 | 25.5975 | 0 | 1435.6644 | 67.9955 | 0 | 285.2654 | 0 | 5802.0788 | 1413.0482 | 7215.127 | 13679.6348 | 1902.5067 | 15582.1415
2010 | Outpatient Healthcare | 8 | 3804.01 | 2105.5166 | 2160.0109 | 762.7719 | 1715.0255 | 357.8077 | 5807.4862 | 204.1931 | 0 | 1360.5115 | 33.6019 | 0.72032 | 32.8816 | 0 | 1799.2677 | 0 | 0 | 295.1949 | 0 | 6060.9494 | 2160.0109 | 8220.9603 | 13941.9574 | 2659.3989 | 16601.3563
2013 | Outpatient Healthcare | 0A | 3804.01 | 376.683 | 384.4298 | 6571.24 | 1584.5134 | 355.8441 | 5793.7098 | 204.1931 | 0 | 1291.3442 | 9.976 | 0.72032 | 9.2557 | 0 | 0 | 95.6751 | 0 | 256.8863 | 0 | 8344.198 | 384.4298 | 8728.6278 | 16078.9857 | 845.52 | 16924.5057
2013 | Outpatient Healthcare | 0B | 3804.01 | 480.1489 | 404.1044 | 6032.7233 | 1588.8839 | 355.7808 | 5793.7098 | 204.1931 | 0 | 1245.1694 | 10.2611 | 0.72032 | 9.5408 | 0 | 1.5835 | 0 | 0 | 256.8863 | 0 | 7769.1658 | 404.1044 | 8173.2702 | 15508.2923 | 865.1838 | 16373.476
2013 | Outpatient Healthcare | 1A | 3804.01 | 438.9462 | 390.034 | 4926.9652 | 1596.4214 | 355.8441 | 5793.7098 | 204.1931 | 0 | 1214.7345 | 10.7678 | 0.72032 | 10.0475 | 0 | 0 | 95.6751 | 0 | 256.8863 | 0 | 6686.3685 | 390.034 | 7076.4026 | 14433.0008 | 851.1243 | 15284.1251
2013 | Outpatient Healthcare | 1B | 3804.01 | 499.6893 | 376.625 | 5171.9327 | 1595.0912 | 355.3057 | 5793.7098 | 204.1931 | 0 | 1204.9168 | 8.8359 | 0.72032 | 8.1156 | 0 | 3.3887 | 0 | 0 | 256.8863 | 0 | 6888.0431 | 376.625 | 7264.668 | 14632.8701 | 837.7152 | 15470.5853
2013 | Outpatient Healthcare | 2A | 3804.01 | 737.0876 | 402.7494 | 4359.8506 | 1597.6882 | 355.1791 | 5793.7098 | 204.1931 | 0 | 1157.0635 | 9.691 | 0.72032 | 8.9707 | 0 | 63.8784 | 77.8765 | 0 | 256.8863 | 0 | 6404.7272 | 402.7494 | 6807.4766 | 14152.0245 | 863.8396 | 15015.8641
2013 | Outpatient Healthcare | 2B | 3804.01 | 490.3783 | 337.8069 | 3205.6691 | 1603.4838 | 355.4641 | 5793.7098 | 204.1931 | 0 | 1212.7393 | 8.5509 | 0.72032 | 7.8306 | 0 | 527.6539 | 0 | 0 | 257.0381 | 0 | 5444.2711 | 337.8069 | 5782.078 | 13197.6491 | 799.0489 | 13996.698
2013 | Outpatient Healthcare | 3A | 3804.01 | 1044.0966 | 449.383 | 2833.8633 | 1600.1584 | 355.4007 | 5793.7098 | 204.1931 | 0 | 1174.8303 | 10.7045 | 0.72032 | 9.9841 | 0 | 297.698 | 62.2949 | 0 | 260.5936 | 0 | 5422.7672 | 449.383 | 5872.1502 | 13172.7248 | 914.1806 | 14086.9053
2013 | Outpatient Healthcare | 3B | 3804.01 | 473.0865 | 368.3974 | 2429.9124 | 1600.6018 | 355.3691 | 5793.7098 | 204.1931 | 0 | 1202.0665 | 8.8993 | 0.72032 | 8.179 | 0 | 453.0394 | 0 | 0 | 259.2494 | 0 | 4566.2837 | 368.3974 | 4934.6811 | 12316.7164 | 831.8508 | 13148.5671
2013 | Outpatient Healthcare | 3C | 3804.01 | 484.361 | 428.4185 | 2207.019 | 1599.5567 | 355.9391 | 5793.7098 | 204.1931 | 0 | 1131.8858 | 10.4511 | 0.72032 | 9.7308 | 0 | 116.1339 | 0 | 0 | 258.1546 | 0 | 3949.1304 | 428.4185 | 4377.5489 | 11699.0564 | 890.777 | 12589.8334
2013 | Outpatient Healthcare | 4A | 3804.01 | 666.7485 | 572.3737 | 2062.192 | 1585.7486 | 356.0025 | 5793.7098 | 204.1931 | 0 | 1216.3497 | 13.0164 | 0.72032 | 12.2961 | 0 | 484.931 | 66.697 | 0 | 265.6017 | 0 | 4509.2144 | 572.3737 | 5081.588 | 12245.4272 | 1042.1793 | 13287.6065
2013 | Outpatient Healthcare | 4B | 3804.01 | 426.4366 | 412.9064 | 1812.8541 | 1586.6353 | 355.2424 | 5793.7098 | 204.1931 | 0 | 1302.8721 | 9.501 | 0.72032 | 8.7807 | 0 | 595.5227 | 0 | 0 | 263.8348 | 0 | 4146.4662 | 412.9064 | 4559.3726 | 11882.8057 | 880.9451 | 12763.7508
2013 | Outpatient Healthcare | 4C | 3804.01 | 545.009 | 531.3118 | 1227.2442 | 1593.381 | 355.9075 | 5793.7098 | 204.1931 | 0 | 1189.2085 | 12.2563 | 0.72032 | 11.536 | 0 | 153.3461 | 0 | 0 | 267.0109 | 0 | 3126.3438 | 531.3118 | 3657.6556 | 10870.0941 | 1002.5266 | 11872.6207
2013 | Outpatient Healthcare | 5A | 3804.01 | 763.9437 | 724.4806 | 1456.725 | 1587.8388 | 355.4641 | 5793.7098 | 204.1931 | 0 | 1194.7507 | 15.2016 | 0.72032 | 14.4813 | 0 | 575.8239 | 63.3717 | 0 | 272.149 | 0 | 4069.0964 | 724.4806 | 4793.5769 | 11806.7977 | 1200.8335 | 13007.6312
2013 | Outpatient Healthcare | 5B | 3804.01 | 519.8631 | 509.8919 | 1415.3323 | 1587.047 | 355.8124 | 5793.7098 | 204.1931 | 0 | 1303.0621 | 10.3561 | 0.72032 | 9.6358 | 0 | 517.7412 | 0 | 0 | 269.916 | 0 | 3765.6344 | 509.8919 | 4275.5264 | 11502.9557 | 984.0118 | 12486.9675
2013 | Outpatient Healthcare | 5C | 3804.01 | 501.3678 | 509.3608 | 899.048 | 1590.6257 | 355.7491 | 5793.7098 | 204.1931 | 0 | 1208.7172 | 12.478 | 0.72032 | 11.7577 | 0 | 143.8135 | 0 | 0 | 271.6287 | 0 | 2764.7041 | 509.3608 | 3274.0648 | 10505.5091 | 985.1717 | 11490.6808
2013 | Outpatient Healthcare | 6A | 3804.01 | 944.7161 | 1045.0627 | 1447.4773 | 1588.3138 | 355.6541 | 5793.7098 | 204.1931 | 0 | 1204.9802 | 21.0605 | 0.72032 | 20.3402 | 0 | 733.4139 | 66.6337 | 0 | 278.1219 | 0 | 4417.5614 | 1045.0627 | 5462.6241 | 12155.9594 | 1527.3777 | 13683.3371
2013 | Outpatient Healthcare | 6B | 3804.01 | 713.6834 | 869.8233 | 1063.0669 | 1589.6123 | 355.2107 | 5793.7098 | 204.1931 | 0 | 1246.0561 | 19.0337 | 0.72032 | 18.3134 | 0 | 729.0434 | 0 | 0 | 276.5826 | 0 | 3770.1632 | 869.8233 | 4639.9865 | 11509.4164 | 1350.599 | 12860.0154
2013 | Outpatient Healthcare | 7 | 3804.01 | 993.4879 | 1321.5369 | 1175.1154 | 1585.9703 | 355.7491 | 5793.7098 | 204.1931 | 0 | 1226.8958 | 24.5126 | 0.72032 | 23.7923 | 0 | 1002.0071 | 67.2987 | 0 | 285.2763 | 0 | 4488.5972 | 1321.5369 | 5810.1341 | 12224.7784 | 1811.0063 | 14035.7846
2013 | Outpatient Healthcare | 8 | 3804.01 | 1251.1867 | 1869.7591 | 656.9308 | 1598.2265 | 357.8077 | 5793.7098 | 204.1931 | 0 | 1236.3968 | 31.0683 | 0.72032 | 30.348 | 0 | 1388.3811 | 65.4619 | 0 | 295.1949 | 0 | 4628.7053 | 1869.7591 | 6498.4644 | 12379.1063 | 2369.147 | 14748.2533
2016 | Outpatient Healthcare | 0A | 3804.01 | 359.6762 | 284.1272 | 6643.2892 | 1462.774 | 168.9278 | 5793.7098 | 204.1931 | 0 | 1240.4189 | 7.6008 | 0.72032 | 6.8805 | 0 | 0 | 0 | 0 | 222.0791 | 0 | 8250.2648 | 284.1272 | 8534.392 | 15676.3966 | 710.3994 | 16386.796
2016 | Outpatient Healthcare | 0B | 3804.01 | 452.8493 | 317.8071 | 5792.9497 | 1465.5926 | 171.8414 | 5793.7098 | 204.1931 | 0 | 1164.9809 | 8.2659 | 0.72032 | 7.5456 | 0 | 1.6468 | 0 | 0 | 222.0791 | 0 | 7419.9724 | 317.8071 | 7737.7795 | 14851.8682 | 744.0793 | 15595.9475
2016 | Outpatient Healthcare | 1A | 3804.01 | 429.3185 | 302.5444 | 4906.2531 | 1467.9678 | 172.6015 | 5793.7098 | 204.1931 | 0 | 1129.8589 | 8.3925 | 0.72032 | 7.6722 | 0 | 0 | 0 | 0 | 222.0791 | 0 | 6473.1027 | 302.5444 | 6775.6471 | 13908.1339 | 728.8166 | 14636.9504
2016 | Outpatient Healthcare | 1B | 3804.01 | 431.6938 | 297.3304 | 4983.5595 | 1466.796 | 172.0314 | 5793.7098 | 204.1931 | 0 | 1128.4971 | 7.3474 | 0.72032 | 6.6271 | 0 | 3.357 | 0 | 0 | 223.0547 | 0 | 6553.7346 | 297.3304 | 6851.0649 | 13986.9922 | 724.5781 | 14711.5703
2016 | Outpatient Healthcare | 2A | 3804.01 | 630.7714 | 314.7828 | 4337.8716 | 1469.0446 | 172.6332 | 5793.7098 | 204.1931 | 0 | 1070.8577 | 8.1075 | 0.72032 | 7.3872 | 0 | 64.4484 | 0 | 0 | 223.7159 | 0 | 6111.3363 | 314.7828 | 6426.1191 | 13547.4126 | 742.7026 | 14290.1152
2016 | Outpatient Healthcare | 2B | 3804.01 | 416.3338 | 275.7913 | 3067.6195 | 1473.9535 | 172.6965 | 5793.7098 | 204.1931 | 0 | 1132.7726 | 7.1891 | 0.72032 | 6.4688 | 0 | 530.7259 | 0 | 0 | 224.8541 | 0 | 5153.9206 | 275.7913 | 5429.7118 | 12595.064 | 704.8385 | 13299.9025
2016 | Outpatient Healthcare | 3A | 3804.01 | 888.5652 | 314.024 | 2739.835 | 1471.2615 | 174.0266 | 5793.7098 | 204.1931 | 0 | 1070.9844 | 7.2208 | 0.72032 | 6.5004 | 0 | 301.6567 | 0 | 0 | 231.0329 | 0 | 5007.5418 | 314.024 | 5321.5658 | 12447.2284 | 749.25 | 13196.4784
2016 | Outpatient Healthcare | 3B | 3804.01 | 379.1532 | 289.4822 | 2314.7286 | 1471.3882 | 171.2714 | 5793.7098 | 204.1931 | 0 | 1121.3714 | 7.4108 | 0.72032 | 6.6905 | 0 | 458.6766 | 0 | 0 | 228.9516 | 0 | 4280.6203 | 289.4822 | 4570.1025 | 11717.6783 | 722.6269 | 12440.3052
2016 | Outpatient Healthcare | 3C | 3804.01 | 396.5401 | 336.8747 | 2079.8006 | 1470.5014 | 170.7646 | 5793.7098 | 204.1931 | 0 | 1046.2185 | 8.7409 | 0.72032 | 8.0206 | 0 | 117.369 | 0 | 0 | 230.7944 | 0 | 3647.9487 | 336.8747 | 3984.8234 | 11083.6449 | 771.873 | 11855.5179
2016 | Outpatient Healthcare | 4A | 3804.01 | 553.8766 | 556.6882 | 1990.1745 | 1462.4256 | 172.6015 | 5793.7098 | 204.1931 | 0 | 1115.4174 | 11.7179 | 0.72032 | 10.9976 | 0 | 489.8082 | 0 | 0 | 238.7944 | 0 | 4160.2743 | 556.6882 | 4716.9625 | 11589.7315 | 999.6756 | 12589.4071
2016 | Outpatient Healthcare | 4B | 3804.01 | 356.2875 | 367.7578 | 1715.8173 | 1462.964 | 171.6197 | 5793.7098 | 204.1931 | 0 | 1206.342 | 8.4559 | 0.72032 | 7.7356 | 0 | 595.681 | 0 | 0 | 236.1928 | 0 | 3881.8633 | 367.7578 | 4249.6212 | 11310.9088 | 808.1545 | 12119.0633
2016 | Outpatient Healthcare | 4C | 3804.01 | 442.3666 | 461.1553 | 1138.9482 | 1468.9813 | 174.8501 | 5793.7098 | 204.1931 | 0 | 1090.3348 | 10.8945 | 0.72032 | 10.1742 | 0 | 152.9978 | 0 | 0 | 241.5911 | 0 | 2834.8215 | 461.1553 | 3295.9767 | 10273.0829 | 906.9394 | 11180.0224
2016 | Outpatient Healthcare | 5A | 3804.01 | 633.4 | 766.0086 | 1386.9243 | 1462.3622 | 173.7416 | 5793.7098 | 204.1931 | 0 | 1102.0527 | 14.4098 | 0.72032 | 13.6895 | 0 | 581.7779 | 0 | 0 | 246.881 | 0 | 3717.8444 | 766.0086 | 4483.853 | 11148.4101 | 1217.0935 | 12365.5036
2016 | Outpatient Healthcare | 5B | 3804.01 | 433.9107 | 464.4181 | 1346.5451 | 1461.5388 | 172.4432 | 5793.7098 | 204.1931 | 0 | 1214.4178 | 9.216 | 0.72032 | 8.4957 | 0 | 519.1663 | 0 | 0 | 244.4962 | 0 | 3522.5355 | 464.4181 | 3986.9536 | 10950.9476 | 913.1074 | 11864.055
2016 | Outpatient Healthcare | 5C | 3804.01 | 415.1937 | 453.9684 | 852.4614 | 1465.0225 | 175.1668 | 5793.7098 | 204.1931 | 0 | 1156.8101 | 10.9895 | 0.72032 | 10.2692 | 0 | 145.7137 | 0 | 0 | 245.9813 | 0 | 2580.448 | 453.9684 | 3034.4164 | 10015.0991 | 904.1536 | 10919.2527
2016 | Outpatient Healthcare | 6A | 3804.01 | 775.3133 | 1124.0972 | 1393.29 | 1460.8421 | 173.805 | 5793.7098 | 204.1931 | 0 | 1116.3042 | 20.8705 | 0.72032 | 20.1502 | 0 | 740.4446 | 0 | 0 | 252.9189 | 0 | 4045.5022 | 1124.0972 | 5169.5994 | 11474.6111 | 1581.22 | 13055.831
2016 | Outpatient Healthcare | 6B | 3804.01 | 574.2088 | 818.9512 | 1003.7806 | 1461.8555 | 175.2618 | 5793.7098 | 204.1931 | 0 | 1161.7506 | 18.1469 | 0.72032 | 17.4266 | 0 | 738.7027 | 0 | 0 | 251.3471 | 0 | 3495.8694 | 818.9512 | 4314.8205 | 10927.4485 | 1274.5022 | 12201.9506
2016 | Outpatient Healthcare | 7 | 3804.01 | 804.0063 | 1446.8256 | 1123.7466 | 1458.7519 | 175.2618 | 5793.7098 | 204.1931 | 0 | 1136.4463 | 25.0826 | 0.72032 | 24.3623 | 0 | 1009.5763 | 0 | 0 | 260.225 | 0 | 4098.1378 | 1446.8256 | 5544.9634 | 11526.6449 | 1911.2546 | 13437.8995
2016 | Outpatient Healthcare | 8 | 3804.01 | 967.9935 | 2046.7221 | 616.8999 | 1469.7097 | 187.1697 | 5793.7098 | 204.1931 | 0 | 1154.9732 | 31.7967 | 0.72032 | 31.0764 | 0 | 1399.5606 | 0 | 0 | 269.9594 | 0 | 4170.5037 | 2046.7221 | 6217.2258 | 11621.8449 | 2520.8745 | 14142.7194
2019 | Outpatient Healthcare | 0A | 3804.01 | 371.7425 | 272.8645 | 6456.4046 | 1203.65 | 168.9278 | 5793.7098 | 204.1931 | 0 | 1206.6587 | 7.4425 | 0.72032 | 6.7221 | 0 | 0 | 0 | 0 | 222.0791 | 0 | 8041.5278 | 272.8645 | 8314.3923 | 15208.5357 | 699.1366 | 15907.6724
2019 | Outpatient Healthcare | 0B | 3804.01 | 435.0508 | 306.5552 | 5633.3963 | 1205.8669 | 171.8414 | 5793.7098 | 204.1931 | 0 | 1130.809 | 8.1075 | 0.72032 | 7.3872 | 0 | 1.6468 | 0 | 0 | 222.0791 | 0 | 7208.2901 | 306.5552 | 7514.8453 | 14380.4602 | 732.8274 | 15113.2876
2019 | Outpatient Healthcare | 1A | 3804.01 | 432.6122 | 292.1488 | 4754.1104 | 1209.4773 | 172.6015 | 5793.7098 | 204.1931 | 0 | 1110.3502 | 8.2659 | 0.72032 | 7.5456 | 0 | 0 | 0 | 0 | 222.0791 | 0 | 6304.6183 | 292.1488 | 6596.7672 | 13481.1272 | 718.421 | 14199.5482
2019 | Outpatient Healthcare | 1B | 3804.01 | 409.1131 | 286.1001 | 4801.8054 | 1208.9072 | 172.0314 | 5793.7098 | 204.1931 | 0 | 1094.4202 | 7.0941 | 0.72032 | 6.3738 | 0 | 3.3253 | 0 | 0 | 223.0547 | 0 | 6315.0378 | 286.1001 | 6601.1379 | 13490.4066 | 713.3479 | 14203.7544
2019 | Outpatient Healthcare | 2A | 3804.01 | 614.9997 | 309.9048 | 4224.588 | 1207.9888 | 172.6332 | 5793.7098 | 204.1931 | 0 | 1047.6753 | 7.9808 | 0.72032 | 7.2605 | 0 | 64.3218 | 0 | 0 | 223.7051 | 0 | 5958.8453 | 309.9048 | 6268.75 | 13133.8974 | 737.8138 | 13871.7111
2019 | Outpatient Healthcare | 2B | 3804.01 | 390.5861 | 259.0218 | 2985.9109 | 1210.3324 | 172.6965 | 5793.7098 | 204.1931 | 0 | 1100.1841 | 6.9041 | 0.72032 | 6.1837 | 0 | 529.5541 | 0 | 0 | 224.8541 | 0 | 5012.419 | 259.0218 | 5271.4408 | 12189.9097 | 688.0798 | 12877.9895
2019 | Outpatient Healthcare | 3A | 3804.01 | 499.2142 | 314.9237 | 2648.9105 | 1210.1107 | 174.0266 | 5793.7098 | 204.1931 | 0 | 1051.444 | 7.0307 | 0.72032 | 6.3104 | 0 | 301.4034 | 0 | 0 | 231.0329 | 0 | 4507.2825 | 314.9237 | 4822.2062 | 11685.85 | 750.1605 | 12436.0105
2019 | Outpatient Healthcare | 3B | 3804.01 | 361.4497 | 277.9701 | 2301.7123 | 1209.2873 | 171.2714 | 5793.7098 | 204.1931 | 0 | 1085.9326 | 7.0941 | 0.72032 | 6.3738 | 0 | 459.1517 | 0 | 0 | 228.9516 | 0 | 4214.62 | 277.9701 | 4492.5901 | 11389.6721 | 711.1257 | 12100.7978
2019 | Outpatient Healthcare | 3C | 3804.01 | 391.6312 | 322.6309 | 2051.3609 | 1208.7489 | 170.7646 | 5793.7098 | 204.1931 | 0 | 1019.6156 | 8.1709 | 0.72032 | 7.4505 | 0 | 117.1473 | 0 | 0 | 230.7944 | 0 | 3587.2057 | 322.6309 | 3909.8366 | 10761.1493 | 757.6293 | 11518.7786
2019 | Outpatient Healthcare | 4A | 3804.01 | 559.0388 | 536.3632 | 1949.3202 | 1205.7402 | 172.6015 | 5793.7098 | 204.1931 | 0 | 1085.6793 | 11.3062 | 0.72032 | 10.5859 | 0 | 489.6815 | 0 | 0 | 238.7835 | 0 | 4094.3057 | 536.3632 | 4630.6689 | 11267.0775 | 979.3506 | 12246.4282
2019 | Outpatient Healthcare | 4B | 3804.01 | 334.1502 | 355.823 | 1750.0842 | 1204.8218 | 171.6197 | 5793.7098 | 204.1931 | 0 | 1134.5144 | 8.1709 | 0.72032 | 7.4505 | 0 | 595.9344 | 0 | 0 | 236.1928 | 0 | 3822.1337 | 355.823 | 4177.9567 | 10993.0054 | 796.2088 | 11789.2142
2019 | Outpatient Healthcare | 4C | 3804.01 | 434.7974 | 449.383 | 1162.574 | 1209.3823 | 174.8501 | 5793.7098 | 204.1931 | 0 | 1056.8596 | 10.5778 | 0.72032 | 9.8575 | 0 | 152.9028 | 0 | 0 | 241.5586 | 0 | 2816.9913 | 449.383 | 3266.3743 | 9995.6854 | 895.1455 | 10890.8309
2019 | Outpatient Healthcare | 5A | 3804.01 | 632.7983 | 736.0035 | 1385.7208 | 1205.4869 | 173.7416 | 5793.7098 | 204.1931 | 0 | 1067.2157 | 13.9348 | 0.72032 | 13.2145 | 0 | 581.6829 | 0 | 0 | 246.8918 | 0 | 3680.6322 | 736.0035 | 4416.6356 | 10854.2908 | 1187.0884 | 12041.3792
2019 | Outpatient Healthcare | 5B | 3804.01 | 419.3741 | 448.5809 | 1384.4224 | 1204.5684 | 172.4432 | 5793.7098 | 204.1931 | 0 | 1170.2698 | 8.9309 | 0.72032 | 8.2106 | 0 | 519.2296 | 0 | 0 | 244.4962 | 0 | 3501.5066 | 448.5809 | 3950.0875 | 10672.98 | 897.2702 | 11570.2502
2019 | Outpatient Healthcare | 5C | 3804.01 | 411.7733 | 443.8438 | 904.2418 | 1207.5771 | 175.1668 | 5793.7098 | 204.1931 | 0 | 1094.8002 | 10.7678 | 0.72032 | 10.0475 | 0 | 145.2703 | 0 | 0 | 245.9921 | 0 | 2566.1332 | 443.8438 | 3009.977 | 9743.3072 | 894.0398 | 10637.347
2019 | Outpatient Healthcare | 6A | 3804.01 | 784.5609 | 1051.8486 | 1383.5673 | 1205.6769 | 173.805 | 5793.7098 | 204.1931 | 0 | 1074.1514 | 19.8571 | 0.72032 | 19.1368 | 0 | 739.7162 | 0 | 0 | 252.9189 | 0 | 4001.1326 | 1051.8486 | 5052.9811 | 11175.0129 | 1508.9605 | 12683.9734
2019 | Outpatient Healthcare | 6B | 3804.01 | 573.6387 | 785.9867 | 1035.3556 | 1206.247 | 175.2618 | 5793.7098 | 204.1931 | 0 | 1114.0556 | 17.1968 | 0.72032 | 16.4765 | 0 | 738.291 | 0 | 0 | 251.3579 | 0 | 3477.8175 | 785.9867 | 4263.8042 | 10653.7247 | 1241.5377 | 11895.2624
2019 | Outpatient Healthcare | 7 | 3804.01 | 801.346 | 1411.6498 | 1099.1707 | 1206.0569 | 175.2618 | 5793.7098 | 204.1931 | 0 | 1094.0401 | 23.6575 | 0.72032 | 22.9372 | 0 | 1009.1962 | 0 | 0 | 260.225 | 0 | 4026.6902 | 1411.6498 | 5438.3401 | 11202.4391 | 1876.068 | 13078.507
2019 | Outpatient Healthcare | 8 | 3804.01 | 952.6969 | 2013.6384 | 633.6534 | 1215.748 | 187.1697 | 5793.7098 | 204.1931 | 0 | 1111.3003 | 30.5299 | 0.72032 | 29.8096 | 0 | 1398.7372 | 0 | 0 | 270.0136 | 0 | 4126.1974 | 2013.6384 | 6139.8358 | 11323.5768 | 2487.845 | 13811.4219
2004 | Quick Service Restaurant | 0A | 232.34 | 0 | 0 | 1670.0224 | 237.7784 | 86.8391 | 876.879 | 517.2414 | 0 | 484.8677 | 0 | 0 | 0 | 0 | 0 | 0 | 0 | 135.229 | 219.8531 | 2154.8901 | 0 | 2154.8901 | 3576.2397 | 652.4704 | 4228.7102
2004 | Quick Service Restaurant | 0B | 232.34 | 0 | 0.3794 | 1456.63 | 237.7784 | 86.8708 | 876.879 | 517.2414 | 0 | 555.7768 | 0 | 0 | 0 | 0 | 0 | 0 | 0 | 134.4485 | 219.9165 | 2012.4068 | 0.3794 | 2012.7862 | 3433.8197 | 652.0585 | 4085.8783
2004 | Quick Service Restaurant | 1A | 232.34 | 0 | 0.02168 | 1059.2348 | 237.7784 | 86.8708 | 876.879 | 517.2414 | 0 | 443.1266 | 0 | 0 | 0 | 0 | 0 | 0 | 0 | 147.3048 | 216.7811 | 1502.3615 | 0.02168 | 1502.3831 | 2920.6707 | 664.557 | 3585.2278
2004 | Quick Service Restaurant | 1B | 232.34 | 0 | 16.195 | 1178.219 | 237.7784 | 86.7758 | 876.879 | 517.2414 | 0 | 542.8238 | 0 | 0 | 0 | 0 | 0 | 0 | 0 | 147.4999 | 217.7629 | 1721.0428 | 16.195 | 1737.2378 | 3140.2072 | 680.9363 | 3821.1435
2004 | Quick Service Restaurant | 2A | 232.34 | 0 | 41.0728 | 916.0547 | 237.7784 | 86.7441 | 876.879 | 517.2414 | 0 | 463.5538 | 0 | 0 | 0 | 0 | 0 | 0 | 0 | 161.0065 | 215.4827 | 1379.6085 | 41.0728 | 1420.6813 | 2796.4293 | 719.3099 | 3515.7392
2004 | Quick Service Restaurant | 2B | 232.34 | 0 | 33.5281 | 665.1967 | 237.7784 | 86.8075 | 876.879 | 517.2414 | 0 | 537.2816 | 0 | 0 | 0 | 0 | 0 | 0 | 0 | 161.7762 | 213.3925 | 1202.4782 | 33.5281 | 1236.0063 | 2617.3038 | 712.5457 | 3329.8495
2004 | Quick Service Restaurant | 3A | 232.34 | 0 | 169.9062 | 511.9455 | 237.7784 | 86.7758 | 876.879 | 517.2414 | 0 | 458.5816 | 0 | 0 | 0 | 0 | 0 | 0 | 0 | 184.6377 | 210.2571 | 970.5272 | 169.9062 | 1140.4333 | 2382.2174 | 871.7745 | 3253.9919
2004 | Quick Service Restaurant | 3B | 232.34 | 0 | 87.739 | 417.759 | 237.7784 | 86.7758 | 876.879 | 517.2414 | 0 | 517.6461 | 0 | 0 | 0 | 0 | 0 | 0 | 0 | 178.4481 | 211.5239 | 935.4051 | 87.739 | 1023.1441 | 2348.3305 | 783.4285 | 3131.759
2004 | Quick Service Restaurant | 3C | 232.34 | 0 | 56.0645 | 140.7098 | 237.7784 | 86.7758 | 876.879 | 517.2414 | 0 | 436.7293 | 0 | 0 | 0 | 0 | 0 | 0 | 0 | 187.0659 | 213.4875 | 577.4391 | 56.0645 | 633.5036 | 1992.3597 | 760.361 | 2752.7207
2004 | Quick Service Restaurant | 4A | 232.34 | 0 | 366.934 | 318.1251 | 237.7784 | 86.6491 | 876.879 | 517.2414 | 0 | 425.3598 | 0 | 0 | 0 | 0 | 0 | 0 | 0 | 203.3909 | 205.2216 | 743.4849 | 366.934 | 1110.4189 | 2150.013 | 1087.5772 | 3237.5902
2004 | Quick Service Restaurant | 4B | 232.34 | 0 | 186.112 | 240.4386 | 237.7784 | 86.7125 | 876.879 | 517.2414 | 0 | 504.7881 | 0 | 0 | 0 | 0 | 0 | 0 | 0 | 197.9167 | 207.0268 | 745.2268 | 186.112 | 931.3387 | 2153.6233 | 901.2701 | 3054.8935
2004 | Quick Service Restaurant | 4C | 232.34 | 0 | 292.6692 | 56.2776 | 237.7784 | 86.5541 | 876.879 | 517.2414 | 0 | 403.4758 | 0 | 0 | 0 | 0 | 0 | 0 | 0 | 208.8976 | 205.6967 | 459.7534 | 292.6692 | 752.4226 | 1866.6298 | 1018.8191 | 2885.4489
2004 | Quick Service Restaurant | 5A | 232.34 | 0 | 554.6936 | 182.9259 | 237.7784 | 86.6808 | 876.879 | 517.2414 | 0 | 406.5478 | 0 | 0 | 0 | 0 | 0 | 0 | 0 | 219.1414 | 202.4346 | 589.4737 | 554.6936 | 1144.1673 | 1993.2465 | 1291.0657 | 3284.3121
2004 | Quick Service Restaurant | 5B | 232.34 | 0 | 353.2539 | 207.3752 | 237.7784 | 86.6808 | 876.879 | 517.2414 | 0 | 483.1575 | 0 | 0 | 0 | 0 | 0 | 0 | 0 | 214.5344 | 203.9865 | 690.5327 | 353.2539 | 1043.7866 | 2095.8573 | 1085.0298 | 3180.8871
2004 | Quick Service Restaurant | 5C | 232.34 | 0 | 383.7252 | 16.9751 | 237.7784 | 86.5541 | 876.879 | 517.2414 | 0 | 368.9238 | 0 | 0 | 0 | 0 | 0 | 0 | 0 | 217.9382 | 203.3214 | 385.8989 | 383.7252 | 769.6241 | 1790.4318 | 1118.894 | 2909.3257
2004 | Quick Service Restaurant | 6A | 232.34 | 0 | 770.182 | 197.4308 | 237.7784 | 86.6175 | 876.879 | 517.2414 | 0 | 418.7091 | 0 | 0 | 0 | 0 | 0 | 0 | 0 | 230.7402 | 201.1678 | 616.1399 | 770.182 | 1386.3219 | 2018.6141 | 1518.1637 | 3536.7778
2004 | Quick Service Restaurant | 6B | 232.34 | 0 | 564.829 | 134.8509 | 237.7784 | 86.5541 | 876.879 | 517.2414 | 0 | 454.0211 | 0 | 0 | 0 | 0 | 0 | 0 | 0 | 227.7267 | 201.0412 | 588.872 | 564.829 | 1153.701 | 1991.1562 | 1309.7864 | 3300.9426
2004 | Quick Service Restaurant | 7 | 232.34 | 0 | 984.749 | 142.1666 | 237.7784 | 86.5224 | 876.879 | 517.2414 | 0 | 410.2532 | 0 | 0 | 0 | 0 | 0 | 0 | 0 | 244.5612 | 199.1726 | 552.4198 | 984.749 | 1537.1688 | 1952.7405 | 1746.5516 | 3699.2922
2004 | Quick Service Restaurant | 8 | 232.34 | 0 | 1339.8674 | 52.5089 | 237.7784 | 86.0474 | 876.879 | 517.2414 | 0 | 382.4786 | 0 | 0 | 0 | 0 | 0 | 0 | 0 | 263.1627 | 196.5757 | 434.9874 | 1339.8674 | 1774.8548 | 1832.2678 | 2120.2715 | 3952.5393
2007 | Quick Service Restaurant | 0A | 232.34 | 0 | 0 | 1566.1132 | 237.7784 | 86.8391 | 876.879 | 517.2414 | 0 | 484.4877 | 0 | 0 | 0 | 0 | 0 | 0 | 0 | 135.0339 | 222.5134 | 2050.6008 | 0 | 2050.6008 | 3474.6107 | 652.2753 | 4126.886
2007 | Quick Service Restaurant | 0B | 232.34 | 0 | 0 | 1340.2427 | 237.7784 | 86.8708 | 876.879 | 517.2414 | 0 | 554.5734 | 0 | 0 | 0 | 0 | 0 | 0 | 0 | 134.3618 | 221.1199 | 1894.8161 | 0 | 1894.8161 | 3317.4325 | 651.6032 | 3969.0357
2007 | Quick Service Restaurant | 1A | 232.34 | 0 | 0 | 1017.7155 | 237.7784 | 86.8708 | 876.879 | 517.2414 | 0 | 443.095 | 0 | 0 | 0 | 0 | 0 | 0 | 0 | 147.2939 | 217.0978 | 1460.8104 | 0 | 1460.8104 | 2879.4047 | 664.5354 | 3543.9401
2007 | Quick Service Restaurant | 1B | 232.34 | 0 | 4.3794 | 1073.233 | 237.7784 | 86.7758 | 876.879 | 517.2414 | 0 | 541.4303 | 0 | 0 | 0 | 0 | 0 | 0 | 0 | 147.5216 | 217.7312 | 1614.6633 | 4.3794 | 1619.0426 | 3033.8277 | 669.1315 | 3702.9592
2007 | Quick Service Restaurant | 2A | 232.34 | 0 | 21.1055 | 860.6322 | 237.7784 | 86.7441 | 876.879 | 517.2414 | 0 | 458.3282 | 0 | 0 | 0 | 0 | 0 | 0 | 0 | 161.1041 | 214.5326 | 1318.9605 | 21.1055 | 1340.066 | 2734.8945 | 699.451 | 3434.3455
2007 | Quick Service Restaurant | 2B | 232.34 | 0 | 11.111 | 612.1178 | 237.7784 | 86.8075 | 876.879 | 517.2414 | 0 | 529.6807 | 0 | 0 | 0 | 0 | 0 | 0 | 0 | 161.9821 | 210.8589 | 1141.7985 | 11.111 | 1152.9095 | 2554.1222 | 690.3346 | 3244.4567
2007 | Quick Service Restaurant | 3A | 232.34 | 0 | 137.8956 | 477.6469 | 237.7784 | 86.7758 | 876.879 | 517.2414 | 0 | 456.9664 | 0 | 0 | 0 | 0 | 0 | 0 | 0 | 184.8762 | 207.5018 | 934.6134 | 137.8956 | 1072.509 | 2343.5483 | 840.0133 | 3183.5616
2007 | Quick Service Restaurant | 3B | 232.34 | 0 | 54.3843 | 399.517 | 237.7784 | 86.7758 | 876.879 | 517.2414 | 0 | 516.031 | 0 | 0 | 0 | 0 | 0 | 0 | 0 | 178.7516 | 207.8502 | 915.548 | 54.3843 | 969.9323 | 2324.8314 | 750.3773 | 3075.2087
2007 | Quick Service Restaurant | 3C | 232.34 | 0 | 17.3874 | 123.6397 | 237.7784 | 86.7758 | 876.879 | 517.2414 | 0 | 424.2196 | 0 | 0 | 0 | 0 | 0 | 0 | 0 | 187.4344 | 209.3387 | 547.8593 | 17.3874 | 565.2467 | 1958.5995 | 722.0632 | 2680.6627
2007 | Quick Service Restaurant | 4A | 232.34 | 0 | 321.1675 | 296.3995 | 237.7784 | 86.6491 | 876.879 | 517.2414 | 0 | 423.7763 | 0 | 0 | 0 | 0 | 0 | 0 | 0 | 203.6402 | 202.308 | 720.1758 | 321.1675 | 1041.3433 | 2123.7902 | 1042.0492 | 3165.8394
2007 | Quick Service Restaurant | 4B | 232.34 | 0 | 147.153 | 235.8148 | 237.7784 | 86.7125 | 876.879 | 517.2414 | 0 | 503.0779 | 0 | 0 | 0 | 0 | 0 | 0 | 0 | 198.2528 | 202.973 | 738.8928 | 147.153 | 886.0458 | 2143.2672 | 862.6472 | 3005.9144
2007 | Quick Service Restaurant | 4C | 232.34 | 0 | 213.0494 | 52.4455 | 237.7784 | 86.5541 | 876.879 | 517.2414 | 0 | 400.4672 | 0 | 0 | 0 | 0 | 0 | 0 | 0 | 209.3854 | 200.1861 | 452.9127 | 213.0494 | 665.962 | 1854.3102 | 939.6762 | 2793.9864
2007 | Quick Service Restaurant | 5A | 232.34 | 0 | 428.8087 | 162.7838 | 237.7784 | 86.6808 | 876.879 | 517.2414 | 0 | 386.469 | 0 | 0 | 0 | 0 | 0 | 0 | 0 | 219.3799 | 199.4893 | 549.2528 | 428.8087 | 978.0615 | 1950.0802 | 1165.4301 | 3115.5103
2007 | Quick Service Restaurant | 5B | 232.34 | 0 | 253.9378 | 187.8981 | 237.7784 | 86.6808 | 876.879 | 517.2414 | 0 | 451.5192 | 0 | 0 | 0 | 0 | 0 | 0 | 0 | 214.8271 | 200.3444 | 639.4173 | 253.9378 | 893.3551 | 2041.0682 | 985.9956 | 3027.0637
2007 | Quick Service Restaurant | 5C | 232.34 | 0 | 224.323 | 16.3417 | 237.7784 | 86.5541 | 876.879 | 517.2414 | 0 | 359.7079 | 0 | 0 | 0 | 0 | 0 | 0 | 0 | 218.426 | 197.6841 | 376.0496 | 224.323 | 600.3725 | 1774.9452 | 959.9796 | 2734.9247
2007 | Quick Service Restaurant | 6A | 232.34 | 0 | 604.3408 | 182.0075 | 237.7784 | 86.6175 | 876.879 | 517.2414 | 0 | 400.1504 | 0 | 0 | 0 | 0 | 0 | 0 | 0 | 230.9245 | 198.7926 | 582.1579 | 604.3408 | 1186.4988 | 1982.2253 | 1352.5068 | 3334.7321
2007 | Quick Service Restaurant | 6B | 232.34 | 0 | 416.5487 | 122.5629 | 237.7784 | 86.5541 | 876.879 | 517.2414 | 0 | 429.2552 | 0 | 0 | 0 | 0 | 0 | 0 | 0 | 228.0086 | 197.5258 | 551.8181 | 416.5487 | 968.3668 | 1950.587 | 1161.7878 | 3112.3748
2007 | Quick Service Restaurant | 7 | 232.34 | 0 | 782.3553 | 130.0053 | 237.7784 | 86.5224 | 876.879 | 517.2414 | 0 | 393.1514 | 0 | 0 | 0 | 0 | 0 | 0 | 0 | 244.7455 | 196.9874 | 523.1567 | 782.3553 | 1305.5121 | 1921.2922 | 1544.3314 | 3465.6237
2007 | Quick Service Restaurant | 8 | 232.34 | 0 | 1138.1133 | 45.0981 | 237.7784 | 86.0474 | 876.879 | 517.2414 | 0 | 373.9594 | 0 | 0 | 0 | 0 | 0 | 0 | 0 | 263.3686 | 193.9154 | 419.0574 | 1138.1133 | 1557.1707 | 1813.6776 | 1918.7125 | 3732.3901
2010 | Quick Service Restaurant | 0A | 232.34 | 0 | 0 | 1243.4275 | 108.3114 | 48.6768 | 875.9605 | 517.2414 | 0 | 332.5983 | 0 | 0 | 0 | 0 | 0 | 0 | 0 | 135.023 | 222.5451 | 1576.0259 | 0 | 1576.0259 | 2831.5197 | 652.2536 | 3483.7733
2010 | Quick Service Restaurant | 0B | 232.34 | 0 | 0.11924 | 1067.7857 | 108.153 | 48.6451 | 875.9605 | 517.2414 | 0 | 327.2461 | 0 | 0 | 0 | 0 | 0 | 0 | 0 | 134.3401 | 221.31 | 1395.0318 | 0.11924 | 1395.1511 | 2649.1005 | 651.7008 | 3300.8013
2010 | Quick Service Restaurant | 1A | 232.34 | 0 | 0 | 753.3343 | 108.3431 | 48.6768 | 875.9605 | 517.2414 | 0 | 317.4284 | 0 | 0 | 0 | 0 | 0 | 0 | 0 | 147.2831 | 217.3512 | 1070.7627 | 0 | 1070.7627 | 2321.0943 | 664.5245 | 2985.6188
2010 | Quick Service Restaurant | 1B | 232.34 | 0 | 10.0595 | 814.8058 | 108.4064 | 48.5818 | 875.9605 | 517.2414 | 0 | 314.1981 | 0 | 0 | 0 | 0 | 0 | 0 | 0 | 147.4674 | 218.3013 | 1129.0038 | 10.0595 | 1139.0633 | 2380.2539 | 674.7575 | 3055.0113
2010 | Quick Service Restaurant | 2A | 232.34 | 0 | 31.8046 | 631.9748 | 107.9947 | 48.5818 | 875.9605 | 517.2414 | 0 | 326.9294 | 0 | 0 | 0 | 0 | 0 | 0 | 0 | 161.1149 | 214.6909 | 958.9043 | 31.8046 | 990.7088 | 2206.1322 | 710.1609 | 2916.2931
2010 | Quick Service Restaurant | 2B | 232.34 | 0 | 21.8426 | 433.6256 | 108.0264 | 48.6134 | 875.9605 | 517.2414 | 0 | 282.1164 | 0 | 0 | 0 | 0 | 0 | 0 | 0 | 161.9496 | 211.2706 | 715.742 | 21.8426 | 737.5846 | 1959.6129 | 701.0336 | 2660.6466
2010 | Quick Service Restaurant | 3A | 232.34 | 0 | 141.733 | 342.5744 | 108.0897 | 48.6134 | 875.9605 | 517.2414 | 0 | 260.7708 | 0 | 0 | 0 | 0 | 0 | 0 | 0 | 184.7786 | 208.737 | 603.3452 | 141.733 | 745.0782 | 1844.7142 | 843.7531 | 2688.4672
2010 | Quick Service Restaurant | 3B | 232.34 | 0 | 76.5738 | 303.0819 | 108.3114 | 48.6134 | 875.9605 | 517.2414 | 0 | 271.6019 | 0 | 0 | 0 | 0 | 0 | 0 | 0 | 178.7082 | 208.3253 | 574.6838 | 76.5738 | 651.2576 | 1815.8945 | 772.5126 | 2588.4071
2010 | Quick Service Restaurant | 3C | 232.34 | 0 | 37.9508 | 89.5944 | 108.7231 | 48.7085 | 875.9605 | 517.2414 | 0 | 302.9235 | 0 | 0 | 0 | 0 | 0 | 0 | 0 | 187.4561 | 208.9903 | 392.518 | 37.9508 | 430.4688 | 1634.8687 | 742.6484 | 2377.5171
2010 | Quick Service Restaurant | 4A | 232.34 | 0 | 306.5769 | 194.9605 | 108.5014 | 48.7085 | 875.9605 | 517.2414 | 0 | 296.5895 | 0 | 0 | 0 | 0 | 0 | 0 | 0 | 203.6511 | 202.3396 | 491.5501 | 306.5769 | 798.127 | 1727.0918 | 1027.4694 | 2754.5612
2010 | Quick Service Restaurant | 4B | 232.34 | 0 | 153.1475 | 166.8059 | 108.058 | 48.5818 | 875.9605 | 517.2414 | 0 | 332.8517 | 0 | 0 | 0 | 0 | 0 | 0 | 0 | 198.2528 | 202.783 | 499.6576 | 153.1475 | 652.8051 | 1735.041 | 868.6417 | 2603.6827
2010 | Quick Service Restaurant | 4C | 232.34 | 0 | 193.8192 | 38.8908 | 108.5648 | 48.7085 | 875.9605 | 517.2414 | 0 | 360.943 | 0 | 0 | 0 | 0 | 0 | 0 | 0 | 209.4071 | 199.9327 | 399.8337 | 193.8192 | 593.6529 | 1633.0002 | 920.4678 | 2553.468
2010 | Quick Service Restaurant | 5A | 232.34 | 0 | 467.5075 | 98.8104 | 108.1847 | 48.6451 | 875.9605 | 517.2414 | 0 | 292.0607 | 0 | 0 | 0 | 0 | 0 | 0 | 0 | 219.3799 | 199.4893 | 390.8711 | 467.5075 | 858.3787 | 1623.1192 | 1204.1289 | 2827.2481
2010 | Quick Service Restaurant | 5B | 232.34 | 0 | 295.2491 | 110.9717 | 108.2797 | 48.6768 | 875.9605 | 517.2414 | 0 | 327.0878 | 0 | 0 | 0 | 0 | 0 | 0 | 0 | 214.8271 | 200.1861 | 438.0594 | 295.2491 | 733.3085 | 1671.1309 | 1027.3176 | 2698.4485
2010 | Quick Service Restaurant | 5C | 232.34 | 0 | 258.9676 | 10.9895 | 108.5648 | 48.6768 | 875.9605 | 517.2414 | 0 | 339.9458 | 0 | 0 | 0 | 0 | 0 | 0 | 0 | 218.4477 | 197.3991 | 350.9353 | 258.9676 | 609.9029 | 1581.5365 | 994.6567 | 2576.1932
2010 | Quick Service Restaurant | 6A | 232.34 | 0 | 643.56 | 114.012 | 108.2797 | 48.6768 | 875.9605 | 517.2414 | 0 | 302.2901 | 0 | 0 | 0 | 0 | 0 | 0 | 0 | 230.9245 | 198.8876 | 416.3021 | 643.56 | 1059.8621 | 1648.0751 | 1391.7259 | 3039.8011
2010 | Quick Service Restaurant | 6B | 232.34 | 0 | 462.5753 | 69.8957 | 108.0897 | 48.6134 | 875.9605 | 517.2414 | 0 | 319.2969 | 0 | 0 | 0 | 0 | 0 | 0 | 0 | 228.0086 | 197.4308 | 389.1926 | 462.5753 | 851.7679 | 1619.2871 | 1207.8253 | 2827.1124
2010 | Quick Service Restaurant | 7 | 232.34 | 0 | 826.615 | 75.0262 | 108.1214 | 48.7085 | 875.9605 | 517.2414 | 0 | 299.6615 | 0 | 0 | 0 | 0 | 0 | 0 | 0 | 244.7347 | 197.0191 | 374.6878 | 826.615 | 1201.3028 | 1604.4972 | 1588.5912 | 3193.0884
2010 | Quick Service Restaurant | 8 | 232.34 | 0 | 1162.8718 | 19.5404 | 109.7049 | 49.0568 | 875.9605 | 517.2414 | 0 | 353.9439 | 0 | 0 | 0 | 0 | 0 | 0 | 0 | 263.3686 | 193.8521 | 373.4843 | 1162.8718 | 1536.3562 | 1602.0269 | 1943.4819 | 3545.5089
2013 | Quick Service Restaurant | 0A | 232.34 | 0 | 0 | 1155.0682 | 101.439 | 48.6768 | 841.9786 | 517.2414 | 0 | 253.075 | 0 | 0 | 0 | 0 | 0 | 0 | 0 | 134.9146 | 185.4595 | 1408.1432 | 0 | 1408.1432 | 2585.6971 | 652.1561 | 3237.8532
2013 | Quick Service Restaurant | 0B | 232.34 | 0 | 0.09756 | 1027.9449 | 101.249 | 48.6451 | 841.9786 | 517.2414 | 0 | 251.7132 | 0 | 0 | 0 | 0 | 0 | 0 | 0 | 134.3618 | 183.1476 | 1279.658 | 0.09756 | 1279.7556 | 2454.71 | 651.7008 | 3106.4108
2013 | Quick Service Restaurant | 1A | 232.34 | 0 | 0 | 716.7238 | 101.4707 | 48.6768 | 841.9786 | 517.2414 | 0 | 190.4634 | 0 | 0 | 0 | 0 | 0 | 0 | 0 | 147.1855 | 180.234 | 907.1871 | 0 | 907.1871 | 2079.5472 | 664.427 | 2743.9742
2013 | Quick Service Restaurant | 1B | 232.34 | 0 | 9.6151 | 783.2941 | 101.6607 | 48.5818 | 841.9786 | 517.2414 | 0 | 239.5202 | 0 | 0 | 0 | 0 | 0 | 0 | 0 | 147.489 | 179.9806 | 1022.8143 | 9.6151 | 1032.4294 | 2195.0477 | 674.3456 | 2869.3933
2013 | Quick Service Restaurant | 2A | 232.34 | 0 | 27.3276 | 609.5842 | 101.1223 | 48.5818 | 841.9786 | 517.2414 | 0 | 204.0815 | 0 | 0 | 0 | 0 | 0 | 0 | 0 | 160.9632 | 178.1437 | 813.6656 | 27.3276 | 840.9933 | 1983.4921 | 705.5322 | 2689.0243
2013 | Quick Service Restaurant | 2B | 232.34 | 0 | 22.9049 | 415.7004 | 101.0273 | 48.6134 | 841.9786 | 517.2414 | 0 | 213.8042 | 0 | 0 | 0 | 0 | 0 | 0 | 0 | 161.9821 | 172.6015 | 629.5046 | 22.9049 | 652.4095 | 1793.7571 | 702.1285 | 2495.8856
2013 | Quick Service Restaurant | 3A | 232.34 | 0 | 144.3996 | 321.6722 | 101.2807 | 48.6134 | 841.9786 | 517.2414 | 0 | 189.6083 | 0 | 0 | 0 | 0 | 0 | 0 | 0 | 184.7461 | 170.7646 | 511.2805 | 144.3996 | 655.6801 | 1673.9495 | 846.3764 | 2520.3259
2013 | Quick Service Restaurant | 3B | 232.34 | 0 | 79.0236 | 288.9571 | 101.4073 | 48.6134 | 841.9786 | 517.2414 | 0 | 202.213 | 0 | 0 | 0 | 0 | 0 | 0 | 0 | 178.7408 | 169.4662 | 491.17 | 79.0236 | 570.1936 | 1652.6039 | 775.0058 | 2427.6097
2013 | Quick Service Restaurant | 3C | 232.34 | 0 | 34.1352 | 114.9938 | 101.8824 | 48.7085 | 841.9786 | 517.2414 | 0 | 161.0103 | 0 | 0 | 0 | 0 | 0 | 0 | 0 | 187.196 | 173.5833 | 276.0041 | 34.1352 | 310.1392 | 1442.1568 | 738.5726 | 2180.7294
2013 | Quick Service Restaurant | 4A | 232.34 | 0 | 237.3743 | 202.5297 | 101.7557 | 48.7085 | 841.9786 | 517.2414 | 0 | 166.0458 | 0 | 0 | 0 | 0 | 0 | 0 | 0 | 203.4776 | 165.6974 | 368.5755 | 237.3743 | 605.9498 | 1526.7157 | 958.0934 | 2484.8091
2013 | Quick Service Restaurant | 4B | 232.34 | 0 | 137.6572 | 169.5295 | 101.059 | 48.5818 | 841.9786 | 517.2414 | 0 | 183.0526 | 0 | 0 | 0 | 0 | 0 | 0 | 0 | 198.1769 | 165.159 | 352.5821 | 137.6572 | 490.2393 | 1509.3289 | 853.0755 | 2362.4043
2013 | Quick Service Restaurant | 4C | 232.34 | 0 | 156.8982 | 51.5588 | 101.8507 | 48.7085 | 841.9786 | 517.2414 | 0 | 151.3826 | 0 | 0 | 0 | 0 | 0 | 0 | 0 | 209.1253 | 164.5257 | 202.9414 | 156.8982 | 359.8395 | 1360.0365 | 883.2649 | 2243.3014
2013 | Quick Service Restaurant | 5A | 232.34 | 0 | 381.4488 | 111.0033 | 101.344 | 48.6451 | 841.9786 | 517.2414 | 0 | 160.9786 | 0 | 0 | 0 | 0 | 0 | 0 | 0 | 219.2173 | 162.6571 | 271.982 | 381.4488 | 653.4307 | 1426.6385 | 1117.9184 | 2544.5568
2013 | Quick Service Restaurant | 5B | 232.34 | 0 | 280.3658 | 115.8805 | 101.344 | 48.6768 | 841.9786 | 517.2414 | 0 | 183.1159 | 0 | 0 | 0 | 0 | 0 | 0 | 0 | 214.7729 | 162.2137 | 298.9965 | 280.3658 | 579.3622 | 1453.273 | 1012.3693 | 2465.6422
2013 | Quick Service Restaurant | 5C | 232.34 | 0 | 205.3963 | 21.1556 | 101.8507 | 48.6768 | 841.9786 | 517.2414 | 0 | 145.207 | 0 | 0 | 0 | 0 | 0 | 0 | 0 | 218.155 | 161.992 | 166.3625 | 205.3963 | 371.7588 | 1320.8607 | 940.7819 | 2261.6426
2013 | Quick Service Restaurant | 6A | 232.34 | 0 | 563.3331 | 120.7894 | 101.439 | 48.6768 | 841.9786 | 517.2414 | 0 | 170.1629 | 0 | 0 | 0 | 0 | 0 | 0 | 0 | 230.8053 | 161.4537 | 290.9523 | 563.3331 | 854.2854 | 1444.5004 | 1311.3798 | 2755.8802
2013 | Quick Service Restaurant | 6B | 232.34 | 0 | 427.2478 | 73.6011 | 101.154 | 48.6134 | 841.9786 | 517.2414 | 0 | 177.7954 | 0 | 0 | 0 | 0 | 0 | 0 | 0 | 227.9218 | 159.6801 | 251.3965 | 427.2478 | 678.6442 | 1402.8226 | 1172.411 | 2575.2337
2013 | Quick Service Restaurant | 7 | 232.34 | 0 | 717.9549 | 84.1155 | 101.249 | 48.7085 | 841.9786 | 517.2414 | 0 | 168.7694 | 0 | 0 | 0 | 0 | 0 | 0 | 0 | 244.6263 | 159.4901 | 252.8849 | 717.9549 | 970.8398 | 1404.3428 | 1479.8118 | 2884.1546
2013 | Quick Service Restaurant | 8 | 232.34 | 0 | 1003.6214 | 27.3629 | 103.2442 | 49.0568 | 841.9786 | 517.2414 | 0 | 167.4393 | 0 | 0 | 0 | 0 | 0 | 0 | 0 | 263.2277 | 156.5765 | 194.8022 | 1003.6214 | 1198.4236 | 1345.69 | 1784.0906 | 3129.7805
2016 | Quick Service Restaurant | 0A | 232.34 | 0 | 0 | 1144.1738 | 86.3324 | 27.8379 | 841.9786 | 517.2414 | 0 | 251.0481 | 0 | 0 | 0 | 0 | 0 | 0 | 0 | 134.9146 | 185.4595 | 1395.2218 | 0 | 1395.2218 | 2536.862 | 652.1561 | 3189.0181
2016 | Quick Service Restaurant | 0B | 232.34 | 0 | 0.09756 | 1018.1905 | 86.1424 | 27.8379 | 841.9786 | 517.2414 | 0 | 249.8763 | 0 | 0 | 0 | 0 | 0 | 0 | 0 | 134.3618 | 183.1793 | 1268.0668 | 0.09756 | 1268.1644 | 2407.205 | 651.7008 | 3058.9058
2016 | Quick Service Restaurant | 1A | 232.34 | 0 | 0 | 711.1182 | 86.2057 | 27.8379 | 841.9786 | 517.2414 | 0 | 189.7033 | 0 | 0 | 0 | 0 | 0 | 0 | 0 | 147.1855 | 180.234 | 900.8215 | 0 | 900.8215 | 2037.1094 | 664.427 | 2701.5364
2016 | Quick Service Restaurant | 1B | 232.34 | 0 | 9.7235 | 778.0369 | 86.3958 | 27.7746 | 841.9786 | 517.2414 | 0 | 238.4434 | 0 | 0 | 0 | 0 | 0 | 0 | 0 | 147.489 | 180.0123 | 1016.4803 | 9.7235 | 1026.2038 | 2152.6732 | 674.454 | 2827.1272
2016 | Quick Service Restaurant | 2A | 232.34 | 0 | 27.2734 | 605.0553 | 85.889 | 27.7746 | 841.9786 | 517.2414 | 0 | 203.0364 | 0 | 0 | 0 | 0 | 0 | 0 | 0 | 160.9523 | 178.1754 | 808.0917 | 27.2734 | 835.3652 | 1941.9411 | 705.4672 | 2647.4083
2016 | Quick Service Restaurant | 2B | 232.34 | 0 | 22.8399 | 412.6918 | 85.794 | 27.8063 | 841.9786 | 517.2414 | 0 | 212.8857 | 0 | 0 | 0 | 0 | 0 | 0 | 0 | 161.9821 | 172.6015 | 625.5775 | 22.8399 | 648.4174 | 1753.7579 | 702.0634 | 2455.8214
2016 | Quick Service Restaurant | 3A | 232.34 | 0 | 143.2614 | 319.2019 | 86.0157 | 27.8063 | 841.9786 | 517.2414 | 0 | 188.6265 | 0 | 0 | 0 | 0 | 0 | 0 | 0 | 184.7461 | 170.7646 | 507.8285 | 143.2614 | 651.0899 | 1634.3937 | 845.249 | 2479.6427
2016 | Quick Service Restaurant | 3B | 232.34 | 0 | 78.1781 | 286.7085 | 86.1424 | 27.8063 | 841.9786 | 517.2414 | 0 | 201.1995 | 0 | 0 | 0 | 0 | 0 | 0 | 0 | 178.7408 | 169.4662 | 487.908 | 78.1781 | 566.0861 | 1613.3015 | 774.1603 | 2387.4617
2016 | Quick Service Restaurant | 3C | 232.34 | 0 | 33.9184 | 114.012 | 86.6175 | 27.9013 | 841.9786 | 517.2414 | 0 | 160.2502 | 0 | 0 | 0 | 0 | 0 | 0 | 0 | 187.196 | 173.5833 | 274.2622 | 33.9184 | 308.1806 | 1404.3428 | 738.3558 | 2142.6986
2016 | Quick Service Restaurant | 4A | 232.34 | 0 | 237.3201 | 198.0008 | 86.6175 | 27.9646 | 841.9786 | 517.2414 | 0 | 164.684 | 0 | 0 | 0 | 0 | 0 | 0 | 0 | 203.4776 | 165.6658 | 362.6848 | 237.3201 | 600.005 | 1484.9113 | 958.0392 | 2442.9505
2016 | Quick Service Restaurant | 4B | 232.34 | 0 | 141.7113 | 166.9009 | 85.889 | 27.8063 | 841.9786 | 517.2414 | 0 | 182.0392 | 0 | 0 | 0 | 0 | 0 | 0 | 0 | 198.1769 | 165.1274 | 348.9401 | 141.7113 | 490.6514 | 1469.7414 | 857.1296 | 2326.871
2016 | Quick Service Restaurant | 4C | 232.34 | 0 | 157.4402 | 50.9887 | 86.7441 | 27.9646 | 841.9786 | 517.2414 | 0 | 149.7358 | 0 | 0 | 0 | 0 | 0 | 0 | 0 | 209.1253 | 164.494 | 200.7245 | 157.4402 | 358.1646 | 1321.9058 | 883.8069 | 2205.7127
2016 | Quick Service Restaurant | 5A | 232.34 | 0 | 376.896 | 109.5465 | 86.1741 | 27.8379 | 841.9786 | 517.2414 | 0 | 158.9517 | 0 | 0 | 0 | 0 | 0 | 0 | 0 | 219.2282 | 162.6255 | 268.4983 | 376.896 | 645.3942 | 1387.146 | 1113.3547 | 2500.5007
2016 | Quick Service Restaurant | 5B | 232.34 | 0 | 279.1408 | 114.5504 | 86.1424 | 27.9013 | 841.9786 | 517.2414 | 0 | 181.7858 | 0 | 0 | 0 | 0 | 0 | 0 | 0 | 214.7729 | 162.1821 | 296.3362 | 279.1408 | 575.477 | 1414.5722 | 1011.1552 | 2425.7274
2016 | Quick Service Restaurant | 5C | 232.34 | 0 | 205.1687 | 21.0289 | 86.6491 | 27.9329 | 841.9786 | 517.2414 | 0 | 144.0035 | 0 | 0 | 0 | 0 | 0 | 0 | 0 | 218.155 | 161.9604 | 165.0324 | 205.1687 | 370.2011 | 1283.5851 | 940.5543 | 2224.1394
2016 | Quick Service Restaurant | 6A | 232.34 | 0 | 557.3278 | 119.8709 | 86.1741 | 27.9013 | 841.9786 | 517.2414 | 0 | 169.2128 | 0 | 0 | 0 | 0 | 0 | 0 | 0 | 230.8053 | 161.422 | 289.0838 | 557.3278 | 846.4115 | 1406.5597 | 1305.3745 | 2711.9342
2016 | Quick Service Restaurant | 6B | 232.34 | 0 | 422.3589 | 73.0944 | 85.889 | 27.8379 | 841.9786 | 517.2414 | 0 | 176.7819 | 0 | 0 | 0 | 0 | 0 | 0 | 0 | 227.9327 | 159.6801 | 249.8763 | 422.3589 | 672.2352 | 1365.2937 | 1167.533 | 2532.8267
2016 | Quick Service Restaurant | 7 | 232.34 | 0 | 711.2341 | 83.4188 | 86.0157 | 27.9646 | 841.9786 | 517.2414 | 0 | 167.8193 | 0 | 0 | 0 | 0 | 0 | 0 | 0 | 244.6263 | 159.4584 | 251.2381 | 711.2341 | 962.4722 | 1366.6872 | 1473.1018 | 2839.789
2016 | Quick Service Restaurant | 8 | 232.34 | 0 | 990.6242 | 27.1729 | 88.0109 | 28.4713 | 841.9786 | 517.2414 | 0 | 166.2042 | 0 | 0 | 0 | 0 | 0 | 0 | 0 | 263.2386 | 156.5448 | 193.377 | 990.6242 | 1184.0013 | 1308.3827 | 1771.0934 | 3079.4761
2019 | Quick Service Restaurant | 0A | 232.34 | 0 | 0 | 1091.8549 | 80.3468 | 27.8379 | 798.369 | 517.2414 | 0 | 241.9588 | 0 | 0 | 0 | 0 | 0 | 0 | 0 | 134.9038 | 130.6071 | 1333.8137 | 0 | 1333.8137 | 2371.0062 | 652.1344 | 3023.1406
2019 | Quick Service Restaurant | 0B | 232.34 | 0 | 0.1084 | 977.1779 | 80.1884 | 27.8379 | 798.369 | 517.2414 | 0 | 242.9722 | 0 | 0 | 0 | 0 | 0 | 0 | 0 | 134.3726 | 129.3403 | 1220.1501 | 0.1084 | 1220.2585 | 2255.8858 | 651.7225 | 2907.6082
2019 | Quick Service Restaurant | 1A | 232.34 | 0 | 0 | 669.8522 | 80.3468 | 27.8379 | 798.369 | 517.2414 | 0 | 182.8942 | 0 | 0 | 0 | 0 | 0 | 0 | 0 | 147.1964 | 127.6301 | 852.7464 | 0 | 852.7464 | 1886.9303 | 664.4378 | 2551.3681
2019 | Quick Service Restaurant | 1B | 232.34 | 0 | 10.0704 | 740.6029 | 80.4101 | 27.7746 | 798.369 | 517.2414 | 0 | 230.9376 | 0 | 0 | 0 | 0 | 0 | 0 | 0 | 147.4999 | 127.5668 | 971.5406 | 10.0704 | 981.6109 | 2005.6611 | 674.8117 | 2680.4728
2019 | Quick Service Restaurant | 2A | 232.34 | 0 | 26.9049 | 570.7251 | 80.0618 | 27.7746 | 798.369 | 517.2414 | 0 | 195.8473 | 0 | 0 | 0 | 0 | 0 | 0 | 0 | 160.974 | 126.395 | 766.5724 | 26.9049 | 793.4772 | 1799.1727 | 705.1203 | 2504.293
2019 | Quick Service Restaurant | 2B | 232.34 | 0 | 22.8399 | 391.0295 | 80.0618 | 27.8063 | 798.369 | 517.2414 | 0 | 207.3118 | 0 | 0 | 0 | 0 | 0 | 0 | 0 | 162.0146 | 123.608 | 598.3413 | 22.8399 | 621.1812 | 1628.1864 | 702.096 | 2330.2823
2019 | Quick Service Restaurant | 3A | 232.34 | 0 | 140.8333 | 299.3132 | 80.0934 | 27.8063 | 798.369 | 517.2414 | 0 | 182.8942 | 0 | 0 | 0 | 0 | 0 | 0 | 0 | 184.7786 | 122.2462 | 482.2074 | 140.8333 | 623.0407 | 1510.7223 | 842.8425 | 2353.5649
2019 | Quick Service Restaurant | 3B | 232.34 | 0 | 77.571 | 269.5434 | 80.2835 | 27.8063 | 798.369 | 517.2414 | 0 | 197.7475 | 0 | 0 | 0 | 0 | 0 | 0 | 0 | 178.7733 | 121.7712 | 467.2909 | 77.571 | 544.8619 | 1495.4891 | 773.5749 | 2269.064
2019 | Quick Service Restaurant | 3C | 232.34 | 0 | 34.6338 | 103.6242 | 80.5685 | 27.9013 | 798.369 | 517.2414 | 0 | 155.0247 | 0 | 0 | 0 | 0 | 0 | 0 | 0 | 187.2393 | 123.7347 | 258.6489 | 34.6338 | 293.2827 | 1289.2224 | 739.1037 | 2028.3261
2019 | Quick Service Restaurant | 4A | 232.34 | 0 | 235.1304 | 183.8443 | 80.5051 | 27.9646 | 798.369 | 517.2414 | 0 | 159.8385 | 0 | 0 | 0 | 0 | 0 | 0 | 0 | 203.521 | 119.2692 | 343.6828 | 235.1304 | 578.8133 | 1369.7908 | 955.8929 | 2325.6837
2019 | Quick Service Restaurant | 4B | 232.34 | 0 | 135.8902 | 156.4498 | 80.1251 | 27.8063 | 798.369 | 517.2414 | 0 | 177.732 | 0 | 0 | 0 | 0 | 0 | 0 | 0 | 198.2094 | 119.3009 | 334.1818 | 135.8902 | 470.0721 | 1359.7831 | 851.3411 | 2211.1242
2019 | Quick Service Restaurant | 4C | 232.34 | 0 | 158.2857 | 45.6048 | 80.5368 | 27.9646 | 798.369 | 517.2414 | 0 | 145.4286 | 0 | 0 | 0 | 0 | 0 | 0 | 0 | 209.1903 | 118.4458 | 191.0334 | 158.2857 | 349.3191 | 1216.413 | 884.7174 | 2101.1305
2019 | Quick Service Restaurant | 5A | 232.34 | 0 | 367.4435 | 100.5523 | 80.2201 | 27.8379 | 798.369 | 517.2414 | 0 | 153.9479 | 0 | 0 | 0 | 0 | 0 | 0 | 0 | 219.2607 | 117.6224 | 254.5001 | 367.4435 | 621.9436 | 1278.5496 | 1103.9456 | 2382.4952
2019 | Quick Service Restaurant | 5B | 232.34 | 0 | 271.7154 | 107.0129 | 80.2835 | 27.9013 | 798.369 | 517.2414 | 0 | 177.9537 | 0 | 0 | 0 | 0 | 0 | 0 | 0 | 214.8054 | 117.5907 | 284.9667 | 271.7154 | 556.6821 | 1309.1428 | 1003.7623 | 2312.9051
2019 | Quick Service Restaurant | 5C | 232.34 | 0 | 208.464 | 17.4185 | 80.5051 | 27.9329 | 798.369 | 517.2414 | 0 | 140.4248 | 0 | 0 | 0 | 0 | 0 | 0 | 0 | 218.2417 | 116.8623 | 157.8433 | 208.464 | 366.3073 | 1181.5444 | 943.9472 | 2125.4916
2019 | Quick Service Restaurant | 6A | 232.34 | 0 | 540.0596 | 110.2433 | 80.2835 | 27.9013 | 798.369 | 517.2414 | 0 | 163.5439 | 0 | 0 | 0 | 0 | 0 | 0 | 0 | 230.8595 | 116.9256 | 273.7871 | 540.0596 | 813.8468 | 1297.2665 | 1288.1606 | 2585.4271
2019 | Quick Service Restaurant | 6B | 232.34 | 0 | 411.2154 | 68.4705 | 80.1251 | 27.8379 | 798.369 | 517.2414 | 0 | 170.733 | 0 | 0 | 0 | 0 | 0 | 0 | 0 | 227.976 | 116.1022 | 239.2035 | 411.2154 | 650.4189 | 1261.6378 | 1156.422 | 2418.0598
2019 | Quick Service Restaurant | 7 | 232.34 | 0 | 686.378 | 75.5013 | 80.2201 | 27.9646 | 798.369 | 517.2414 | 0 | 161.2003 | 0 | 0 | 0 | 0 | 0 | 0 | 0 | 244.6696 | 115.8805 | 236.7016 | 686.378 | 923.0795 | 1259.1359 | 1448.2782 | 2707.4141
2019 | Quick Service Restaurant | 8 | 232.34 | 0 | 971.9469 | 23.3725 | 81.4236 | 28.4713 | 798.369 | 517.2414 | 0 | 161.1686 | 0 | 0 | 0 | 0 | 0 | 0 | 0 | 263.2928 | 114.1703 | 184.5411 | 971.9469 | 1156.488 | 1206.9754 | 1752.4811 | 2959.4565
2004 | Full Service Restaurant | 0A | 511.15 | 0 | 0 | 3123.0104 | 587.9535 | 184.161 | 1459.1002 | 509.2524 | 0 | 1108.4817 | 1.4251 | 1.4251 | 0 | 0 | 0 | 0 | 245.4108 | 234.1006 | 211.3022 | 4231.492 | 0 | 4231.492 | 6920.8134 | 743.353 | 7664.1664
2004 | Full Service Restaurant | 0B | 511.15 | 0 | 0.53116 | 2638.7127 | 587.9535 | 184.1927 | 1459.1002 | 509.2524 | 0 | 1192.7239 | 1.4251 | 1.4251 | 0 | 0 | 0 | 0 | 245.3158 | 232.7023 | 212.1257 | 3831.4366 | 0.53116 | 3831.9678 | 6521.5181 | 742.4858 | 7264.0039
2004 | Full Service Restaurant | 1A | 511.15 | 0 | 0.02168 | 2094.7488 | 587.9535 | 184.2244 | 1459.1002 | 509.2524 | 0 | 1025.0312 | 1.4251 | 1.4251 | 0 | 0 | 0 | 0 | 245.4108 | 255.2061 | 210.5422 | 3119.78 | 0.02168 | 3119.8017 | 5808.4363 | 764.4693 | 6572.9057
2004 | Full Service Restaurant | 1B | 511.15 | 0 | 30.1677 | 2236.187 | 587.9535 | 183.971 | 1459.1002 | 509.2524 | 0 | 1177.5223 | 1.4251 | 1.4251 | 0 | 0 | 0 | 0 | 245.3158 | 255.5747 | 211.809 | 3413.7093 | 30.1677 | 3443.877 | 6103.3157 | 794.9839 | 6898.2996
2004 | Full Service Restaurant | 2A | 511.15 | 0 | 70.6551 | 1880.1212 | 587.9535 | 183.9077 | 1459.1002 | 509.2524 | 0 | 1066.5506 | 1.4251 | 1.4251 | 0 | 0 | 0 | 0 | 245.4108 | 279.2926 | 210.4788 | 2946.6718 | 70.6551 | 3017.3269 | 5634.9798 | 859.2001 | 6494.1798
2004 | Full Service Restaurant | 2B | 511.15 | 0 | 60.975 | 1461.8239 | 587.9535 | 184.066 | 1459.1002 | 509.2524 | 0 | 1204.1567 | 1.4251 | 1.4251 | 0 | 0 | 0 | 0 | 245.3158 | 280.6259 | 210.8272 | 2665.9806 | 60.975 | 2726.9556 | 5354.6369 | 850.8533 | 6205.4902
2004 | Full Service Restaurant | 3A | 511.15 | 0 | 300.7341 | 1191.8054 | 587.9535 | 184.0027 | 1459.1002 | 509.2524 | 0 | 1051.8557 | 1.4251 | 1.4251 | 0 | 0 | 0 | 0 | 245.4425 | 320.6038 | 209.6554 | 2243.6611 | 300.7341 | 2544.3953 | 4931.2407 | 1130.5795 | 6061.8202
2004 | Full Service Restaurant | 3B | 511.15 | 0 | 155.9334 | 888.3435 | 587.9535 | 184.0027 | 1459.1002 | 509.2524 | 0 | 1183.3495 | 1.4251 | 1.4251 | 0 | 0 | 0 | 0 | 245.3158 | 309.8831 | 209.6871 | 2071.693 | 155.9334 | 2227.6264 | 4759.1776 | 975.0688 | 5734.2464
2004 | Full Service Restaurant | 3C | 511.15 | 0 | 83.5005 | 354.0073 | 587.9535 | 183.971 | 1459.1002 | 509.2524 | 0 | 1034.6272 | 1.4251 | 1.4251 | 0 | 0 | 0 | 0 | 245.4425 | 325.3518 | 209.8454 | 1388.6345 | 83.5005 | 1472.135 | 4076.3724 | 918.0938 | 4994.4662
2004 | Full Service Restaurant | 4A | 511.15 | 0 | 642.205 | 834.2511 | 587.9535 | 183.7493 | 1459.1002 | 509.2524 | 0 | 1000.1069 | 1.4251 | 1.4251 | 0 | 0 | 0 | 0 | 245.4425 | 353.113 | 209.4654 | 1834.3581 | 642.205 | 2476.563 | 4521.4626 | 1504.5703 | 6026.0329
2004 | Full Service Restaurant | 4B | 511.15 | 0 | 323.2054 | 533.9562 | 587.9535 | 183.876 | 1459.1002 | 509.2524 | 0 | 1200.5464 | 1.4251 | 1.4251 | 0 | 0 | 0 | 0 | 245.4425 | 343.9532 | 207.6602 | 1734.5026 | 323.2054 | 2057.708 | 4419.9285 | 1176.4002 | 5596.3287
2004 | Full Service Restaurant | 4C | 511.15 | 0 | 513.3499 | 145.7137 | 587.9535 | 183.5276 | 1459.1002 | 509.2524 | 0 | 988.484 | 1.4251 | 1.4251 | 0 | 0 | 0 | 0 | 245.4425 | 362.9557 | 209.022 | 1134.1977 | 513.3499 | 1647.5476 | 3820.6371 | 1385.558 | 5206.1951
2004 | Full Service Restaurant | 5A | 511.15 | 0 | 919.7306 | 603.1551 | 587.9535 | 183.781 | 1459.1002 | 509.2524 | 0 | 986.9639 | 1.4251 | 1.4251 | 0 | 0 | 0 | 0 | 245.4425 | 380.6574 | 209.1803 | 1590.119 | 919.7306 | 2509.8497 | 4277.0018 | 1809.6404 | 6086.6423
2004 | Full Service Restaurant | 5B | 511.15 | 0 | 585.4576 | 671.1506 | 587.9535 | 183.8127 | 1459.1002 | 509.2524 | 0 | 1167.2612 | 1.4251 | 1.4251 | 0 | 0 | 0 | 0 | 245.4425 | 372.9285 | 208.8637 | 1838.4118 | 585.4576 | 2423.8694 | 4524.9463 | 1467.6276 | 5992.5739
2004 | Full Service Restaurant | 5C | 511.15 | 0 | 659.4731 | 52.2555 | 587.9535 | 183.5276 | 1459.1002 | 509.2524 | 0 | 938.6355 | 1.4251 | 1.4251 | 0 | 0 | 0 | 0 | 245.4425 | 378.5653 | 209.117 | 990.891 | 659.4731 | 1650.364 | 3677.4254 | 1547.2908 | 5224.7162
2004 | Full Service Restaurant | 6A | 511.15 | 0 | 1226.4051 | 611.326 | 587.9535 | 183.7177 | 1459.1002 | 509.2524 | 0 | 997.985 | 1.4251 | 1.4251 | 0 | 0 | 0 | 0 | 245.4425 | 401.0692 | 208.8953 | 1609.311 | 1226.4051 | 2835.7161 | 4295.8138 | 2136.7266 | 6432.5404
2004 | Full Service Restaurant | 6B | 511.15 | 0 | 917.3458 | 517.6461 | 587.9535 | 183.591 | 1459.1002 | 509.2524 | 0 | 1091.5382 | 1.4251 | 1.4251 | 0 | 0 | 0 | 0 | 245.4425 | 395.8768 | 208.7053 | 1609.1844 | 917.3458 | 2526.5302 | 4295.4021 | 1822.475 | 6117.8771
2004 | Full Service Restaurant | 7 | 511.15 | 0 | 1524.0606 | 508.1135 | 587.9535 | 183.4643 | 1459.1002 | 509.2524 | 0 | 996.1482 | 1.4251 | 1.4251 | 0 | 0 | 0 | 0 | 245.4425 | 425.3291 | 208.8637 | 1504.2617 | 1524.0606 | 3028.3223 | 4190.4794 | 2458.6529 | 6649.1323
2004 | Full Service Restaurant | 8 | 511.15 | 0 | 2108.1849 | 329.4313 | 587.9535 | 182.4509 | 1459.1002 | 509.2524 | 0 | 973.5675 | 1.4251 | 1.4251 | 0 | 0 | 0 | 0 | 245.4742 | 457.99 | 208.5786 | 1302.9988 | 2108.1849 | 3411.1837 | 3987.9497 | 3075.4272 | 7063.377
2007 | Full Service Restaurant | 0A | 511.15 | 0 | 0 | 2941.3512 | 587.9535 | 184.161 | 1459.1002 | 509.2524 | 0 | 1045.3317 | 1.4251 | 1.4251 | 0 | 0 | 0 | 0 | 245.0941 | 233.5153 | 217.6362 | 3986.6829 | 0 | 3986.6829 | 6682.0533 | 742.7676 | 7424.8209
2007 | Full Service Restaurant | 0B | 511.15 | 0 | 0 | 2447.2359 | 587.9535 | 184.1927 | 1459.1002 | 509.2524 | 0 | 1124.38 | 1.4251 | 1.4251 | 0 | 0 | 0 | 0 | 245.1258 | 232.3229 | 216.0527 | 3571.6159 | 0 | 3571.6159 | 6265.4344 | 741.5752 | 7007.0097
2007 | Full Service Restaurant | 1A | 511.15 | 0 | 0 | 1991.4413 | 587.9535 | 184.2244 | 1459.1002 | 509.2524 | 0 | 980.3448 | 1.4251 | 1.4251 | 0 | 0 | 0 | 0 | 245.4108 | 255.1844 | 211.5556 | 2971.7861 | 0 | 2971.7861 | 5661.4242 | 764.4368 | 6425.861
2007 | Full Service Restaurant | 1B | 511.15 | 0 | 4.2926 | 2018.3608 | 587.9535 | 183.971 | 1459.1002 | 509.2524 | 0 | 1107.0249 | 1.4251 | 1.4251 | 0 | 0 | 0 | 0 | 245.2841 | 255.5096 | 212.9174 | 3125.3856 | 4.2926 | 3129.6783 | 5816.0372 | 769.0546 | 6585.0918
2007 | Full Service Restaurant | 2A | 511.15 | 0 | 19.8806 | 1697.607 | 587.9535 | 183.9077 | 1459.1002 | 509.2524 | 0 | 1003.5906 | 1.4251 | 1.4251 | 0 | 0 | 0 | 0 | 245.5375 | 279.4986 | 209.4654 | 2701.1976 | 19.8806 | 2721.0782 | 5388.5872 | 808.6206 | 6197.2078
2007 | Full Service Restaurant | 2B | 511.15 | 0 | 11.6422 | 1216.3497 | 587.9535 | 184.066 | 1459.1002 | 509.2524 | 0 | 1111.7753 | 1.4251 | 1.4251 | 0 | 0 | 0 | 0 | 245.5375 | 281.0162 | 205.9183 | 2328.125 | 11.6422 | 2339.7672 | 5012.0625 | 801.8998 | 5813.9624
2007 | Full Service Restaurant | 3A | 511.15 | 0 | 156.638 | 984.0186 | 587.9535 | 184.0027 | 1459.1002 | 509.2524 | 0 | 992.2528 | 1.4251 | 1.4251 | 0 | 0 | 0 | 0 | 245.8542 | 321.3626 | 202.6247 | 1976.2713 | 156.638 | 2132.9093 | 4657.2635 | 987.253 | 5644.5165
2007 | Full Service Restaurant | 3B | 511.15 | 0 | 51.8802 | 819.2079 | 587.9535 | 184.0027 | 1459.1002 | 509.2524 | 0 | 1100.4375 | 1.4251 | 1.4251 | 0 | 0 | 0 | 0 | 245.6959 | 310.5443 | 203.3531 | 1919.6454 | 51.8802 | 1971.5256 | 4601.1759 | 871.6769 | 5472.8529
2007 | Full Service Restaurant | 3C | 511.15 | 0 | 11.2736 | 327.9428 | 587.9535 | 183.971 | 1459.1002 | 509.2524 | 0 | 950.8284 | 1.4251 | 1.4251 | 0 | 0 | 0 | 0 | 245.7909 | 325.9805 | 204.3982 | 1278.7713 | 11.2736 | 1290.0449 | 3961.4103 | 846.5064 | 4807.9167
2007 | Full Service Restaurant | 4A | 511.15 | 0 | 388.9284 | 635.2369 | 587.9535 | 183.7493 | 1459.1002 | 509.2524 | 0 | 938.5404 | 1.4251 | 1.4251 | 0 | 0 | 0 | 0 | 246.1392 | 354.3704 | 197.8108 | 1573.7773 | 388.9284 | 1962.7057 | 4249.8923 | 1252.5512 | 5502.4435
2007 | Full Service Restaurant | 4B | 511.15 | 0 | 142.5135 | 508.8419 | 587.9535 | 183.876 | 1459.1002 | 509.2524 | 0 | 1117.761 | 1.4251 | 1.4251 | 0 | 0 | 0 | 0 | 245.9809 | 344.9396 | 198.4125 | 1626.6029 | 142.5135 | 1769.1164 | 4303.3196 | 996.7055 | 5300.0251
2007 | Full Service Restaurant | 4C | 511.15 | 0 | 220.323 | 140.6148 | 587.9535 | 183.5276 | 1459.1002 | 509.2524 | 0 | 921.787 | 1.4251 | 1.4251 | 0 | 0 | 0 | 0 | 246.2659 | 364.4625 | 195.8473 | 1062.4018 | 220.323 | 1282.7248 | 3736.5216 | 1094.0378 | 4830.5594
2007 | Full Service Restaurant | 5A | 511.15 | 0 | 606.4655 | 381.7502 | 587.9535 | 183.781 | 1459.1002 | 509.2524 | 0 | 900.6315 | 1.4251 | 1.4251 | 0 | 0 | 0 | 0 | 246.2659 | 382.1534 | 195.0239 | 1282.3816 | 606.4655 | 1888.8471 | 3955.8997 | 1497.8604 | 5453.7601
2007 | Full Service Restaurant | 5B | 511.15 | 0 | 325.1458 | 445.8186 | 587.9535 | 183.8127 | 1459.1002 | 509.2524 | 0 | 1055.2444 | 1.4251 | 1.4251 | 0 | 0 | 0 | 0 | 246.1392 | 374.1968 | 195.8473 | 1501.063 | 325.1458 | 1826.2088 | 4175.3095 | 1208.595 | 5383.9044
2007 | Full Service Restaurant | 5C | 511.15 | 0 | 278.9674 | 55.7075 | 587.9535 | 183.5276 | 1459.1002 | 509.2524 | 0 | 870.7666 | 1.4251 | 1.4251 | 0 | 0 | 0 | 0 | 246.3926 | 380.3539 | 193.472 | 926.4742 | 278.9674 | 1205.4416 | 3598.3454 | 1168.5737 | 4766.9191
2007 | Full Service Restaurant | 6A | 511.15 | 0 | 902.159 | 411.9317 | 587.9535 | 183.7177 | 1459.1002 | 509.2524 | 0 | 929.0711 | 1.4251 | 1.4251 | 0 | 0 | 0 | 0 | 246.2976 | 402.5976 | 194.2954 | 1341.0028 | 902.159 | 2243.1618 | 4013.7925 | 1813.9981 | 5827.7906
2007 | Full Service Restaurant | 6B | 511.15 | 0 | 590.444 | 301.055 | 587.9535 | 183.591 | 1459.1002 | 509.2524 | 0 | 997.9534 | 1.4251 | 1.4251 | 0 | 0 | 0 | 0 | 246.2976 | 397.4269 | 193.1237 | 1299.0084 | 590.444 | 1889.4524 | 3970.4362 | 1497.1124 | 5467.5486
2007 | Full Service Restaurant | 7 | 511.15 | 0 | 1186.6548 | 309.3842 | 587.9535 | 183.4643 | 1459.1002 | 509.2524 | 0 | 924.2889 | 1.4251 | 1.4251 | 0 | 0 | 0 | 0 | 246.3609 | 427.0093 | 192.5853 | 1233.6732 | 1186.6548 | 2420.328 | 3904.5626 | 2122.9164 | 6027.4791
2007 | Full Service Restaurant | 8 | 511.15 | 0 | 1764.2534 | 129.0869 | 587.9535 | 182.4509 | 1459.1002 | 509.2524 | 0 | 899.5547 | 1.4251 | 1.4251 | 0 | 0 | 0 | 0 | 246.4876 | 459.887 | 189.64 | 1028.6416 | 1764.2534 | 2792.895 | 3695.6673 | 2733.3927 | 6429.06
2010 | Full Service Restaurant | 0A | 511.15 | 0 | 0 | 2294.6498 | 237.62 | 104.6693 | 1457.8334 | 509.2524 | 0 | 672.1324 | 1.4251 | 1.4251 | 0 | 0 | 0 | 0 | 238.6651 | 233.4828 | 216.5278 | 2966.7823 | 0 | 2966.7823 | 5223.4598 | 742.7351 | 5966.1949
2010 | Full Service Restaurant | 0B | 511.15 | 0 | 0.03252 | 1849.9714 | 237.335 | 104.6377 | 1457.8334 | 509.2524 | 0 | 630.8664 | 1.4251 | 1.4251 | 0 | 0 | 0 | 0 | 238.6651 | 232.2036 | 215.5777 | 2480.8378 | 0.03252 | 2480.8703 | 4736.2802 | 741.4777 | 5477.7578
2010 | Full Service Restaurant | 1A | 511.15 | 0 | 0 | 1431.5157 | 237.6833 | 104.6377 | 1457.8334 | 509.2524 | 0 | 518.1529 | 1.4251 | 1.4251 | 0 | 0 | 0 | 0 | 238.7918 | 255.0002 | 211.3972 | 1949.6685 | 0 | 1949.6685 | 4201.4055 | 764.2417 | 4965.6472
2010 | Full Service Restaurant | 1B | 511.15 | 0 | 11.9132 | 1497.1359 | 237.81 | 104.511 | 1457.8334 | 509.2524 | 0 | 596.4411 | 1.4251 | 1.4251 | 0 | 0 | 0 | 0 | 238.7285 | 255.3254 | 212.8224 | 2093.577 | 11.9132 | 2105.4902 | 4346.7075 | 776.48 | 5123.1875
2010 | Full Service Restaurant | 2A | 511.15 | 0 | 30.5254 | 1220.5301 | 237.0816 | 104.4477 | 1457.8334 | 509.2524 | 0 | 541.557 | 1.4251 | 1.4251 | 0 | 0 | 0 | 0 | 238.8235 | 279.2276 | 209.9721 | 1762.0871 | 30.5254 | 1792.6126 | 4011.6389 | 818.9945 | 4830.6334
2010 | Full Service Restaurant | 2B | 511.15 | 0 | 25.9835 | 802.8662 | 237.0816 | 104.5427 | 1457.8334 | 509.2524 | 0 | 532.7211 | 1.4251 | 1.4251 | 0 | 0 | 0 | 0 | 238.8235 | 280.7452 | 206.5201 | 1335.5872 | 25.9835 | 1361.5707 | 3581.8137 | 815.981 | 4397.7947
2010 | Full Service Restaurant | 3A | 511.15 | 0 | 183.7814 | 655.7907 | 237.2716 | 104.511 | 1457.8334 | 509.2524 | 0 | 500.7027 | 1.4251 | 1.4251 | 0 | 0 | 0 | 0 | 238.9502 | 320.9832 | 203.9231 | 1156.4934 | 183.7814 | 1340.2747 | 3400.4079 | 1014.017 | 4414.4249
2010 | Full Service Restaurant | 3B | 511.15 | 0 | 85.0506 | 584.4382 | 237.6833 | 104.511 | 1457.8334 | 509.2524 | 0 | 516.3794 | 1.4251 | 1.4251 | 0 | 0 | 0 | 0 | 238.8868 | 310.2408 | 204.1448 | 1100.8175 | 85.0506 | 1185.8682 | 3345.2704 | 904.533 | 4249.8034
2010 | Full Service Restaurant | 3C | 511.15 | 0 | 34.2002 | 265.0146 | 238.4434 | 104.701 | 1457.8334 | 509.2524 | 0 | 378.2665 | 1.4251 | 1.4251 | 0 | 0 | 0 | 0 | 238.8868 | 325.4602 | 206.7734 | 643.281 | 34.2002 | 677.4812 | 2891.281 | 868.9127 | 3760.1937
2010 | Full Service Restaurant | 4A | 511.15 | 0 | 389.2752 | 406.5478 | 237.9367 | 104.7327 | 1457.8334 | 509.2524 | 0 | 386.089 | 1.4251 | 1.4251 | 0 | 0 | 0 | 0 | 239.0768 | 353.9368 | 199.521 | 792.6368 | 389.2752 | 1181.912 | 3033.0992 | 1252.4644 | 4285.5637
2010 | Full Service Restaurant | 4B | 511.15 | 0 | 178.3614 | 365.4401 | 237.1133 | 104.4793 | 1457.8334 | 509.2524 | 0 | 512.5156 | 1.4251 | 1.4251 | 0 | 0 | 0 | 0 | 239.0135 | 344.6036 | 199.2993 | 877.9557 | 178.3614 | 1056.3171 | 3117.1197 | 1032.2065 | 4149.3262
2010 | Full Service Restaurant | 4C | 511.15 | 0 | 258.0245 | 111.5734 | 238.1584 | 104.701 | 1457.8334 | 509.2524 | 0 | 369.9056 | 1.4251 | 1.4251 | 0 | 0 | 0 | 0 | 239.0768 | 363.8446 | 198.9193 | 481.479 | 258.0245 | 739.5035 | 2721.5931 | 1131.1215 | 3852.7146
2010 | Full Service Restaurant | 5A | 511.15 | 0 | 621.2512 | 231.7294 | 237.3983 | 104.5427 | 1457.8334 | 509.2524 | 0 | 379.66 | 1.4251 | 1.4251 | 0 | 0 | 0 | 0 | 239.1402 | 381.6764 | 196.829 | 611.3894 | 621.2512 | 1232.6406 | 2848.5581 | 1512.18 | 4360.7382
2010 | Full Service Restaurant | 5B | 511.15 | 0 | 381.1778 | 247.311 | 237.5883 | 104.6693 | 1457.8334 | 509.2524 | 0 | 511.8505 | 1.4251 | 1.4251 | 0 | 0 | 0 | 0 | 239.1085 | 373.8391 | 196.6707 | 759.1616 | 381.1778 | 1140.3393 | 2996.4254 | 1264.2692 | 4260.6946
2010 | Full Service Restaurant | 5C | 511.15 | 0 | 368.4733 | 35.2487 | 238.1901 | 104.6693 | 1457.8334 | 509.2524 | 0 | 443.8551 | 1.4251 | 1.4251 | 0 | 0 | 0 | 0 | 239.2035 | 379.8553 | 195.3406 | 479.1038 | 368.4733 | 847.577 | 2715.7342 | 1257.5701 | 3973.3042
2010 | Full Service Restaurant | 6A | 511.15 | 0 | 910.8418 | 255.2919 | 237.5567 | 104.606 | 1457.8334 | 509.2524 | 0 | 394.7982 | 1.4251 | 1.4251 | 0 | 0 | 0 | 0 | 239.1402 | 402.1532 | 195.7523 | 650.0901 | 910.8418 | 1560.9319 | 2886.4355 | 1822.2474 | 4708.6828
2010 | Full Service Restaurant | 6B | 511.15 | 0 | 634.4544 | 164.4306 | 237.1133 | 104.4793 | 1457.8334 | 509.2524 | 0 | 496.5856 | 1.4251 | 1.4251 | 0 | 0 | 0 | 0 | 239.1718 | 397.015 | 194.2954 | 661.0162 | 634.4544 | 1295.4706 | 2895.3031 | 1540.7217 | 4436.0248
2010 | Full Service Restaurant | 7 | 511.15 | 0 | 1176.6386 | 184.0977 | 237.2716 | 104.6693 | 1457.8334 | 509.2524 | 0 | 395.4316 | 1.4251 | 1.4251 | 0 | 0 | 0 | 0 | 239.2035 | 426.5432 | 194.0104 | 579.5293 | 1176.6386 | 1756.168 | 2813.9428 | 2112.4342 | 4926.377
2010 | Full Service Restaurant | 8 | 511.15 | 0 | 1713.0235 | 49.1835 | 240.4386 | 105.3344 | 1457.8334 | 509.2524 | 0 | 466.7208 | 1.4251 | 1.4251 | 0 | 0 | 0 | 0 | 239.2668 | 459.4317 | 190.6217 | 515.9043 | 1713.0235 | 2228.9278 | 2750.7612 | 2681.7076 | 5432.4688
2013 | Full Service Restaurant | 0A | 511.15 | 0 | 0 | 2146.9726 | 221.4683 | 104.6693 | 1423.3765 | 509.2524 | 0 | 538.8017 | 1.4251 | 1.4251 | 0 | 0 | 0 | 0 | 238.6334 | 233.2985 | 179.8223 | 2685.7743 | 0 | 2685.7743 | 4855.1377 | 742.54 | 5597.6777
2013 | Full Service Restaurant | 0B | 511.15 | 0 | 0.01084 | 1791.9519 | 220.9933 | 104.6377 | 1423.3765 | 509.2524 | 0 | 504.5031 | 1.4251 | 1.4251 | 0 | 0 | 0 | 0 | 238.6651 | 232.2145 | 177.447 | 2296.455 | 0.01084 | 2296.4659 | 4462.9681 | 741.4668 | 5204.4349
2013 | Full Service Restaurant | 1A | 511.15 | 0 | 0 | 1318.6755 | 221.4683 | 104.6377 | 1423.3765 | 509.2524 | 0 | 306.5973 | 1.4251 | 1.4251 | 0 | 0 | 0 | 0 | 238.7285 | 254.8267 | 174.6284 | 1625.2727 | 0 | 1625.2727 | 3789.5372 | 764.0791 | 4553.6163
2013 | Full Service Restaurant | 1B | 511.15 | 0 | 10.9159 | 1448.8392 | 222.07 | 104.511 | 1423.3765 | 509.2524 | 0 | 473.0548 | 1.4251 | 1.4251 | 0 | 0 | 0 | 0 | 238.7285 | 255.347 | 174.565 | 1921.8939 | 10.9159 | 1932.8098 | 4086.5068 | 775.5153 | 4862.0221
2013 | Full Service Restaurant | 2A | 511.15 | 0 | 29.4631 | 1159.0587 | 220.6132 | 104.4477 | 1423.3765 | 509.2524 | 0 | 415.8904 | 1.4251 | 1.4251 | 0 | 0 | 0 | 0 | 238.7918 | 279.065 | 173.1082 | 1574.9491 | 29.4631 | 1604.4122 | 3736.68 | 817.7696 | 4554.4496
2013 | Full Service Restaurant | 2B | 511.15 | 0 | 25.1163 | 776.2634 | 220.2332 | 104.5427 | 1423.3765 | 509.2524 | 0 | 413.3885 | 1.4251 | 1.4251 | 0 | 0 | 0 | 0 | 238.8235 | 280.756 | 168.1677 | 1189.6519 | 25.1163 | 1214.7682 | 3346.1572 | 815.1138 | 4161.271
2013 | Full Service Restaurant | 3A | 511.15 | 0 | 184.3776 | 629.5996 | 221.2149 | 104.511 | 1423.3765 | 509.2524 | 0 | 381.1168 | 1.4251 | 1.4251 | 0 | 0 | 0 | 0 | 238.9185 | 320.8857 | 166.4575 | 1010.7164 | 184.3776 | 1195.0939 | 3166.62 | 1014.5156 | 4181.1356
2013 | Full Service Restaurant | 3B | 511.15 | 0 | 87.3812 | 567.3047 | 221.3733 | 104.511 | 1423.3765 | 509.2524 | 0 | 402.9691 | 1.4251 | 1.4251 | 0 | 0 | 0 | 0 | 238.9185 | 310.2733 | 165.3807 | 970.2738 | 87.3812 | 1057.655 | 3125.2589 | 906.8961 | 4032.155
2013 | Full Service Restaurant | 3C | 511.15 | 0 | 33.8642 | 256.6537 | 222.7034 | 104.701 | 1423.3765 | 509.2524 | 0 | 258.8072 | 1.4251 | 1.4251 | 0 | 0 | 0 | 0 | 238.8551 | 325.3301 | 169.5928 | 515.4609 | 33.8642 | 549.3251 | 2676.0517 | 868.4466 | 3544.4983
2013 | Full Service Restaurant | 4A | 511.15 | 0 | 385.1777 | 396.8568 | 222.2284 | 104.7327 | 1423.3765 | 509.2524 | 0 | 273.8822 | 1.4251 | 1.4251 | 0 | 0 | 0 | 0 | 239.0452 | 353.861 | 161.517 | 670.7389 | 385.1777 | 1055.9167 | 2823.0638 | 1248.291 | 4071.3548
2013 | Full Service Restaurant | 4B | 511.15 | 0 | 175.5863 | 355.2741 | 220.2965 | 104.4793 | 1423.3765 | 509.2524 | 0 | 393.5948 | 1.4251 | 1.4251 | 0 | 0 | 0 | 0 | 239.0135 | 344.506 | 161.517 | 748.8688 | 175.5863 | 924.4551 | 2898.9451 | 1029.3447 | 3928.2898
2013 | Full Service Restaurant | 4C | 511.15 | 0 | 252.7454 | 109.8632 | 222.7668 | 104.701 | 1423.3765 | 509.2524 | 0 | 256.1153 | 1.4251 | 1.4251 | 0 | 0 | 0 | 0 | 239.0768 | 363.7687 | 160.8203 | 365.9785 | 252.7454 | 618.724 | 2518.1134 | 1125.7774 | 3643.8907
2013 | Full Service Restaurant | 5A | 511.15 | 0 | 614.422 | 229.9875 | 221.31 | 104.5427 | 1423.3765 | 509.2524 | 0 | 269.4167 | 1.4251 | 1.4251 | 0 | 0 | 0 | 0 | 239.1085 | 381.6114 | 158.6667 | 499.4042 | 614.422 | 1113.8263 | 2647.802 | 1505.2749 | 4153.0769
2013 | Full Service Restaurant | 5B | 511.15 | 0 | 373.3946 | 244.334 | 221.2149 | 104.6693 | 1423.3765 | 509.2524 | 0 | 396.7934 | 1.4251 | 1.4251 | 0 | 0 | 0 | 0 | 239.0768 | 373.774 | 158.6034 | 641.1275 | 373.3946 | 1014.5221 | 2789.4936 | 1256.421 | 4045.9146
2013 | Full Service Restaurant | 5C | 511.15 | 0 | 337.395 | 50.3553 | 222.7984 | 104.6693 | 1423.3765 | 509.2524 | 0 | 250.4464 | 1.4251 | 1.4251 | 0 | 0 | 0 | 0 | 239.1402 | 379.6493 | 158.3817 | 300.8017 | 337.395 | 638.1967 | 2450.5613 | 1226.3075 | 3676.8688
2013 | Full Service Restaurant | 6A | 511.15 | 0 | 901.4652 | 247.6911 | 221.5 | 104.606 | 1423.3765 | 509.2524 | 0 | 282.6547 | 1.4251 | 1.4251 | 0 | 0 | 0 | 0 | 239.1402 | 402.0881 | 157.4949 | 530.3458 | 901.4652 | 1431.8111 | 2677.8252 | 1812.8057 | 4490.6309
2013 | Full Service Restaurant | 6B | 511.15 | 0 | 628.5899 | 159.3951 | 220.5182 | 104.4793 | 1423.3765 | 509.2524 | 0 | 380.5784 | 1.4251 | 1.4251 | 0 | 0 | 0 | 0 | 239.1402 | 396.9608 | 156.0064 | 539.9735 | 628.5899 | 1168.5634 | 2684.8876 | 1534.8031 | 4219.6907
2013 | Full Service Restaurant | 7 | 511.15 | 0 | 1159.9017 | 178.7772 | 220.9616 | 104.6693 | 1423.3765 | 509.2524 | 0 | 283.1931 | 1.4251 | 1.4251 | 0 | 0 | 0 | 0 | 239.1718 | 426.489 | 155.658 | 461.9703 | 1159.9017 | 1621.872 | 2607.2011 | 2095.643 | 4702.8441
2013 | Full Service Restaurant | 8 | 511.15 | 0 | 1664.9156 | 59.2229 | 226.7255 | 105.3344 | 1423.3765 | 509.2524 | 0 | 283.5098 | 1.4251 | 1.4251 | 0 | 0 | 0 | 0 | 239.2352 | 459.3233 | 152.6811 | 342.7327 | 1664.9156 | 2007.6483 | 2491.4472 | 2633.4913 | 5124.9385
2016 | Full Service Restaurant | 0A | 511.15 | 0 | 0 | 2118.0263 | 173.7416 | 59.0329 | 1423.3765 | 509.2524 | 0 | 532.9428 | 1.4251 | 1.4251 | 0 | 0 | 0 | 0 | 238.6334 | 233.1576 | 179.8539 | 2650.969 | 0 | 2650.969 | 4727.0009 | 742.3991 | 5469.3999
2016 | Full Service Restaurant | 0B | 511.15 | 0 | 0.02168 | 1765.1274 | 173.3299 | 59.0012 | 1423.3765 | 509.2524 | 0 | 498.4225 | 1.4251 | 1.4251 | 0 | 0 | 0 | 0 | 238.6651 | 232.0736 | 177.4787 | 2263.5499 | 0.02168 | 2263.5716 | 4336.8265 | 741.3476 | 5078.1741
2016 | Full Service Restaurant | 1A | 511.15 | 0 | 0 | 1300.1485 | 173.3616 | 59.0012 | 1423.3765 | 509.2524 | 0 | 304.3804 | 1.4251 | 1.4251 | 0 | 0 | 0 | 0 | 238.7285 | 254.675 | 174.66 | 1604.5289 | 0 | 1604.5289 | 3675.0501 | 763.9273 | 4438.9775
2016 | Full Service Restaurant | 1B | 511.15 | 0 | 11.7289 | 1432.8141 | 173.8366 | 58.9062 | 1423.3765 | 509.2524 | 0 | 471.5663 | 1.4251 | 1.4251 | 0 | 0 | 0 | 0 | 238.7285 | 255.1844 | 174.5967 | 1904.3804 | 11.7289 | 1916.1093 | 3975.2184 | 776.1548 | 4751.3732
2016 | Full Service Restaurant | 2A | 511.15 | 0 | 30.5688 | 1135.9712 | 172.6965 | 58.8745 | 1423.3765 | 509.2524 | 0 | 412.2484 | 1.4251 | 1.4251 | 0 | 0 | 0 | 0 | 238.7918 | 278.9024 | 173.1399 | 1548.2196 | 30.5688 | 1578.7884 | 3616.4923 | 818.7344 | 4435.2267
2016 | Full Service Restaurant | 2B | 511.15 | 0 | 26.493 | 766.6357 | 172.3798 | 58.9379 | 1423.3765 | 509.2524 | 0 | 409.5881 | 1.4251 | 1.4251 | 0 | 0 | 0 | 0 | 238.8235 | 280.5826 | 168.1677 | 1176.2238 | 26.493 | 1202.7168 | 3239.3026 | 816.3279 | 4055.6305
2016 | Full Service Restaurant | 3A | 511.15 | 0 | 186.5564 | 620.542 | 173.1716 | 58.9379 | 1423.3765 | 509.2524 | 0 | 377.6964 | 1.4251 | 1.4251 | 0 | 0 | 0 | 0 | 238.9185 | 320.7122 | 166.4575 | 998.2384 | 186.5564 | 1184.7948 | 3060.4621 | 1016.5102 | 4076.9723
2016 | Full Service Restaurant | 3B | 511.15 | 0 | 89.7444 | 559.8306 | 173.2666 | 58.9379 | 1423.3765 | 509.2524 | 0 | 401.1322 | 1.4251 | 1.4251 | 0 | 0 | 0 | 0 | 238.9185 | 310.0999 | 165.3807 | 960.9628 | 89.7444 | 1050.7072 | 3022.2364 | 909.0966 | 3931.333
2016 | Full Service Restaurant | 3C | 511.15 | 0 | 35.9238 | 240.6603 | 174.3433 | 59.1279 | 1423.3765 | 509.2524 | 0 | 256.432 | 1.4251 | 1.4251 | 0 | 0 | 0 | 0 | 238.8551 | 325.1458 | 169.5928 | 497.0923 | 35.9238 | 533.0161 | 2563.7498 | 870.3219 | 3434.0718
2016 | Full Service Restaurant | 4A | 511.15 | 0 | 391.1614 | 387.8308 | 174.3433 | 59.2229 | 1423.3765 | 509.2524 | 0 | 270.4935 | 1.4251 | 1.4251 | 0 | 0 | 0 | 0 | 239.0452 | 353.6442 | 161.4853 | 658.3243 | 391.1614 | 1049.4857 | 2717.1593 | 1254.0579 | 3971.2172
2016 | Full Service Restaurant | 4B | 511.15 | 0 | 183.8356 | 346.7232 | 172.6332 | 58.9379 | 1423.3765 | 509.2524 | 0 | 387.8625 | 1.4251 | 1.4251 | 0 | 0 | 0 | 0 | 239.0135 | 344.3218 | 161.3903 | 734.5856 | 183.8356 | 918.4212 | 2791.3305 | 1037.3988 | 3828.7293
2016 | Full Service Restaurant | 4C | 511.15 | 0 | 260.2467 | 106.4745 | 174.8501 | 59.2546 | 1423.3765 | 509.2524 | 0 | 252.4416 | 1.4251 | 1.4251 | 0 | 0 | 0 | 0 | 239.0768 | 363.5628 | 160.7886 | 358.9161 | 260.2467 | 619.1628 | 2417.6878 | 1133.0618 | 3550.7496
2016 | Full Service Restaurant | 5A | 511.15 | 0 | 618.1944 | 223.1151 | 173.4249 | 59.0329 | 1423.3765 | 509.2524 | 0 | 266.4714 | 1.4251 | 1.4251 | 0 | 0 | 0 | 0 | 239.1085 | 381.3837 | 158.635 | 489.5865 | 618.1944 | 1107.7809 | 2544.5578 | 1508.8304 | 4053.3883
2016 | Full Service Restaurant | 5B | 511.15 | 0 | 381.5572 | 239.3619 | 173.2982 | 59.1596 | 1423.3765 | 509.2524 | 0 | 392.1063 | 1.4251 | 1.4251 | 0 | 0 | 0 | 0 | 239.0768 | 373.5572 | 158.4767 | 631.4681 | 381.5572 | 1013.0253 | 2686.2494 | 1264.3776 | 3950.627
2016 | Full Service Restaurant | 5C | 511.15 | 0 | 344.918 | 48.7718 | 174.6284 | 59.2229 | 1423.3765 | 509.2524 | 0 | 247.6277 | 1.4251 | 1.4251 | 0 | 0 | 0 | 0 | 239.1402 | 379.4217 | 158.3817 | 296.3995 | 344.918 | 641.3175 | 2352.5743 | 1233.6028 | 3586.1771
2016 | Full Service Restaurant | 6A | 511.15 | 0 | 902.6034 | 244.0173 | 173.3932 | 59.1279 | 1423.3765 | 509.2524 | 0 | 280.5329 | 1.4251 | 1.4251 | 0 | 0 | 0 | 0 | 239.1402 | 401.8496 | 157.4632 | 524.5502 | 902.6034 | 1427.1536 | 2578.413 | 1813.7054 | 4392.1185
2016 | Full Service Restaurant | 6B | 511.15 | 0 | 631.4192 | 157.1149 | 172.6015 | 59.0329 | 1423.3765 | 509.2524 | 0 | 376.9363 | 1.4251 | 1.4251 | 0 | 0 | 0 | 0 | 239.1402 | 396.7223 | 155.9748 | 534.0512 | 631.4192 | 1165.4704 | 2585.5705 | 1537.4047 | 4122.9752
2016 | Full Service Restaurant | 7 | 511.15 | 0 | 1160.6388 | 175.8635 | 172.9499 | 59.2229 | 1423.3765 | 509.2524 | 0 | 280.6912 | 1.4251 | 1.4251 | 0 | 0 | 0 | 0 | 239.1718 | 426.2396 | 155.6264 | 456.5547 | 1160.6388 | 1617.1935 | 2508.2957 | 2096.1308 | 4604.4265
2016 | Full Service Restaurant | 8 | 511.15 | 0 | 1655.8317 | 58.3045 | 177.732 | 60.2363 | 1423.3765 | 509.2524 | 0 | 280.5645 | 1.4251 | 1.4251 | 0 | 0 | 0 | 0 | 239.2352 | 459.0523 | 152.6494 | 338.869 | 1655.8317 | 1994.7007 | 2393.4603 | 2624.1364 | 5017.5966
2019 | Full Service Restaurant | 0A | 511.15 | 0 | 0 | 2054.0845 | 159.4584 | 59.0329 | 1379.7352 | 509.2524 | 0 | 524.2335 | 1.4251 | 1.4251 | 0 | 0 | 0 | 0 | 238.6334 | 233.1467 | 125.9516 | 2578.318 | 0 | 2578.318 | 4542.5548 | 742.3991 | 5284.9539
2019 | Full Service Restaurant | 0B | 511.15 | 0 | 0.03252 | 1713.9171 | 159.0467 | 59.0012 | 1379.7352 | 509.2524 | 0 | 494.0203 | 1.4251 | 1.4251 | 0 | 0 | 0 | 0 | 238.6651 | 232.0736 | 124.7165 | 2207.9374 | 0.03252 | 2207.9699 | 4170.4956 | 741.3476 | 4911.8432
2019 | Full Service Restaurant | 1A | 511.15 | 0 | 0 | 1257.2357 | 159.3951 | 59.0012 | 1379.7352 | 509.2524 | 0 | 297.0329 | 1.4251 | 1.4251 | 0 | 0 | 0 | 0 | 238.7285 | 254.675 | 123.133 | 1554.2686 | 0 | 1554.2686 | 3515.7184 | 763.9273 | 4279.6457
2019 | Full Service Restaurant | 1B | 511.15 | 0 | 12.1625 | 1382.6172 | 159.6168 | 58.9062 | 1379.7352 | 509.2524 | 0 | 462.572 | 1.4251 | 1.4251 | 0 | 0 | 0 | 0 | 238.7285 | 255.1953 | 123.0379 | 1845.1892 | 12.1625 | 1857.3517 | 3806.6707 | 776.5993 | 4583.2699
2019 | Full Service Restaurant | 2A | 511.15 | 0 | 30.5796 | 1100.3108 | 158.54 | 58.8745 | 1379.7352 | 509.2524 | 0 | 404.4892 | 1.4251 | 1.4251 | 0 | 0 | 0 | 0 | 238.7918 | 278.9132 | 122.1512 | 1504.8 | 30.5796 | 1535.3797 | 3464.318 | 818.7452 | 4283.0632
2019 | Full Service Restaurant | 2B | 511.15 | 0 | 26.5038 | 742.8198 | 158.54 | 58.9379 | 1379.7352 | 509.2524 | 0 | 404.3626 | 1.4251 | 1.4251 | 0 | 0 | 0 | 0 | 238.8551 | 280.6151 | 119.6493 | 1147.1824 | 26.5038 | 1173.6862 | 3104.2934 | 816.3712 | 3920.6646
2019 | Full Service Restaurant | 3A | 511.15 | 0 | 186.9575 | 593.2424 | 158.7617 | 58.9379 | 1379.7352 | 509.2524 | 0 | 371.014 | 1.4251 | 1.4251 | 0 | 0 | 0 | 0 | 238.9502 | 320.7448 | 118.3825 | 964.2565 | 186.9575 | 1151.214 | 2920.4174 | 1016.9546 | 3937.372
2019 | Full Service Restaurant | 3B | 511.15 | 0 | 92.2159 | 539.3084 | 159.2051 | 58.9379 | 1379.7352 | 509.2524 | 0 | 394.6082 | 1.4251 | 1.4251 | 0 | 0 | 0 | 0 | 238.9185 | 310.1216 | 118.0341 | 933.9166 | 92.2159 | 1026.1325 | 2890.1409 | 911.5898 | 3801.7307
2019 | Full Service Restaurant | 3C | 511.15 | 0 | 37.2679 | 221.5 | 160.1552 | 59.1279 | 1379.7352 | 509.2524 | 0 | 250.6997 | 1.4251 | 1.4251 | 0 | 0 | 0 | 0 | 238.8551 | 325.2 | 120.0293 | 472.1997 | 37.2679 | 509.4676 | 2431.5593 | 871.7094 | 3303.2687
2019 | Full Service Restaurant | 4A | 511.15 | 0 | 391.9636 | 371.014 | 159.9018 | 59.2229 | 1379.7352 | 509.2524 | 0 | 265.0146 | 1.4251 | 1.4251 | 0 | 0 | 0 | 0 | 239.0768 | 353.6984 | 115.5322 | 636.0286 | 391.9636 | 1027.9922 | 2590.9227 | 1254.9143 | 3845.837
2019 | Full Service Restaurant | 4B | 511.15 | 0 | 193.0929 | 330.2231 | 158.7617 | 58.9379 | 1379.7352 | 509.2524 | 0 | 381.6235 | 1.4251 | 1.4251 | 0 | 0 | 0 | 0 | 239.0135 | 344.376 | 115.6588 | 711.8466 | 193.0929 | 904.9395 | 2665.3789 | 1046.7212 | 3712.1001
2019 | Full Service Restaurant | 4C | 511.15 | 0 | 264.6694 | 98.7471 | 160.1552 | 59.2546 | 1379.7352 | 509.2524 | 0 | 247.406 | 1.4251 | 1.4251 | 0 | 0 | 0 | 0 | 239.0768 | 363.6278 | 114.9938 | 346.1531 | 264.6694 | 610.8225 | 2300.7938 | 1137.5496 | 3438.3434
2019 | Full Service Restaurant | 5A | 511.15 | 0 | 619.2133 | 210.5738 | 159.1418 | 59.0329 | 1379.7352 | 509.2524 | 0 | 261.7209 | 1.4251 | 1.4251 | 0 | 0 | 0 | 0 | 239.1402 | 381.4379 | 113.917 | 472.2947 | 619.2133 | 1091.508 | 2424.6552 | 1509.9036 | 3934.5588
2019 | Full Service Restaurant | 5B | 511.15 | 0 | 395.3456 | 215.9894 | 159.2684 | 59.1596 | 1379.7352 | 509.2524 | 0 | 386.2473 | 1.4251 | 1.4251 | 0 | 0 | 0 | 0 | 239.1085 | 373.6223 | 113.9487 | 602.2367 | 395.3456 | 997.5824 | 2554.8822 | 1278.2203 | 3833.1025
2019 | Full Service Restaurant | 5C | 511.15 | 0 | 350.0019 | 42.9445 | 160.0918 | 59.2229 | 1379.7352 | 509.2524 | 0 | 243.0039 | 1.4251 | 1.4251 | 0 | 0 | 0 | 0 | 239.1718 | 379.4976 | 113.5686 | 285.9484 | 350.0019 | 635.9504 | 2239.1323 | 1238.741 | 3477.8733
2019 | Full Service Restaurant | 6A | 511.15 | 0 | 904.9232 | 228.8474 | 159.3001 | 59.1279 | 1379.7352 | 509.2524 | 0 | 274.8006 | 1.4251 | 1.4251 | 0 | 0 | 0 | 0 | 239.1402 | 401.9038 | 113.2519 | 503.648 | 904.9232 | 1408.5712 | 2455.6285 | 1816.0902 | 4271.7187
2019 | Full Service Restaurant | 6B | 511.15 | 0 | 641.251 | 148.2473 | 158.73 | 59.0329 | 1379.7352 | 509.2524 | 0 | 370.539 | 1.4251 | 1.4251 | 0 | 0 | 0 | 0 | 239.1718 | 396.7765 | 112.5868 | 518.7863 | 641.251 | 1160.0373 | 2469.4366 | 1547.2799 | 4016.7165
2019 | Full Service Restaurant | 7 | 511.15 | 0 | 1162.3298 | 161.7387 | 159.1101 | 59.2229 | 1379.7352 | 509.2524 | 0 | 273.9138 | 1.4251 | 1.4251 | 0 | 0 | 0 | 0 | 239.2035 | 426.2938 | 112.2702 | 435.6525 | 1162.3298 | 1597.9824 | 2386.6195 | 2097.876 | 4484.4956
2019 | Full Service Restaurant | 8 | 511.15 | 0 | 1648.2112 | 52.6989 | 162.8471 | 60.2363 | 1379.7352 | 509.2524 | 0 | 273.9138 | 1.4251 | 1.4251 | 0 | 0 | 0 | 0 | 239.2352 | 459.1174 | 110.655 | 326.6127 | 1648.2112 | 1974.8239 | 2280.7467 | 2616.57 | 4897.3168
2004 | Stand-Alone Retail | 0A | 2293.99 | 0 | 0 | 4291.5067 | 1558.3223 | 364.9017 | 618.0717 | 0 | 0 | 1529.566 | 0 | 0 | 0 | 0 | 0 | 0 | 0 | 92.6061 | 0 | 5821.0727 | 0 | 5821.0727 | 8362.3368 | 92.6061 | 8454.9429
2004 | Stand-Alone Retail | 0B | 2293.99 | 0 | 0.26016 | 3702.7931 | 1558.3223 | 364.9651 | 618.0717 | 0 | 0 | 1490.1368 | 0 | 0 | 0 | 0 | 0 | 0 | 0 | 92.2376 | 0 | 5192.9299 | 0.26016 | 5193.1901 | 7734.2574 | 92.4977 | 7826.7551
2004 | Stand-Alone Retail | 1A | 2293.99 | 0 | 0.01084 | 2897.3616 | 1558.3223 | 364.9967 | 618.0717 | 0 | 0 | 1416.1874 | 0 | 0 | 0 | 0 | 0 | 0 | 0 | 94.6115 | 0 | 4313.549 | 0.01084 | 4313.5598 | 6854.9082 | 94.6224 | 6949.5305
2004 | Stand-Alone Retail | 1B | 2293.99 | 0 | 15.0893 | 2986.196 | 1558.3223 | 364.5534 | 618.0717 | 0 | 0 | 1471.2932 | 0 | 0 | 0 | 0 | 0 | 0 | 0 | 94.5465 | 0 | 4457.4892 | 15.0893 | 4472.5784 | 6998.4049 | 109.6358 | 7108.0407
2004 | Stand-Alone Retail | 2A | 2293.99 | 0 | 54.3626 | 2475.2322 | 1558.3223 | 364.4267 | 618.0717 | 0 | 0 | 1460.7471 | 0 | 0 | 0 | 0 | 0 | 0 | 0 | 97.0397 | 0 | 3935.9793 | 54.3626 | 3990.3419 | 6476.8 | 151.4023 | 6628.2023
2004 | Stand-Alone Retail | 2B | 2293.99 | 0 | 31.913 | 1909.1943 | 1558.3223 | 364.68 | 618.0717 | 0 | 0 | 1538.4019 | 0 | 0 | 0 | 0 | 0 | 0 | 0 | 97.0722 | 0 | 3447.5962 | 31.913 | 3479.5092 | 5988.6703 | 128.996 | 6117.6663
2004 | Stand-Alone Retail | 3A | 2293.99 | 0 | 249.8295 | 1328.1131 | 1558.3223 | 364.6167 | 618.0717 | 0 | 0 | 1370.8993 | 0 | 0 | 0 | 0 | 0 | 0 | 0 | 101.1047 | 0 | 2699.0124 | 249.8295 | 2948.8419 | 5239.9915 | 350.9342 | 5590.9257
2004 | Stand-Alone Retail | 3B | 2293.99 | 0 | 68.8232 | 1158.9003 | 1558.3223 | 364.6167 | 618.0717 | 0 | 0 | 1417.8026 | 0 | 0 | 0 | 0 | 0 | 0 | 0 | 99.9665 | 0 | 2576.7029 | 68.8232 | 2645.526 | 5117.6503 | 168.7896 | 5286.4399
2004 | Stand-Alone Retail | 3C | 2293.99 | 0 | 29.0729 | 590.1388 | 1558.3223 | 364.5534 | 618.0717 | 0 | 0 | 1330.425 | 0 | 0 | 0 | 0 | 0 | 0 | 0 | 101.419 | 0 | 1920.5638 | 29.0729 | 1949.6367 | 4461.4796 | 130.4811 | 4591.9607
2004 | Stand-Alone Retail | 4A | 2293.99 | 0 | 684.7411 | 850.0228 | 1558.3223 | 364.0466 | 618.0717 | 0 | 0 | 1371.9761 | 0 | 0 | 0 | 0 | 0 | 0 | 0 | 104.4 | 0 | 2221.9989 | 684.7411 | 2906.74 | 4762.4079 | 789.1412 | 5551.5491
2004 | Stand-Alone Retail | 4B | 2293.99 | 0 | 228.2145 | 748.8055 | 1558.3223 | 364.3317 | 618.0717 | 0 | 0 | 1497.9593 | 0 | 0 | 0 | 0 | 0 | 0 | 0 | 103.4244 | 0 | 2246.7648 | 228.2145 | 2474.9793 | 4787.4589 | 331.6498 | 5119.1087
2004 | Stand-Alone Retail | 4C | 2293.99 | 0 | 439.5295 | 207.6285 | 1558.3223 | 363.6349 | 618.0717 | 0 | 0 | 1299.5151 | 0 | 0 | 0 | 0 | 0 | 0 | 0 | 105.3648 | 0 | 1507.1436 | 439.5295 | 1946.6731 | 4047.141 | 544.9051 | 4592.0461
2004 | Stand-Alone Retail | 5A | 2293.99 | 0 | 929.8444 | 520.7181 | 1558.3223 | 364.1733 | 618.0717 | 0 | 0 | 1485.4497 | 0 | 0 | 0 | 0 | 0 | 0 | 0 | 107.0992 | 0 | 2006.1678 | 929.8444 | 2936.0122 | 4546.7036 | 1036.9436 | 5583.6471
2004 | Stand-Alone Retail | 5B | 2293.99 | 0 | 487.2472 | 650.0267 | 1558.3223 | 364.1733 | 618.0717 | 0 | 0 | 1588.5989 | 0 | 0 | 0 | 0 | 0 | 0 | 0 | 106.297 | 0 | 2238.6256 | 487.2472 | 2725.8728 | 4779.1613 | 593.5442 | 5372.7055
2004 | Stand-Alone Retail | 5C | 2293.99 | 0 | 506.7808 | 88.3276 | 1558.3223 | 363.6033 | 618.0717 | 0 | 0 | 1275.3192 | 0 | 0 | 0 | 0 | 0 | 0 | 0 | 106.9041 | 0 | 1363.6469 | 506.7808 | 1870.4277 | 3903.6125 | 613.6849 | 4517.2974
2004 | Stand-Alone Retail | 6A | 2293.99 | 0 | 1314.8053 | 555.1434 | 1558.3223 | 364.015 | 618.0717 | 0 | 0 | 1604.4972 | 0 | 0 | 0 | 0 | 0 | 0 | 0 | 109.0829 | 0 | 2159.6406 | 1314.8053 | 3474.4459 | 4699.9863 | 1423.8882 | 6123.8745
2004 | Stand-Alone Retail | 6B | 2293.99 | 0 | 850.7557 | 429.2235 | 1558.3223 | 363.7299 | 618.0717 | 0 | 0 | 1696.9103 | 0 | 0 | 0 | 0 | 0 | 0 | 0 | 108.5843 | 0 | 2126.1338 | 850.7557 | 2976.8895 | 4666.2261 | 959.34 | 5625.5661
2004 | Stand-Alone Retail | 7 | 2293.99 | 0 | 1622.6721 | 407.8146 | 1558.3223 | 363.5083 | 618.0717 | 0 | 0 | 1660.9965 | 0 | 0 | 0 | 0 | 0 | 0 | 0 | 111.4244 | 0 | 2068.8111 | 1622.6721 | 3691.4832 | 4608.7134 | 1734.0965 | 6342.8099
2004 | Stand-Alone Retail | 8 | 2293.99 | 0 | 2174.6232 | 206.0133 | 1558.3223 | 361.5131 | 618.0717 | 0 | 0 | 1817.0662 | 0 | 0 | 0 | 0 | 0 | 0 | 0 | 114.5788 | 0 | 2023.0796 | 2174.6232 | 4197.7028 | 4560.9867 | 2289.202 | 6850.1888
2007 | Stand-Alone Retail | 0A | 2293.99 | 0 | 0 | 3875.1729 | 1558.3223 | 364.9017 | 618.0717 | 0 | 0 | 1432.2441 | 0 | 0 | 0 | 0 | 0 | 0 | 0 | 92.6061 | 0 | 5307.4169 | 0 | 5307.4169 | 7848.6811 | 92.6061 | 7941.2872
2007 | Stand-Alone Retail | 0B | 2293.99 | 0 | 0.26016 | 3507.8642 | 1558.3223 | 364.9651 | 618.0717 | 0 | 0 | 1490.1368 | 0 | 0 | 0 | 0 | 0 | 0 | 0 | 92.2376 | 0 | 4998.001 | 0.26016 | 4998.2612 | 7539.3285 | 92.4977 | 7631.8263
2007 | Stand-Alone Retail | 1A | 2293.99 | 0 | 0.01084 | 2723.8417 | 1558.3223 | 364.9967 | 618.0717 | 0 | 0 | 1329.2216 | 0 | 0 | 0 | 0 | 0 | 0 | 0 | 94.6115 | 0 | 4053.0633 | 0.01084 | 4053.0741 | 6594.4224 | 94.6224 | 6689.0448
2007 | Stand-Alone Retail | 1B | 2293.99 | 0 | 10.775 | 2835.1934 | 1558.3223 | 364.5534 | 618.0717 | 0 | 0 | 1471.1982 | 0 | 0 | 0 | 0 | 0 | 0 | 0 | 94.5356 | 0 | 4306.3916 | 10.775 | 4317.1665 | 6847.3074 | 105.3214 | 6952.6288
2007 | Stand-Alone Retail | 2A | 2293.99 | 0 | 22.8941 | 2077.6153 | 1558.3223 | 364.4267 | 618.0717 | 0 | 0 | 1235.6367 | 0 | 0 | 0 | 0 | 0 | 0 | 0 | 96.9638 | 0 | 3313.2521 | 22.8941 | 3336.1461 | 5854.0412 | 119.8579 | 5973.899
2007 | Stand-Alone Retail | 2B | 2293.99 | 0 | 11.0893 | 1643.7047 | 1558.3223 | 364.68 | 618.0717 | 0 | 0 | 1330.7101 | 0 | 0 | 0 | 0 | 0 | 0 | 0 | 97.018 | 0 | 2974.4147 | 11.0893 | 2985.5041 | 5515.4572 | 108.1073 | 5623.5645
2007 | Stand-Alone Retail | 3A | 2293.99 | 0 | 147.8901 | 1241.3373 | 1558.3223 | 364.6167 | 618.0717 | 0 | 0 | 1242.6358 | 0 | 0 | 0 | 0 | 0 | 0 | 0 | 101.0722 | 0 | 2483.9731 | 147.8901 | 2631.8632 | 5024.9522 | 248.9623 | 5273.9145
2007 | Stand-Alone Retail | 3B | 2293.99 | 0 | 31.9997 | 1071.0794 | 1558.3223 | 364.6167 | 618.0717 | 0 | 0 | 1354.2092 | 0 | 0 | 0 | 0 | 0 | 0 | 0 | 99.9231 | 0 | 2425.2886 | 31.9997 | 2457.2883 | 4966.2677 | 131.9228 | 5098.1905
2007 | Stand-Alone Retail | 3C | 2293.99 | 0 | 18.7749 | 514.3525 | 1558.3223 | 364.5534 | 618.0717 | 0 | 0 | 1179.2324 | 0 | 0 | 0 | 0 | 0 | 0 | 0 | 101.3757 | 0 | 1693.5849 | 18.7749 | 1712.3598 | 4234.5007 | 120.1506 | 4354.6512
2007 | Stand-Alone Retail | 4A | 2293.99 | 0 | 400.6898 | 809.7386 | 1558.3223 | 364.0466 | 618.0717 | 0 | 0 | 1234.5599 | 0 | 0 | 0 | 0 | 0 | 0 | 0 | 104.3458 | 0 | 2044.2985 | 400.6898 | 2444.9883 | 4584.7076 | 505.0464 | 5089.754
2007 | Stand-Alone Retail | 4B | 2293.99 | 0 | 103.2185 | 702.4406 | 1558.3223 | 364.3317 | 618.0717 | 0 | 0 | 1418.0242 | 0 | 0 | 0 | 0 | 0 | 0 | 0 | 103.3594 | 0 | 2120.4648 | 103.2185 | 2223.6833 | 4661.1589 | 206.5779 | 4867.7368
2007 | Stand-Alone Retail | 4C | 2293.99 | 0 | 227.5533 | 207.1218 | 1558.3223 | 363.6349 | 618.0717 | 0 | 0 | 1177.0472 | 0 | 0 | 0 | 0 | 0 | 0 | 0 | 105.2781 | 0 | 1384.169 | 227.5533 | 1611.7223 | 3924.198 | 332.8314 | 4257.0294
2007 | Stand-Alone Retail | 5A | 2293.99 | 0 | 617.2838 | 503.458 | 1558.3223 | 364.1733 | 618.0717 | 0 | 0 | 1227.6875 | 0 | 0 | 0 | 0 | 0 | 0 | 0 | 107.045 | 0 | 1731.1455 | 617.2838 | 2348.4293 | 4271.6813 | 724.3288 | 4996.0101
2007 | Stand-Alone Retail | 5B | 2293.99 | 0 | 287.5744 | 637.3587 | 1558.3223 | 364.1733 | 618.0717 | 0 | 0 | 1408.6183 | 0 | 0 | 0 | 0 | 0 | 0 | 0 | 106.2428 | 0 | 2045.977 | 287.5744 | 2333.5514 | 4586.5444 | 393.8172 | 4980.3616
2007 | Stand-Alone Retail | 5C | 2293.99 | 0 | 265.0922 | 90.0695 | 1558.3223 | 363.6033 | 618.0717 | 0 | 0 | 1141.7035 | 0 | 0 | 0 | 0 | 0 | 0 | 0 | 106.8065 | 0 | 1231.773 | 265.0922 | 1496.8652 | 3771.7703 | 371.8987 | 4143.669
2007 | Stand-Alone Retail | 6A | 2293.99 | 0 | 908.6196 | 545.1357 | 1558.3223 | 364.015 | 618.0717 | 0 | 0 | 1312.4998 | 0 | 0 | 0 | 0 | 0 | 0 | 0 | 109.0287 | 0 | 1857.6355 | 908.6196 | 2766.2552 | 4398.0446 | 1017.6484 | 5415.6929
2007 | Stand-Alone Retail | 6B | 2293.99 | 0 | 560.5039 | 434.1957 | 1558.3223 | 363.7299 | 618.0717 | 0 | 0 | 1373.4329 | 0 | 0 | 0 | 0 | 0 | 0 | 0 | 108.5192 | 0 | 1807.6286 | 560.5039 | 2368.1325 | 4347.7526 | 669.0231 | 5016.7757
2007 | Stand-Alone Retail | 7 | 2293.99 | 0 | 1086.6233 | 427.9884 | 1558.3223 | 363.5083 | 618.0717 | 0 | 0 | 1404.5328 | 0 | 0 | 0 | 0 | 0 | 0 | 0 | 111.3702 | 0 | 1832.5212 | 1086.6233 | 2919.1445 | 4372.3919 | 1197.9826 | 5570.3745
2007 | Stand-Alone Retail | 8 | 2293.99 | 0 | 1658.3466 | 234.168 | 1558.3223 | 361.5131 | 618.0717 | 0 | 0 | 1492.4804 | 0 | 0 | 0 | 0 | 0 | 0 | 0 | 114.5571 | 0 | 1726.6484 | 1658.3466 | 3384.995 | 4264.5555 | 1772.9145 | 6037.47
2010 | Stand-Alone Retail | 0A | 2293.99 | 0 | 0 | 2950.9789 | 1238.2337 | 191.2235 | 616.3932 | 0 | 0 | 747.7604 | 0 | 0 | 0 | 0 | 0 | 0 | 0 | 90.5357 | 0 | 3698.7393 | 0 | 3698.7393 | 5744.5896 | 90.5357 | 5835.1253
2010 | Stand-Alone Retail | 0B | 2293.99 | 0 | 0.28184 | 2555.8323 | 1265.2798 | 191.1918 | 616.3932 | 0 | 0 | 629.0929 | 0 | 0 | 0 | 0 | 0 | 0 | 0 | 90.243 | 0 | 3184.9252 | 0.28184 | 3185.2071 | 5257.8217 | 90.5248 | 5348.3466
2010 | Stand-Alone Retail | 1A | 2293.99 | 0 | 0.01084 | 1995.305 | 1326.1179 | 191.2235 | 616.3932 | 0 | 0 | 648.855 | 0 | 0 | 0 | 0 | 0 | 0 | 0 | 92.5411 | 0 | 2644.16 | 0.01084 | 2644.1708 | 4777.8945 | 92.5519 | 4870.4465
2010 | Stand-Alone Retail | 1B | 2293.99 | 0 | 23.0784 | 2059.5951 | 1314.495 | 190.9384 | 616.3932 | 0 | 0 | 611.8327 | 0 | 0 | 0 | 0 | 0 | 0 | 0 | 92.5302 | 0 | 2671.4278 | 23.0784 | 2694.5062 | 4793.2545 | 115.6086 | 4908.8631
2010 | Stand-Alone Retail | 2A | 2293.99 | 0 | 26.2653 | 1392.1499 | 1327.163 | 190.8434 | 616.3932 | 0 | 0 | 595.586 | 0 | 0 | 0 | 0 | 0 | 0 | 0 | 94.8934 | 0 | 1987.7359 | 26.2653 | 2014.0012 | 4122.1355 | 121.1478 | 4243.2834
2010 | Stand-Alone Retail | 2B | 2293.99 | 0 | 15.1001 | 1059.5198 | 1377.1066 | 191.0018 | 616.3932 | 0 | 0 | 637.1371 | 0 | 0 | 0 | 0 | 0 | 0 | 0 | 94.9801 | 0 | 1696.6569 | 15.1001 | 1711.757 | 3881.1902 | 110.0802 | 3991.2704
2010 | Stand-Alone Retail | 3A | 2293.99 | 0 | 176.8654 | 783.3574 | 1331.4068 | 190.9701 | 616.3932 | 0 | 0 | 601.7617 | 0 | 0 | 0 | 0 | 0 | 0 | 0 | 98.9475 | 0 | 1385.1191 | 176.8654 | 1561.9846 | 3523.8576 | 275.813 | 3799.6705
2010 | Stand-Alone Retail | 3B | 2293.99 | 0 | 60.0319 | 754.4111 | 1368.9674 | 190.9701 | 616.3932 | 0 | 0 | 634.9202 | 0 | 0 | 0 | 0 | 0 | 0 | 0 | 97.8635 | 0 | 1389.3312 | 60.0319 | 1449.3631 | 3565.662 | 157.9063 | 3723.5682
2010 | Stand-Alone Retail | 3C | 2293.99 | 0 | 21.6692 | 384.9172 | 1370.3292 | 191.2868 | 616.3932 | 0 | 0 | 612.4028 | 0 | 0 | 0 | 0 | 0 | 0 | 0 | 99.2944 | 0 | 997.32 | 21.6692 | 1018.9891 | 3175.3925 | 120.9636 | 3296.3561
2010 | Stand-Alone Retail | 4A | 2293.99 | 0 | 445.2205 | 517.6145 | 1322.6342 | 191.3818 | 616.3932 | 0 | 0 | 635.3952 | 0 | 0 | 0 | 0 | 0 | 0 | 0 | 102.167 | 0 | 1153.0097 | 445.2205 | 1598.2302 | 3283.4189 | 547.3875 | 3830.8064
2010 | Stand-Alone Retail | 4B | 2293.99 | 0 | 162.8493 | 537.6299 | 1328.6515 | 190.9068 | 616.3932 | 0 | 0 | 701.3638 | 0 | 0 | 0 | 0 | 0 | 0 | 0 | 101.2348 | 0 | 1238.9937 | 162.8493 | 1401.8431 | 3374.9136 | 264.0841 | 3638.9976
2010 | Stand-Alone Retail | 4C | 2293.99 | 0 | 297.1569 | 158.825 | 1349.237 | 191.3501 | 616.3932 | 0 | 0 | 674.571 | 0 | 0 | 0 | 0 | 0 | 0 | 0 | 103.1101 | 0 | 833.396 | 297.1569 | 1130.553 | 2990.4081 | 400.267 | 3390.6751
2010 | Stand-Alone Retail | 5A | 2293.99 | 0 | 692.1232 | 300.2949 | 1322.7926 | 191.0334 | 616.3932 | 0 | 0 | 654.8089 | 0 | 0 | 0 | 0 | 0 | 0 | 0 | 104.8553 | 0 | 955.1039 | 692.1232 | 1647.227 | 3085.3231 | 796.9785 | 3882.3016
2010 | Stand-Alone Retail | 5B | 2293.99 | 0 | 382.6412 | 367.0236 | 1336.569 | 191.2551 | 616.3932 | 0 | 0 | 725.2113 | 0 | 0 | 0 | 0 | 0 | 0 | 0 | 104.0748 | 0 | 1092.235 | 382.6412 | 1474.8761 | 3236.4523 | 486.716 | 3723.1683
2010 | Stand-Alone Retail | 5C | 2293.99 | 0 | 362.056 | 68.8506 | 1338.5959 | 191.2551 | 616.3932 | 0 | 0 | 660.7312 | 0 | 0 | 0 | 0 | 0 | 0 | 0 | 104.6385 | 0 | 729.5818 | 362.056 | 1091.6378 | 2875.826 | 466.6945 | 3342.5205
2010 | Stand-Alone Retail | 6A | 2293.99 | 0 | 927.8064 | 347.0715 | 1461.6972 | 191.1601 | 616.3932 | 0 | 0 | 727.3332 | 0 | 0 | 0 | 0 | 0 | 0 | 0 | 106.8174 | 0 | 1074.4047 | 927.8064 | 2002.2112 | 3343.6553 | 1034.6238 | 4378.2791
2010 | Stand-Alone Retail | 6B | 2293.99 | 0 | 628.0479 | 238.5384 | 1468.2529 | 190.9384 | 616.3932 | 0 | 0 | 757.198 | 0 | 0 | 0 | 0 | 0 | 0 | 0 | 106.3187 | 0 | 995.7365 | 628.0479 | 1623.7844 | 3271.321 | 734.3558 | 4005.6768
2010 | Stand-Alone Retail | 7 | 2293.99 | 0 | 1124.6825 | 242.7506 | 1446.1789 | 191.2551 | 616.3932 | 0 | 0 | 839.8251 | 0 | 0 | 0 | 0 | 0 | 0 | 0 | 109.148 | 0 | 1082.5756 | 1124.6825 | 2207.2581 | 3336.4345 | 1233.8305 | 4570.265
2010 | Stand-Alone Retail | 8 | 2293.99 | 0 | 1693.143 | 92.3814 | 1482.3777 | 192.6486 | 616.3932 | 0 | 0 | 1033.1387 | 0 | 0 | 0 | 0 | 0 | 0 | 0 | 112.3132 | 0 | 1125.5201 | 1693.143 | 2818.6631 | 3416.9396 | 1805.4562 | 5222.3958
2013 | Stand-Alone Retail | 0A | 2293.99 | 0 | 0 | 2288.9492 | 1064.017 | 191.2235 | 615.3481 | 0 | 0 | 517.8678 | 0 | 0 | 0 | 0 | 0 | 84.6222 | 0 | 90.5357 | 0 | 2891.4393 | 0 | 2891.4393 | 4761.9962 | 90.5357 | 4852.5319
2013 | Stand-Alone Retail | 0B | 2293.99 | 0 | 0 | 2399.4142 | 1086.7877 | 191.1918 | 615.3481 | 0 | 0 | 598.2146 | 0 | 0 | 0 | 0 | 0 | 0 | 0 | 90.243 | 0 | 2997.6288 | 0 | 2997.6288 | 4890.9564 | 90.243 | 4981.1995
2013 | Stand-Alone Retail | 1A | 2293.99 | 0 | 0 | 1658.6212 | 1138.1565 | 191.2235 | 615.3481 | 0 | 0 | 468.0826 | 0 | 0 | 0 | 0 | 0 | 84.6222 | 0 | 92.5411 | 0 | 2211.3261 | 0 | 2211.3261 | 4156.0224 | 92.5411 | 4248.5635
2013 | Stand-Alone Retail | 1B | 2293.99 | 0 | 14.7749 | 1936.9372 | 1128.3071 | 190.9384 | 615.3481 | 0 | 0 | 568.7615 | 0 | 0 | 0 | 0 | 0 | 0 | 0 | 92.5194 | 0 | 2505.6987 | 14.7749 | 2520.4736 | 4440.2923 | 107.2943 | 4547.5867
2013 | Stand-Alone Retail | 2A | 2293.99 | 0 | 3.5122 | 1173.5319 | 1144.0787 | 190.8434 | 615.3481 | 0 | 0 | 434.4491 | 0 | 0 | 0 | 0 | 0 | 64.9868 | 0 | 94.8825 | 0 | 1672.9677 | 3.5122 | 1676.4799 | 3623.238 | 98.3947 | 3721.6327
2013 | Stand-Alone Retail | 2B | 2293.99 | 0 | 4.7262 | 1001.7854 | 1185.7565 | 191.0018 | 615.3481 | 0 | 0 | 487.7813 | 0 | 0 | 0 | 0 | 0 | 0 | 0 | 94.9801 | 0 | 1489.5668 | 4.7262 | 1494.293 | 3481.6731 | 99.7063 | 3581.3794
2013 | Stand-Alone Retail | 3A | 2293.99 | 0 | 67.3706 | 697.9118 | 1149.0826 | 190.9701 | 615.3481 | 0 | 0 | 436.951 | 0 | 0 | 0 | 0 | 0 | 60.9964 | 0 | 98.9367 | 0 | 1195.8592 | 67.3706 | 1263.2298 | 3151.2917 | 166.3073 | 3317.599
2013 | Stand-Alone Retail | 3B | 2293.99 | 0 | 42.341 | 710.9915 | 1180.6893 | 190.9701 | 615.3481 | 0 | 0 | 479.7688 | 0 | 0 | 0 | 0 | 0 | 0 | 0 | 97.8635 | 0 | 1190.7603 | 42.341 | 1233.1014 | 3177.7361 | 140.2046 | 3317.9407
2013 | Stand-Alone Retail | 3C | 2293.99 | 0 | 4.13 | 356.0025 | 1182.9695 | 191.2868 | 615.3481 | 0 | 0 | 479.2621 | 0 | 0 | 0 | 0 | 0 | 0 | 0 | 99.3052 | 0 | 835.2646 | 4.13 | 839.3946 | 2824.8373 | 103.4353 | 2928.2726
2013 | Stand-Alone Retail | 4A | 2293.99 | 0 | 159.077 | 479.5155 | 1175.8754 | 191.3818 | 615.3481 | 0 | 0 | 483.9493 | 0 | 0 | 0 | 0 | 0 | 61.9465 | 0 | 102.1345 | 0 | 1025.4113 | 159.077 | 1184.4883 | 3007.9849 | 261.2223 | 3269.2072
2013 | Stand-Alone Retail | 4B | 2293.99 | 0 | 114.5246 | 489.6815 | 1176.6988 | 190.9068 | 615.3481 | 0 | 0 | 556.9486 | 0 | 0 | 0 | 0 | 0 | 0 | 0 | 101.2131 | 0 | 1046.6302 | 114.5246 | 1161.1548 | 3029.5522 | 215.7377 | 3245.2899
2013 | Stand-Alone Retail | 4C | 2293.99 | 0 | 226.2308 | 151.921 | 1192.5972 | 191.3501 | 615.3481 | 0 | 0 | 470.4895 | 0 | 0 | 0 | 0 | 0 | 0 | 0 | 103.0992 | 0 | 622.4105 | 226.2308 | 848.6413 | 2621.7059 | 329.33 | 2951.036
2013 | Stand-Alone Retail | 5A | 2293.99 | 0 | 295.4442 | 307.1673 | 1176.3188 | 191.0334 | 615.3481 | 0 | 0 | 493.7036 | 0 | 0 | 0 | 0 | 0 | 54.314 | 0 | 104.812 | 0 | 855.185 | 295.4442 | 1150.6292 | 2837.917 | 400.2562 | 3238.1732
2013 | Stand-Alone Retail | 5B | 2293.99 | 0 | 315.379 | 344.2846 | 1184.363 | 191.2551 | 615.3481 | 0 | 0 | 577.1857 | 0 | 0 | 0 | 0 | 0 | 0 | 0 | 104.0532 | 0 | 921.4703 | 315.379 | 1236.8493 | 2912.4049 | 419.4321 | 3331.837
2013 | Stand-Alone Retail | 5C | 2293.99 | 0 | 270.0136 | 69.4523 | 1185.4398 | 191.2551 | 615.3481 | 0 | 0 | 461.7169 | 0 | 0 | 0 | 0 | 0 | 0 | 0 | 104.6277 | 0 | 531.1692 | 270.0136 | 801.1828 | 2523.1806 | 374.6304 | 2897.811
2013 | Stand-Alone Retail | 6A | 2293.99 | 0 | 482.1957 | 334.8152 | 1263.6013 | 191.1601 | 615.3481 | 0 | 0 | 536.6165 | 0 | 0 | 0 | 0 | 0 | 57.5127 | 0 | 106.7848 | 0 | 928.9444 | 482.1957 | 1411.1402 | 2999.0223 | 588.9806 | 3588.0029
2013 | Stand-Alone Retail | 6B | 2293.99 | 0 | 557.6096 | 217.7629 | 1267.6551 | 190.9384 | 615.3481 | 0 | 0 | 577.6608 | 0 | 0 | 0 | 0 | 0 | 0 | 0 | 106.3079 | 0 | 795.4237 | 557.6096 | 1353.0333 | 2869.3337 | 663.9175 | 3533.2512
2013 | Stand-Alone Retail | 7 | 2293.99 | 0 | 590.6608 | 245.4742 | 1251.6617 | 191.2551 | 615.3481 | 0 | 0 | 554.51 | 0 | 0 | 0 | 0 | 0 | 56.7526 | 0 | 109.1154 | 0 | 856.7368 | 590.6608 | 1447.3976 | 2915.0018 | 699.7762 | 3614.778
2013 | Stand-Alone Retail | 8 | 2293.99 | 0 | 912.728 | 116.7673 | 1269.7136 | 192.6486 | 615.3481 | 0 | 0 | 613.5112 | 0 | 0 | 0 | 0 | 0 | 58.2411 | 0 | 112.2482 | 0 | 788.5197 | 912.728 | 1701.2477 | 2866.1667 | 1024.9762 | 3891.1429
2016 | Stand-Alone Retail | 0A | 2293.99 | 0 | 0 | 2209.2359 | 861.044 | 122.0878 | 615.3481 | 0 | 0 | 495.9839 | 0 | 0 | 0 | 0 | 0 | 84.6222 | 0 | 90.5357 | 0 | 2789.842 | 0 | 2789.842 | 4388.2902 | 90.5357 | 4478.8259
2016 | Stand-Alone Retail | 0B | 2293.99 | 0 | 0 | 2315.0137 | 880.236 | 122.0245 | 615.3481 | 0 | 0 | 582.348 | 0 | 0 | 0 | 0 | 0 | 0 | 0 | 90.243 | 0 | 2897.3616 | 0 | 2897.3616 | 4514.9385 | 90.243 | 4605.1815
2016 | Stand-Alone Retail | 1A | 2293.99 | 0 | 0 | 1748.3423 | 923.7506 | 122.0245 | 615.3481 | 0 | 0 | 464.5356 | 0 | 0 | 0 | 0 | 0 | 0 | 0 | 92.5411 | 0 | 2212.8779 | 0 | 2212.8779 | 3873.9694 | 92.5411 | 3966.5105
2016 | Stand-Alone Retail | 1B | 2293.99 | 0 | 16.6828 | 1868.7834 | 915.358 | 121.8345 | 615.3481 | 0 | 0 | 551.1213 | 0 | 0 | 0 | 0 | 0 | 0 | 0 | 92.5194 | 0 | 2419.9047 | 16.6828 | 2436.5875 | 4072.4136 | 109.2022 | 4181.6158
2016 | Stand-Alone Retail | 2A | 2293.99 | 0 | 11.1218 | 1236.3968 | 928.6911 | 121.7712 | 615.3481 | 0 | 0 | 423.9663 | 0 | 0 | 0 | 0 | 0 | 0 | 0 | 94.8934 | 0 | 1660.3631 | 11.1218 | 1671.4849 | 3326.1101 | 106.0152 | 3432.1253
2016 | Stand-Alone Retail | 2B | 2293.99 | 0 | 6.3631 | 953.172 | 963.9715 | 121.8978 | 615.3481 | 0 | 0 | 466.024 | 0 | 0 | 0 | 0 | 0 | 0 | 0 | 94.9801 | 0 | 1419.196 | 6.3631 | 1425.5591 | 3120.3818 | 101.3432 | 3221.7249
2016 | Stand-Alone Retail | 3A | 2293.99 | 0 | 167.8791 | 686.4789 | 932.9349 | 121.8662 | 615.3481 | 0 | 0 | 460.8935 | 0 | 0 | 0 | 0 | 0 | 0 | 0 | 98.9475 | 0 | 1147.3724 | 167.8791 | 1315.2515 | 2817.4899 | 266.8374 | 3084.3273
2016 | Stand-Alone Retail | 3B | 2293.99 | 0 | 50.2868 | 669.9155 | 959.696 | 121.8345 | 615.3481 | 0 | 0 | 497.4407 | 0 | 0 | 0 | 0 | 0 | 0 | 0 | 97.8744 | 0 | 1167.3562 | 50.2868 | 1217.643 | 2864.2348 | 148.1611 | 3012.3959
2016 | Stand-Alone Retail | 3C | 2293.99 | 0 | 5.8536 | 323.9208 | 961.6595 | 122.2462 | 615.3481 | 0 | 0 | 455.5096 | 0 | 0 | 0 | 0 | 0 | 0 | 0 | 99.3161 | 0 | 779.4304 | 5.8536 | 785.284 | 2478.6842 | 105.1697 | 2583.8539
2016 | Stand-Alone Retail | 4A | 2293.99 | 0 | 403.2914 | 453.9578 | 955.6422 | 122.4679 | 615.3481 | 0 | 0 | 480.4656 | 0 | 0 | 0 | 0 | 0 | 0 | 0 | 102.1562 | 0 | 934.4234 | 403.2914 | 1337.7147 | 2627.8816 | 505.4475 | 3133.3291
2016 | Stand-Alone Retail | 4B | 2293.99 | 0 | 134.6436 | 459.2467 | 956.3073 | 121.8345 | 615.3481 | 0 | 0 | 533.8295 | 0 | 0 | 0 | 0 | 0 | 0 | 0 | 101.2131 | 0 | 993.0762 | 134.6436 | 1127.7198 | 2686.5661 | 235.8567 | 2922.4228
2016 | Stand-Alone Retail | 4C | 2293.99 | 0 | 259.7481 | 137.0361 | 969.7987 | 122.5629 | 615.3481 | 0 | 0 | 446.6103 | 0 | 0 | 0 | 0 | 0 | 0 | 0 | 103.1101 | 0 | 583.6464 | 259.7481 | 843.3945 | 2291.3245 | 362.8582 | 2654.1827
2016 | Stand-Alone Retail | 5A | 2293.99 | 0 | 635.4083 | 263.8744 | 956.0223 | 122.0562 | 615.3481 | 0 | 0 | 495.1921 | 0 | 0 | 0 | 0 | 0 | 0 | 0 | 104.8336 | 0 | 759.0666 | 635.4083 | 1394.4748 | 2452.4615 | 740.2311 | 3192.6925
2016 | Stand-Alone Retail | 5B | 2293.99 | 0 | 343.6822 | 328.5762 | 962.8313 | 122.3095 | 615.3481 | 0 | 0 | 556.4736 | 0 | 0 | 0 | 0 | 0 | 0 | 0 | 104.0532 | 0 | 885.0498 | 343.6822 | 1228.732 | 2585.5071 | 447.7354 | 3033.2425
2016 | Stand-Alone Retail | 5C | 2293.99 | 0 | 302.3926 | 64.1634 | 963.7498 | 122.4362 | 615.3481 | 0 | 0 | 485.2477 | 0 | 0 | 0 | 0 | 0 | 0 | 0 | 104.6277 | 0 | 549.4112 | 302.3926 | 851.8038 | 2250.9452 | 407.0203 | 2657.9656
2016 | Stand-Alone Retail | 6A | 2293.99 | 0 | 879.1782 | 296.9696 | 1029.9084 | 122.2462 | 615.3481 | 0 | 0 | 540.0368 | 0 | 0 | 0 | 0 | 0 | 0 | 0 | 106.8065 | 0 | 837.0064 | 879.1782 | 1716.1846 | 2604.4775 | 985.9847 | 3590.4622
2016 | Stand-Alone Retail | 6B | 2293.99 | 0 | 589.5117 | 201.7379 | 1033.3288 | 122.0245 | 615.3481 | 0 | 0 | 554.6367 | 0 | 0 | 0 | 0 | 0 | 0 | 0 | 106.3079 | 0 | 756.3746 | 589.5117 | 1345.8863 | 2527.076 | 695.8088 | 3222.8847
2016 | Stand-Alone Retail | 7 | 2293.99 | 0 | 612.1782 | 226.7255 | 1019.8373 | 122.4679 | 615.3481 | 0 | 0 | 532.5944 | 0 | 0 | 0 | 0 | 0 | 58.3995 | 0 | 109.1154 | 0 | 817.7194 | 612.1782 | 1429.8976 | 2575.3727 | 721.2936 | 3296.6663
2016 | Stand-Alone Retail | 8 | 2293.99 | 0 | 928.3593 | 107.583 | 1035.1023 | 124.5898 | 615.3481 | 0 | 0 | 589.1253 | 0 | 0 | 0 | 0 | 0 | 59.983 | 0 | 112.2482 | 0 | 756.6913 | 928.3593 | 1685.0506 | 2531.7315 | 1040.6183 | 3572.3498
2019 | Stand-Alone Retail | 0A | 2293.99 | 0 | 0 | 2530.1163 | 674.9827 | 122.0878 | 615.3481 | 0 | 0 | 538.5167 | 0 | 0 | 0 | 0 | 0 | 0 | 0 | 90.5357 | 0 | 3068.633 | 0 | 3068.633 | 4481.0516 | 90.5357 | 4571.5873
2019 | Stand-Alone Retail | 0B | 2293.99 | 0 | 0.01084 | 2243.1544 | 687.3657 | 122.0245 | 615.3481 | 0 | 0 | 564.7711 | 0 | 0 | 0 | 0 | 0 | 0 | 0 | 90.243 | 0 | 2807.9255 | 0.01084 | 2807.9364 | 4232.6638 | 90.2538 | 4322.9177
2019 | Stand-Alone Retail | 1A | 2293.99 | 0 | 0 | 1679.6818 | 728.7267 | 122.0245 | 615.3481 | 0 | 0 | 440.7197 | 0 | 0 | 0 | 0 | 0 | 0 | 0 | 92.5411 | 0 | 2120.4015 | 0 | 2120.4015 | 3586.4691 | 92.5411 | 3679.0102
2019 | Stand-Alone Retail | 1B | 2293.99 | 0 | 19.8047 | 1798.5076 | 720.8725 | 121.8345 | 615.3481 | 0 | 0 | 531.4543 | 0 | 0 | 0 | 0 | 0 | 0 | 0 | 92.5302 | 0 | 2329.9619 | 19.8047 | 2349.7666 | 3787.9854 | 112.3349 | 3900.3203
2019 | Stand-Alone Retail | 2A | 2293.99 | 0 | 14.1679 | 1168.1796 | 729.5184 | 121.7712 | 615.3481 | 0 | 0 | 401.829 | 0 | 0 | 0 | 0 | 0 | 0 | 0 | 94.8934 | 0 | 1570.0086 | 14.1679 | 1584.1765 | 3036.6463 | 109.0721 | 3145.7184
2019 | Stand-Alone Retail | 2B | 2293.99 | 0 | 8.2276 | 895.0892 | 761.4735 | 121.8978 | 615.3481 | 0 | 0 | 479.4838 | 0 | 0 | 0 | 0 | 0 | 0 | 0 | 95.0018 | 0 | 1374.573 | 8.2276 | 1382.8006 | 2873.2607 | 103.2185 | 2976.4792
2019 | Stand-Alone Retail | 3A | 2293.99 | 0 | 185.9168 | 643.7244 | 734.9657 | 121.8662 | 615.3481 | 0 | 0 | 437.4894 | 0 | 0 | 0 | 0 | 0 | 0 | 0 | 98.9584 | 0 | 1081.2138 | 185.9168 | 1267.1306 | 2553.3621 | 284.886 | 2838.2481
2019 | Stand-Alone Retail | 3B | 2293.99 | 0 | 63.4248 | 627.1293 | 758.3698 | 121.8345 | 615.3481 | 0 | 0 | 472.7064 | 0 | 0 | 0 | 0 | 0 | 0 | 0 | 97.8852 | 0 | 1099.8358 | 63.4248 | 1163.2606 | 2595.3882 | 161.31 | 2756.6982
2019 | Stand-Alone Retail | 3C | 2293.99 | 0 | 9.149 | 281.2929 | 757.8631 | 122.2462 | 615.3481 | 0 | 0 | 427.7034 | 0 | 0 | 0 | 0 | 0 | 0 | 0 | 99.3378 | 0 | 708.9963 | 9.149 | 718.1452 | 2204.422 | 108.4867 | 2312.9087
2019 | Stand-Alone Retail | 4A | 2293.99 | 0 | 433.8385 | 425.9932 | 757.3881 | 122.4679 | 615.3481 | 0 | 0 | 460.3868 | 0 | 0 | 0 | 0 | 0 | 0 | 0 | 102.167 | 0 | 886.38 | 433.8385 | 1320.2184 | 2381.584 | 536.0055 | 2917.5895
2019 | Stand-Alone Retail | 4B | 2293.99 | 0 | 154.7952 | 429.8569 | 759.7316 | 121.8345 | 615.3481 | 0 | 0 | 510.8688 | 0 | 0 | 0 | 0 | 0 | 0 | 0 | 101.2348 | 0 | 940.7257 | 154.7952 | 1095.5209 | 2437.6399 | 256.03 | 2693.6699
2019 | Stand-Alone Retail | 4C | 2293.99 | 0 | 287.8454 | 123.3547 | 770.4044 | 122.5629 | 615.3481 | 0 | 0 | 468.9377 | 0 | 0 | 0 | 0 | 0 | 0 | 0 | 103.1318 | 0 | 592.2923 | 287.8454 | 880.1377 | 2100.5761 | 390.9771 | 2491.5532
2019 | Stand-Alone Retail | 5A | 2293.99 | 0 | 671.9499 | 245.6325 | 756.7863 | 122.0562 | 615.3481 | 0 | 0 | 472.4531 | 0 | 0 | 0 | 0 | 0 | 0 | 0 | 104.8445 | 0 | 718.0856 | 671.9499 | 1390.0355 | 2212.2445 | 776.7944 | 2989.0389
2019 | Stand-Alone Retail | 5B | 2293.99 | 0 | 373.7849 | 303.5569 | 764.1971 | 122.3095 | 615.3481 | 0 | 0 | 531.2326 | 0 | 0 | 0 | 0 | 0 | 0 | 0 | 104.064 | 0 | 834.7895 | 373.7849 | 1208.5744 | 2336.6126 | 477.8489 | 2814.4615
2019 | Stand-Alone Retail | 5C | 2293.99 | 0 | 342.5982 | 52.2872 | 765.0205 | 122.4362 | 615.3481 | 0 | 0 | 462.0653 | 0 | 0 | 0 | 0 | 0 | 0 | 0 | 104.6494 | 0 | 514.3525 | 342.5982 | 856.9507 | 2017.1573 | 447.2476 | 2464.4049
2019 | Stand-Alone Retail | 6A | 2293.99 | 0 | 914.6575 | 275.339 | 852.5564 | 122.2462 | 615.3481 | 0 | 0 | 517.9629 | 0 | 0 | 0 | 0 | 0 | 0 | 0 | 106.8174 | 0 | 793.3018 | 914.6575 | 1707.9594 | 2383.4209 | 1021.4749 | 3404.8957
2019 | Stand-Alone Retail | 6B | 2293.99 | 0 | 625.9016 | 189.2599 | 855.5334 | 122.0245 | 615.3481 | 0 | 0 | 529.9024 | 0 | 0 | 0 | 0 | 0 | 0 | 0 | 106.3187 | 0 | 719.1624 | 625.9016 | 1345.064 | 2312.0683 | 732.2203 | 3044.2887
2019 | Stand-Alone Retail | 7 | 2293.99 | 0 | 643.3432 | 209.4654 | 844.0055 | 122.4679 | 615.3481 | 0 | 0 | 505.2948 | 0 | 0 | 0 | 0 | 0 | 59.7613 | 0 | 109.1263 | 0 | 774.5215 | 643.3432 | 1417.8647 | 2356.343 | 752.4694 | 3108.8124
2019 | Stand-Alone Retail | 8 | 2293.99 | 0 | 962.9822 | 94.6616 | 859.3021 | 124.5898 | 615.3481 | 0 | 0 | 561.1291 | 0 | 0 | 0 | 0 | 0 | 61.7248 | 0 | 112.2699 | 0 | 717.5155 | 962.9822 | 1680.4978 | 2316.6922 | 1075.2521 | 3391.9443
2004 | Strip Mall | 0A | 2090.32 | 0 | 0 | 3741.6838 | 2001.7023 | 529.5541 | 407.6562 | 0 | 0 | 1012.2049 | 0 | 0 | 0 | 0 | 0 | 0 | 199.9327 | 0 | 0 | 4753.8887 | 0 | 4753.8887 | 7892.7341 | 0 | 7892.7341
2004 | Strip Mall | 0B | 2090.32 | 0 | 0 | 3056.5984 | 2001.7023 | 529.6491 | 407.6562 | 0 | 0 | 1125.8052 | 0 | 0 | 0 | 0 | 0 | 0 | 198.3492 | 0 | 0 | 4182.4035 | 0 | 4182.4035 | 7319.7604 | 0 | 7319.7604
2004 | Strip Mall | 1A | 2090.32 | 0 | 0 | 2460.8223 | 2001.7023 | 529.7124 | 407.6562 | 0 | 0 | 901.4549 | 0 | 0 | 0 | 0 | 0 | 0 | 203.0364 | 0 | 0 | 3362.2772 | 0 | 3362.2772 | 6504.3846 | 0 | 6504.3846
2004 | Strip Mall | 1B | 2090.32 | 0 | 4.2059 | 2469.975 | 2001.7023 | 529.0474 | 407.6562 | 0 | 0 | 1085.0775 | 0 | 0 | 0 | 0 | 0 | 0 | 202.213 | 0 | 0 | 3555.0525 | 4.2059 | 3559.2584 | 6695.6397 | 4.2059 | 6699.8457
2004 | Strip Mall | 2A | 2090.32 | 0 | 28.1515 | 2103.6481 | 2001.7023 | 528.8573 | 407.6562 | 0 | 0 | 957.2257 | 0 | 0 | 0 | 0 | 0 | 0 | 207.0268 | 0 | 0 | 3060.8738 | 28.1515 | 3089.0253 | 6206.1165 | 28.1515 | 6234.268
2004 | Strip Mall | 2B | 2090.32 | 0 | 9.6693 | 1621.7257 | 2001.7023 | 529.2374 | 407.6562 | 0 | 0 | 1107.8799 | 0 | 0 | 0 | 0 | 0 | 0 | 206.4884 | 0 | 0 | 2729.6056 | 9.6693 | 2739.2749 | 5874.7217 | 9.6693 | 5884.3909
2004 | Strip Mall | 3A | 2090.32 | 0 | 304.8642 | 1165.0443 | 2001.7023 | 529.1424 | 407.6562 | 0 | 0 | 925.1757 | 0 | 0 | 0 | 0 | 0 | 0 | 214.1525 | 0 | 0 | 2090.22 | 304.8642 | 2395.0842 | 5242.9052 | 304.8642 | 5547.7693
2004 | Strip Mall | 3B | 2090.32 | 0 | 67.75 | 1018.4122 | 2001.7023 | 529.1424 | 407.6562 | 0 | 0 | 1057.5246 | 0 | 0 | 0 | 0 | 0 | 0 | 211.6189 | 0 | 0 | 2075.9368 | 67.75 | 2143.6868 | 5226.0567 | 67.75 | 5293.8067
2004 | Strip Mall | 3C | 2090.32 | 0 | 9.8752 | 406.0411 | 2001.7023 | 529.0474 | 407.6562 | 0 | 0 | 876.1822 | 0 | 0 | 0 | 0 | 0 | 0 | 213.9625 | 0 | 0 | 1282.2233 | 9.8752 | 1292.0985 | 4434.5601 | 9.8752 | 4444.4353
2004 | Strip Mall | 4A | 2090.32 | 0 | 818.4092 | 707.4761 | 2001.7023 | 528.3506 | 407.6562 | 0 | 0 | 839.4767 | 0 | 0 | 0 | 0 | 0 | 0 | 220.0432 | 0 | 0 | 1546.9528 | 818.4092 | 2365.362 | 4704.7052 | 818.4092 | 5523.1143
2004 | Strip Mall | 4B | 2090.32 | 0 | 243.965 | 653.1621 | 2001.7023 | 528.7306 | 407.6562 | 0 | 0 | 1042.8931 | 0 | 0 | 0 | 0 | 0 | 0 | 218.0479 | 0 | 0 | 1696.0552 | 243.965 | 1940.0202 | 4852.224 | 243.965 | 5096.1891
2004 | Strip Mall | 4C | 2090.32 | 0 | 596.8396 | 179.9173 | 2001.7023 | 527.7489 | 407.6562 | 0 | 0 | 788.678 | 0 | 0 | 0 | 0 | 0 | 0 | 221.69 | 0 | 0 | 968.5953 | 596.8396 | 1565.4348 | 4127.3927 | 596.8396 | 4724.2323
2004 | Strip Mall | 5A | 2090.32 | 0 | 1171.0452 | 387.2608 | 2001.7023 | 528.509 | 407.6562 | 0 | 0 | 788.7414 | 0 | 0 | 0 | 0 | 0 | 0 | 224.6036 | 0 | 0 | 1176.0021 | 1171.0452 | 2347.0473 | 4338.4733 | 1171.0452 | 5509.5185
2004 | Strip Mall | 5B | 2090.32 | 0 | 601.0238 | 509.5386 | 2001.7023 | 528.509 | 407.6562 | 0 | 0 | 975.5943 | 0 | 0 | 0 | 0 | 0 | 0 | 222.8618 | 0 | 0 | 1485.133 | 601.0238 | 2086.1568 | 4645.894 | 601.0238 | 5246.9178
2004 | Strip Mall | 5C | 2090.32 | 0 | 713.0444 | 77.2748 | 2001.7023 | 527.6855 | 407.6562 | 0 | 0 | 696.93 | 0 | 0 | 0 | 0 | 0 | 0 | 224.3186 | 0 | 0 | 774.2048 | 713.0444 | 1487.2492 | 3935.5676 | 713.0444 | 4648.6119
2004 | Strip Mall | 6A | 2090.32 | 0 | 1596.5477 | 462.1286 | 2001.7023 | 528.2556 | 407.6562 | 0 | 0 | 948.5482 | 0 | 0 | 0 | 0 | 0 | 0 | 227.929 | 0 | 0 | 1410.6768 | 1596.5477 | 3007.2245 | 4576.2517 | 1596.5477 | 6172.7994
2004 | Strip Mall | 6B | 2090.32 | 0 | 1071.534 | 322.2106 | 2001.7023 | 527.8756 | 407.6562 | 0 | 0 | 994.7547 | 0 | 0 | 0 | 0 | 0 | 0 | 227.0422 | 0 | 0 | 1316.9653 | 1071.534 | 2388.4993 | 4481.2417 | 1071.534 | 5552.7757
2004 | Strip Mall | 7 | 2090.32 | 0 | 1874.9406 | 334.0868 | 2001.7023 | 527.5589 | 407.6562 | 0 | 0 | 1022.7193 | 0 | 0 | 0 | 0 | 0 | 0 | 231.6661 | 0 | 0 | 1356.8061 | 1874.9406 | 3231.7467 | 4525.3896 | 1874.9406 | 6400.3302
2004 | Strip Mall | 8 | 2090.32 | 0 | 2522.7607 | 147.3605 | 2001.7023 | 524.6452 | 407.6562 | 0 | 0 | 1131.6958 | 0 | 0 | 0 | 0 | 0 | 0 | 236.7966 | 0 | 0 | 1279.0563 | 2522.7607 | 3801.817 | 4449.825 | 2522.7607 | 6972.5857
2007 | Strip Mall | 0A | 2090.32 | 0 | 0 | 3587.2609 | 2157.6138 | 529.5541 | 407.6562 | 0 | 0 | 1032.7587 | 0 | 0 | 0 | 0 | 0 | 0 | 199.9327 | 0 | 0 | 4620.0196 | 0 | 4620.0196 | 7914.808 | 0 | 7914.808
2007 | Strip Mall | 0B | 2090.32 | 0 | 0 | 2945.8167 | 2157.6138 | 529.6491 | 407.6562 | 0 | 0 | 1144.8705 | 0 | 0 | 0 | 0 | 0 | 0 | 198.2859 | 0 | 0 | 4090.6872 | 0 | 4090.6872 | 7383.9238 | 0 | 7383.9238
2007 | Strip Mall | 1A | 2090.32 | 0 | 0 | 2404.9565 | 2157.6138 | 529.7124 | 407.6562 | 0 | 0 | 928.0893 | 0 | 0 | 0 | 0 | 0 | 0 | 203.0364 | 0 | 0 | 3333.0458 | 0 | 3333.0458 | 6631.0646 | 0 | 6631.0646
2007 | Strip Mall | 1B | 2090.32 | 0 | 1.6802 | 2401.9161 | 2157.6138 | 529.0474 | 407.6562 | 0 | 0 | 1105.093 | 0 | 0 | 0 | 0 | 0 | 0 | 202.0863 | 0 | 0 | 3507.0091 | 1.6802 | 3508.6893 | 6803.4444 | 1.6802 | 6805.1246
2007 | Strip Mall | 2A | 2090.32 | 0 | 11.2953 | 2014.212 | 2157.6138 | 528.8573 | 407.6562 | 0 | 0 | 935.8802 | 0 | 0 | 0 | 0 | 0 | 0 | 206.8368 | 0 | 0 | 2950.0922 | 11.2953 | 2961.3874 | 6251.1196 | 11.2953 | 6262.4149
2007 | Strip Mall | 2B | 2090.32 | 0 | 2.8401 | 1570.737 | 2157.6138 | 529.2374 | 407.6562 | 0 | 0 | 1077.065 | 0 | 0 | 0 | 0 | 0 | 0 | 206.2034 | 0 | 0 | 2647.802 | 2.8401 | 2650.6421 | 5948.5444 | 2.8401 | 5951.3845
2007 | Strip Mall | 3A | 2090.32 | 0 | 152.8982 | 1090.7465 | 2157.6138 | 529.1424 | 407.6562 | 0 | 0 | 839.4767 | 0 | 0 | 0 | 0 | 0 | 0 | 213.7725 | 0 | 0 | 1930.2232 | 152.8982 | 2083.1214 | 5238.4397 | 152.8982 | 5391.3379
2007 | Strip Mall | 3B | 2090.32 | 0 | 14.5798 | 928.406 | 2157.6138 | 529.1424 | 407.6562 | 0 | 0 | 966.9801 | 0 | 0 | 0 | 0 | 0 | 0 | 211.0806 | 0 | 0 | 1895.3862 | 14.5798 | 1909.966 | 5200.8791 | 14.5798 | 5215.4589
2007 | Strip Mall | 3C | 2090.32 | 0 | 2.6558 | 495.5405 | 2157.6138 | 529.0474 | 407.6562 | 0 | 0 | 771.6079 | 0 | 0 | 0 | 0 | 0 | 0 | 213.6141 | 0 | 0 | 1267.1484 | 2.6558 | 1269.8042 | 4575.1115 | 2.6558 | 4577.7673
2007 | Strip Mall | 4A | 2090.32 | 0 | 430.6624 | 692.2429 | 2157.6138 | 528.3506 | 407.6562 | 0 | 0 | 783.5158 | 0 | 0 | 0 | 0 | 0 | 0 | 219.5048 | 0 | 0 | 1475.7587 | 430.6624 | 1906.421 | 4788.884 | 430.6624 | 5219.5464
2007 | Strip Mall | 4B | 2090.32 | 0 | 70.9695 | 601.0649 | 2157.6138 | 528.7306 | 407.6562 | 0 | 0 | 971.0972 | 0 | 0 | 0 | 0 | 0 | 0 | 217.2562 | 0 | 0 | 1572.1621 | 70.9695 | 1643.1316 | 4883.4507 | 70.9695 | 4954.4201
2007 | Strip Mall | 4C | 2090.32 | 0 | 263.8781 | 208.9903 | 2157.6138 | 527.7489 | 407.6562 | 0 | 0 | 742.0598 | 0 | 0 | 0 | 0 | 0 | 0 | 220.8982 | 0 | 0 | 951.0501 | 263.8781 | 1214.9282 | 4264.9672 | 263.8781 | 4528.8454
2007 | Strip Mall | 5A | 2090.32 | 0 | 714.833 | 406.1677 | 2157.6138 | 528.509 | 407.6562 | 0 | 0 | 739.8112 | 0 | 0 | 0 | 0 | 0 | 0 | 224.0969 | 0 | 0 | 1145.9789 | 714.833 | 1860.8119 | 4463.8548 | 714.833 | 5178.6878
2007 | Strip Mall | 5B | 2090.32 | 0 | 315.9101 | 507.8284 | 2157.6138 | 528.509 | 407.6562 | 0 | 0 | 906.0154 | 0 | 0 | 0 | 0 | 0 | 0 | 222.2917 | 0 | 0 | 1413.8438 | 315.9101 | 1729.7539 | 4729.9462 | 315.9101 | 5045.8563
2007 | Strip Mall | 5C | 2090.32 | 0 | 322.6092 | 101.4707 | 2157.6138 | 527.6855 | 407.6562 | 0 | 0 | 709.693 | 0 | 0 | 0 | 0 | 0 | 0 | 223.4952 | 0 | 0 | 811.1637 | 322.6092 | 1133.773 | 4127.6461 | 322.6092 | 4450.2553
2007 | Strip Mall | 6A | 2090.32 | 0 | 1016.5644 | 462.7937 | 2157.6138 | 528.2556 | 407.6562 | 0 | 0 | 785.8277 | 0 | 0 | 0 | 0 | 0 | 0 | 227.3906 | 0 | 0 | 1248.6214 | 1016.5644 | 2265.1858 | 4569.5693 | 1016.5644 | 5586.1336
2007 | Strip Mall | 6B | 2090.32 | 0 | 636.4706 | 333.2951 | 2157.6138 | 527.8756 | 407.6562 | 0 | 0 | 864.8444 | 0 | 0 | 0 | 0 | 0 | 0 | 226.3772 | 0 | 0 | 1198.1394 | 636.4706 | 1834.61 | 4517.6622 | 636.4706 | 5154.1328
2007 | Strip Mall | 7 | 2090.32 | 0 | 1259.131 | 346.8498 | 2157.6138 | 527.5589 | 407.6562 | 0 | 0 | 789.4381 | 0 | 0 | 0 | 0 | 0 | 0 | 231.191 | 0 | 0 | 1136.2879 | 1259.131 | 2395.419 | 4460.3078 | 1259.131 | 5719.4388
2007 | Strip Mall | 8 | 2090.32 | 0 | 1894.6586 | 169.6562 | 2157.6138 | 524.6452 | 407.6562 | 0 | 0 | 855.9451 | 0 | 0 | 0 | 0 | 0 | 0 | 236.5432 | 0 | 0 | 1025.6013 | 1894.6586 | 2920.2598 | 4352.0914 | 1894.6586 | 6246.75
2010 | Strip Mall | 0A | 2090.32 | 0 | 0 | 2685.2993 | 1933.0101 | 291.3007 | 405.851 | 0 | 0 | 820.0946 | 0 | 0 | 0 | 0 | 0 | 0 | 182.9576 | 0 | 0 | 3505.3939 | 0 | 3505.3939 | 6318.545 | 0 | 6318.545
2010 | Strip Mall | 0B | 2090.32 | 0 | 0 | 2174.7156 | 1933.0101 | 291.2373 | 405.851 | 0 | 0 | 815.8192 | 0 | 0 | 0 | 0 | 0 | 0 | 181.9125 | 0 | 0 | 2990.5348 | 0 | 2990.5348 | 5802.5141 | 0 | 5802.5141
2010 | Strip Mall | 1A | 2090.32 | 0 | 0 | 1715.9123 | 1933.0101 | 291.269 | 405.851 | 0 | 0 | 697.3417 | 0 | 0 | 0 | 0 | 0 | 0 | 186.0613 | 0 | 0 | 2413.254 | 0 | 2413.254 | 5229.4454 | 0 | 5229.4454
2010 | Strip Mall | 1B | 2090.32 | 0 | 3.7506 | 1749.2291 | 1933.0101 | 290.8256 | 405.851 | 0 | 0 | 832.5093 | 0 | 0 | 0 | 0 | 0 | 0 | 185.5862 | 0 | 0 | 2581.7384 | 3.7506 | 2585.489 | 5397.0114 | 3.7506 | 5400.762
2010 | Strip Mall | 2A | 2090.32 | 0 | 10.9484 | 1358.5163 | 1933.0101 | 290.7306 | 405.851 | 0 | 0 | 704.1191 | 0 | 0 | 0 | 0 | 0 | 0 | 189.7983 | 0 | 0 | 2062.6354 | 10.9484 | 2073.5838 | 4882.0255 | 10.9484 | 4892.9739
2010 | Strip Mall | 2B | 2090.32 | 0 | 1.6477 | 1028.2299 | 1933.0101 | 290.984 | 405.851 | 0 | 0 | 801.3143 | 0 | 0 | 0 | 0 | 0 | 0 | 189.5133 | 0 | 0 | 1829.5442 | 1.6477 | 1831.1919 | 4648.9026 | 1.6477 | 4650.5503
2010 | Strip Mall | 3A | 2090.32 | 0 | 154.9795 | 694.7131 | 1933.0101 | 290.9206 | 405.851 | 0 | 0 | 617.565 | 0 | 0 | 0 | 0 | 0 | 0 | 196.4173 | 0 | 0 | 1312.2781 | 154.9795 | 1467.2576 | 4138.4772 | 154.9795 | 4293.4567
2010 | Strip Mall | 3B | 2090.32 | 0 | 28.3032 | 642.3626 | 1933.0101 | 290.8889 | 405.851 | 0 | 0 | 695.1248 | 0 | 0 | 0 | 0 | 0 | 0 | 194.2954 | 0 | 0 | 1337.4874 | 28.3032 | 1365.7907 | 4161.5013 | 28.3032 | 4189.8046
2010 | Strip Mall | 3C | 2090.32 | 0 | 2.7859 | 256.432 | 1933.0101 | 291.3957 | 405.851 | 0 | 0 | 695.2198 | 0 | 0 | 0 | 0 | 0 | 0 | 196.6074 | 0 | 0 | 951.6518 | 2.7859 | 954.4377 | 3778.516 | 2.7859 | 3781.3019
2010 | Strip Mall | 4A | 2090.32 | 0 | 418.2614 | 442.6199 | 1933.0101 | 291.4907 | 405.851 | 0 | 0 | 600.8116 | 0 | 0 | 0 | 0 | 0 | 0 | 201.7696 | 0 | 0 | 1043.4315 | 418.2614 | 1461.6929 | 3875.5846 | 418.2614 | 4293.846
2010 | Strip Mall | 4B | 2090.32 | 0 | 93.0939 | 451.2658 | 1933.0101 | 290.7939 | 405.851 | 0 | 0 | 738.5444 | 0 | 0 | 0 | 0 | 0 | 0 | 199.9644 | 0 | 0 | 1189.8102 | 93.0939 | 1282.9041 | 4019.4297 | 93.0939 | 4112.5236
2010 | Strip Mall | 4C | 2090.32 | 0 | 257.3741 | 125.6032 | 1933.0101 | 291.459 | 405.851 | 0 | 0 | 698.7352 | 0 | 0 | 0 | 0 | 0 | 0 | 203.2264 | 0 | 0 | 824.3384 | 257.3741 | 1081.7125 | 3657.885 | 257.3741 | 3915.2591
2010 | Strip Mall | 5A | 2090.32 | 0 | 691.5053 | 242.1171 | 1933.0101 | 291.0156 | 405.851 | 0 | 0 | 567.2097 | 0 | 0 | 0 | 0 | 0 | 0 | 206.1717 | 0 | 0 | 809.3269 | 691.5053 | 1500.8321 | 3645.3753 | 691.5053 | 4336.8806
2010 | Strip Mall | 5B | 2090.32 | 0 | 340.6362 | 309.0359 | 1933.0101 | 291.3323 | 405.851 | 0 | 0 | 689.8676 | 0 | 0 | 0 | 0 | 0 | 0 | 204.6832 | 0 | 0 | 998.9035 | 340.6362 | 1339.5396 | 3833.7802 | 340.6362 | 4174.4163
2010 | Strip Mall | 5C | 2090.32 | 0 | 333.1782 | 47.4417 | 1933.0101 | 291.3007 | 405.851 | 0 | 0 | 662.5681 | 0 | 0 | 0 | 0 | 0 | 0 | 205.76 | 0 | 0 | 710.0097 | 333.1782 | 1043.188 | 3545.9632 | 333.1782 | 3879.1415
2010 | Strip Mall | 6A | 2090.32 | 0 | 974.1041 | 290.1605 | 1933.0101 | 291.174 | 405.851 | 0 | 0 | 606.6389 | 0 | 0 | 0 | 0 | 0 | 0 | 209.3704 | 0 | 0 | 896.7994 | 974.1041 | 1870.9035 | 3736.2366 | 974.1041 | 4710.3407
2010 | Strip Mall | 6B | 2090.32 | 0 | 648.4488 | 195.8156 | 1933.0101 | 290.8256 | 405.851 | 0 | 0 | 671.3407 | 0 | 0 | 0 | 0 | 0 | 0 | 208.4836 | 0 | 0 | 867.1563 | 648.4488 | 1515.6051 | 3705.3267 | 648.4488 | 4353.7755
2010 | Strip Mall | 7 | 2090.32 | 0 | 1208.3131 | 192.5853 | 1933.0101 | 291.3323 | 405.851 | 0 | 0 | 618.3567 | 0 | 0 | 0 | 0 | 0 | 0 | 213.1074 | 0 | 0 | 810.942 | 1208.3131 | 2019.2551 | 3654.2429 | 1208.3131 | 4862.5561
2010 | Strip Mall | 8 | 2090.32 | 0 | 1827.4506 | 63.0866 | 1933.0101 | 293.3275 | 405.851 | 0 | 0 | 694.6814 | 0 | 0 | 0 | 0 | 0 | 0 | 218.2696 | 0 | 0 | 757.7681 | 1827.4506 | 2585.2186 | 3608.2581 | 1827.4506 | 5435.7087
2013 | Strip Mall | 0A | 2090.32 | 0 | 0 | 2334.174 | 1744.542 | 291.3007 | 405.851 | 0 | 0 | 389.541 | 0 | 0 | 0 | 0 | 0 | 0 | 182.1025 | 0 | 0 | 2723.715 | 0 | 2723.715 | 5347.5112 | 0 | 5347.5112
2013 | Strip Mall | 0B | 2090.32 | 0 | 0 | 2026.2149 | 1744.542 | 291.2373 | 405.851 | 0 | 0 | 467.0375 | 0 | 0 | 0 | 0 | 0 | 0 | 181.9442 | 0 | 0 | 2493.2524 | 0 | 2493.2524 | 5116.8586 | 0 | 5116.8586
2013 | Strip Mall | 1A | 2090.32 | 0 | 0 | 1501.8864 | 1744.542 | 291.269 | 405.851 | 0 | 0 | 309.4159 | 0 | 0 | 0 | 0 | 0 | 0 | 185.4278 | 0 | 0 | 1811.3023 | 0 | 1811.3023 | 4438.4238 | 0 | 4438.4238
2013 | Strip Mall | 1B | 2090.32 | 0 | 4.8672 | 1614.1882 | 1744.542 | 290.8256 | 405.851 | 0 | 0 | 441.3531 | 0 | 0 | 0 | 0 | 0 | 0 | 185.6179 | 0 | 0 | 2055.5413 | 4.8672 | 2060.4085 | 4682.4095 | 4.8672 | 4687.2767
2013 | Strip Mall | 2A | 2090.32 | 0 | 14.0053 | 1207.8305 | 1744.542 | 290.7306 | 405.851 | 0 | 0 | 321.1655 | 0 | 0 | 0 | 0 | 0 | 0 | 189.3233 | 0 | 0 | 1528.9959 | 14.0053 | 1543.0012 | 4159.4428 | 14.0053 | 4173.4481
2013 | Strip Mall | 2B | 2090.32 | 0 | 2.6883 | 936.9253 | 1744.542 | 290.984 | 405.851 | 0 | 0 | 391.4412 | 0 | 0 | 0 | 0 | 0 | 0 | 189.545 | 0 | 0 | 1328.3665 | 2.6883 | 1331.0548 | 3959.2884 | 2.6883 | 3961.9767
2013 | Strip Mall | 3A | 2090.32 | 0 | 174.2313 | 625.4192 | 1744.542 | 290.9206 | 405.851 | 0 | 0 | 293.8976 | 0 | 0 | 0 | 0 | 0 | 0 | 196.1957 | 0 | 0 | 919.3168 | 174.2313 | 1093.5481 | 3556.7944 | 174.2313 | 3731.0257
2013 | Strip Mall | 3B | 2090.32 | 0 | 42.9589 | 593.7492 | 1744.542 | 290.8889 | 405.851 | 0 | 0 | 334.7836 | 0 | 0 | 0 | 0 | 0 | 0 | 194.3588 | 0 | 0 | 928.5327 | 42.9589 | 971.4916 | 3564.2051 | 42.9589 | 3607.1641
2013 | Strip Mall | 3C | 2090.32 | 0 | 4.2601 | 243.1306 | 1744.542 | 291.3957 | 405.851 | 0 | 0 | 519.103 | 0 | 0 | 0 | 0 | 0 | 0 | 196.5123 | 0 | 0 | 762.2336 | 4.2601 | 766.4937 | 3400.5346 | 4.2601 | 3404.7947
2013 | Strip Mall | 4A | 2090.32 | 0 | 428.9388 | 407.0862 | 1744.542 | 291.4907 | 405.851 | 0 | 0 | 296.2095 | 0 | 0 | 0 | 0 | 0 | 0 | 201.5162 | 0 | 0 | 703.2957 | 428.9388 | 1132.2345 | 3346.7272 | 428.9388 | 3775.666
2013 | Strip Mall | 4B | 2090.32 | 0 | 88.8446 | 396.8251 | 1744.542 | 290.7939 | 405.851 | 0 | 0 | 480.5606 | 0 | 0 | 0 | 0 | 0 | 0 | 199.6477 | 0 | 0 | 877.3857 | 88.8446 | 966.2303 | 3518.2203 | 88.8446 | 3607.0649
2013 | Strip Mall | 4C | 2090.32 | 0 | 252.9948 | 115.7855 | 1744.542 | 291.459 | 405.851 | 0 | 0 | 524.9619 | 0 | 0 | 0 | 0 | 0 | 0 | 203.0364 | 0 | 0 | 640.7474 | 252.9948 | 893.7422 | 3285.6675 | 252.9948 | 3538.6622
2013 | Strip Mall | 5A | 2090.32 | 0 | 662.2481 | 224.857 | 1744.542 | 291.0156 | 405.851 | 0 | 0 | 369.8423 | 0 | 0 | 0 | 0 | 0 | 0 | 205.95 | 0 | 0 | 594.6993 | 662.2481 | 1256.9474 | 3242.0579 | 662.2481 | 3904.306
2013 | Strip Mall | 5B | 2090.32 | 0 | 315.2272 | 284.0166 | 1744.542 | 291.3323 | 405.851 | 0 | 0 | 469.9195 | 0 | 0 | 0 | 0 | 0 | 0 | 204.3982 | 0 | 0 | 753.936 | 315.2272 | 1069.1632 | 3400.0912 | 315.2272 | 3715.3184
2013 | Strip Mall | 5C | 2090.32 | 0 | 312.4196 | 59.983 | 1744.542 | 291.3007 | 405.851 | 0 | 0 | 516.316 | 0 | 0 | 0 | 0 | 0 | 0 | 205.57 | 0 | 0 | 576.299 | 312.4196 | 888.7186 | 3223.5943 | 312.4196 | 3536.0139
2013 | Strip Mall | 6A | 2090.32 | 0 | 945.7033 | 263.8744 | 1744.542 | 291.174 | 405.851 | 0 | 0 | 312.9946 | 0 | 0 | 0 | 0 | 0 | 0 | 209.1487 | 0 | 0 | 576.869 | 945.7033 | 1522.5723 | 3227.6164 | 945.7033 | 4173.3197
2013 | Strip Mall | 6B | 2090.32 | 0 | 586.3573 | 166.9009 | 1744.542 | 290.8256 | 405.851 | 0 | 0 | 599.5448 | 0 | 0 | 0 | 0 | 0 | 0 | 208.1986 | 0 | 0 | 766.4457 | 586.3573 | 1352.8029 | 3415.8945 | 586.3573 | 4002.2518
2013 | Strip Mall | 7 | 2090.32 | 0 | 1139.7826 | 178.0171 | 1744.542 | 291.3323 | 405.851 | 0 | 0 | 321.7039 | 0 | 0 | 0 | 0 | 0 | 0 | 212.8541 | 0 | 0 | 499.7209 | 1139.7826 | 1639.5036 | 3154.2687 | 1139.7826 | 4294.0513
2013 | Strip Mall | 8 | 2090.32 | 0 | 1349.4499 | 56.3409 | 1744.542 | 293.3275 | 405.851 | 0 | 0 | 573.6387 | 0 | 0 | 0 | 0 | 0 | 29.0414 | 217.7946 | 0 | 0 | 659.021 | 1349.4499 | 2008.471 | 3320.5362 | 1349.4499 | 4669.9861
2016 | Strip Mall | 0A | 2090.32 | 0 | 0 | 2212.3078 | 1427.9686 | 188.3732 | 405.851 | 0 | 0 | 370.824 | 0 | 0 | 0 | 0 | 0 | 0 | 182.1658 | 0 | 0 | 2583.1319 | 0 | 2583.1319 | 4787.5222 | 0 | 4787.5222
2016 | Strip Mall | 0B | 2090.32 | 0 | 0 | 1917.4918 | 1427.9686 | 188.2465 | 405.851 | 0 | 0 | 451.5825 | 0 | 0 | 0 | 0 | 0 | 0 | 182.0392 | 0 | 0 | 2369.0743 | 0 | 2369.0743 | 4573.2113 | 0 | 4573.2113
2016 | Strip Mall | 1A | 2090.32 | 0 | 0 | 1414.8256 | 1427.9686 | 188.2782 | 405.851 | 0 | 0 | 294.2143 | 0 | 0 | 0 | 0 | 0 | 0 | 185.4912 | 0 | 0 | 1709.0399 | 0 | 1709.0399 | 3916.6606 | 0 | 3916.6606
2016 | Strip Mall | 1B | 2090.32 | 0 | 7.1761 | 1528.4575 | 1427.9686 | 187.9614 | 405.851 | 0 | 0 | 423.3646 | 0 | 0 | 0 | 0 | 0 | 0 | 185.7129 | 0 | 0 | 1951.8221 | 7.1761 | 1958.9982 | 4159.3161 | 7.1761 | 4166.4922
2016 | Strip Mall | 2A | 2090.32 | 0 | 19.6204 | 1126.6919 | 1427.9686 | 187.8664 | 405.851 | 0 | 0 | 305.5838 | 0 | 0 | 0 | 0 | 0 | 0 | 189.4499 | 0 | 0 | 1432.2758 | 19.6204 | 1451.8962 | 3643.4118 | 19.6204 | 3663.0322
2016 | Strip Mall | 2B | 2090.32 | 0 | 4.9756 | 878.2724 | 1427.9686 | 188.0565 | 405.851 | 0 | 0 | 373.5793 | 0 | 0 | 0 | 0 | 0 | 0 | 189.6716 | 0 | 0 | 1251.8518 | 4.9756 | 1256.8273 | 3463.4312 | 4.9756 | 3468.4068
2016 | Strip Mall | 3A | 2090.32 | 0 | 196.7568 | 575.5706 | 1427.9686 | 187.9931 | 405.851 | 0 | 0 | 277.9676 | 0 | 0 | 0 | 0 | 0 | 0 | 196.3223 | 0 | 0 | 853.5382 | 196.7568 | 1050.295 | 3071.6733 | 196.7568 | 3268.4301
2016 | Strip Mall | 3B | 2090.32 | 0 | 50.0158 | 541.1453 | 1427.9686 | 187.9931 | 405.851 | 0 | 0 | 417.3473 | 0 | 0 | 0 | 0 | 0 | 0 | 194.4855 | 0 | 0 | 958.4925 | 50.0158 | 1008.5083 | 3174.8225 | 50.0158 | 3224.8383
2016 | Strip Mall | 3C | 2090.32 | 0 | 7.5013 | 226.8522 | 1427.9686 | 188.6265 | 405.851 | 0 | 0 | 497.8524 | 0 | 0 | 0 | 0 | 0 | 0 | 196.639 | 0 | 0 | 724.7046 | 7.5013 | 732.2059 | 2943.8215 | 7.5013 | 2951.3228
2016 | Strip Mall | 4A | 2090.32 | 0 | 483.3231 | 366.0102 | 1427.9686 | 188.9749 | 405.851 | 0 | 0 | 278.316 | 0 | 0 | 0 | 0 | 0 | 0 | 201.6746 | 0 | 0 | 644.3261 | 483.3231 | 1127.6492 | 2868.7953 | 483.3231 | 3352.1184
2016 | Strip Mall | 4B | 2090.32 | 0 | 123.5543 | 353.5639 | 1427.9686 | 187.9931 | 405.851 | 0 | 0 | 491.9301 | 0 | 0 | 0 | 0 | 0 | 0 | 199.8377 | 0 | 0 | 845.494 | 123.5543 | 969.0483 | 3067.1445 | 123.5543 | 3190.6988
2016 | Strip Mall | 4C | 2090.32 | 0 | 307.6826 | 106.1262 | 1427.9686 | 189.1016 | 405.851 | 0 | 0 | 500.6394 | 0 | 0 | 0 | 0 | 0 | 0 | 203.2581 | 0 | 0 | 606.7655 | 307.6826 | 914.4481 | 2832.9448 | 307.6826 | 3140.6274
2016 | Strip Mall | 5A | 2090.32 | 0 | 714.1284 | 195.8473 | 1427.9686 | 188.3098 | 405.851 | 0 | 0 | 378.8999 | 0 | 0 | 0 | 0 | 0 | 0 | 206.0767 | 0 | 0 | 574.7472 | 714.1284 | 1288.8755 | 2802.9533 | 714.1284 | 3517.0817
2016 | Strip Mall | 5B | 2090.32 | 0 | 342.0562 | 250.0346 | 1427.9686 | 188.7215 | 405.851 | 0 | 0 | 593.9392 | 0 | 0 | 0 | 0 | 0 | 0 | 204.5249 | 0 | 0 | 843.9738 | 342.0562 | 1186.03 | 3071.0082 | 342.0562 | 3413.0644
2016 | Strip Mall | 5C | 2090.32 | 0 | 378.4136 | 44.7814 | 1427.9686 | 188.9115 | 405.851 | 0 | 0 | 479.9272 | 0 | 0 | 0 | 0 | 0 | 0 | 205.7917 | 0 | 0 | 524.7086 | 378.4136 | 903.1221 | 2753.2314 | 378.4136 | 3131.645
2016 | Strip Mall | 6A | 2090.32 | 0 | 994.505 | 237.43 | 1427.9686 | 188.5948 | 405.851 | 0 | 0 | 297.8563 | 0 | 0 | 0 | 0 | 0 | 0 | 209.2754 | 0 | 0 | 535.2863 | 994.505 | 1529.7913 | 2767.0396 | 994.505 | 3761.5445
2016 | Strip Mall | 6B | 2090.32 | 0 | 636.3947 | 157.2415 | 1427.9686 | 188.2782 | 405.851 | 0 | 0 | 567.273 | 0 | 0 | 0 | 0 | 0 | 0 | 208.3569 | 0 | 0 | 724.5146 | 636.3947 | 1360.9093 | 2954.9693 | 636.3947 | 3591.3641
2016 | Strip Mall | 7 | 2090.32 | 0 | 1167.1536 | 149.6091 | 1427.9686 | 188.9749 | 405.851 | 0 | 0 | 420.1026 | 0 | 0 | 0 | 0 | 0 | 0 | 212.9491 | 0 | 0 | 569.7116 | 1167.1536 | 1736.8653 | 2805.4553 | 1167.1536 | 3972.6089
2016 | Strip Mall | 8 | 2090.32 | 0 | 1374.3928 | 48.4234 | 1427.9686 | 194.3271 | 405.851 | 0 | 0 | 598.753 | 0 | 0 | 0 | 0 | 0 | 30.1815 | 217.8579 | 0 | 0 | 677.358 | 1374.3928 | 2051.7507 | 2923.3944 | 1374.3928 | 4297.7871
2019 | Strip Mall | 0A | 2090.32 | 0 | 0 | 2163.6311 | 1274.9075 | 188.3732 | 405.851 | 0 | 0 | 363.5083 | 0 | 0 | 0 | 0 | 0 | 0 | 182.1975 | 0 | 0 | 2527.1393 | 0 | 2527.1393 | 4578.4686 | 0 | 4578.4686
2019 | Strip Mall | 0B | 2090.32 | 0 | 0 | 1874.9273 | 1274.9075 | 188.2465 | 405.851 | 0 | 0 | 443.1583 | 0 | 0 | 0 | 0 | 0 | 0 | 182.0708 | 0 | 0 | 2318.0856 | 0 | 2318.0856 | 4369.1299 | 0 | 4369.1299
2019 | Strip Mall | 1A | 2090.32 | 0 | 0 | 1363.8369 | 1274.9075 | 188.2782 | 405.851 | 0 | 0 | 283.1298 | 0 | 0 | 0 | 0 | 0 | 0 | 185.5229 | 0 | 0 | 1646.9667 | 0 | 1646.9667 | 3701.5579 | 0 | 3701.5579
2019 | Strip Mall | 1B | 2090.32 | 0 | 8.5744 | 1479.4007 | 1274.9075 | 187.9614 | 405.851 | 0 | 0 | 413.1351 | 0 | 0 | 0 | 0 | 0 | 0 | 185.7762 | 0 | 0 | 1892.5359 | 8.5744 | 1901.1103 | 3947.0004 | 8.5744 | 3955.5749
2019 | Strip Mall | 2A | 2090.32 | 0 | 22.2328 | 1085.7743 | 1274.9075 | 187.8664 | 405.851 | 0 | 0 | 297.1596 | 0 | 0 | 0 | 0 | 0 | 0 | 189.4816 | 0 | 0 | 1382.9339 | 22.2328 | 1405.1667 | 3441.0088 | 22.2328 | 3463.2417
2019 | Strip Mall | 2B | 2090.32 | 0 | 6.233 | 847.6475 | 1274.9075 | 188.0565 | 405.851 | 0 | 0 | 362.6532 | 0 | 0 | 0 | 0 | 0 | 0 | 189.735 | 0 | 0 | 1210.3007 | 6.233 | 1216.5337 | 3268.8507 | 6.233 | 3275.0837
2019 | Strip Mall | 3A | 2090.32 | 0 | 207.2825 | 549.0311 | 1274.9075 | 187.9931 | 405.851 | 0 | 0 | 274.1355 | 0 | 0 | 0 | 0 | 0 | 0 | 196.3857 | 0 | 0 | 823.1666 | 207.2825 | 1030.4491 | 2888.304 | 207.2825 | 3095.5865
2019 | Strip Mall | 3B | 2090.32 | 0 | 59.1864 | 516.8861 | 1274.9075 | 187.9931 | 405.851 | 0 | 0 | 402.2723 | 0 | 0 | 0 | 0 | 0 | 0 | 194.5488 | 0 | 0 | 919.1584 | 59.1864 | 978.3448 | 2982.4589 | 59.1864 | 3041.6453
2019 | Strip Mall | 3C | 2090.32 | 0 | 10.3088 | 202.6563 | 1274.9075 | 188.6265 | 405.851 | 0 | 0 | 474.0049 | 0 | 0 | 0 | 0 | 0 | 0 | 196.734 | 0 | 0 | 676.6612 | 10.3088 | 686.9701 | 2742.7803 | 10.3088 | 2753.0892
2019 | Strip Mall | 4A | 2090.32 | 0 | 491.5615 | 341.656 | 1274.9075 | 188.9749 | 405.851 | 0 | 0 | 324.7125 | 0 | 0 | 0 | 0 | 0 | 0 | 201.7062 | 0 | 0 | 666.3685 | 491.5615 | 1157.93 | 2737.8082 | 491.5615 | 3229.3696
2019 | Strip Mall | 4B | 2090.32 | 0 | 127.4242 | 330.5398 | 1274.9075 | 187.9931 | 405.851 | 0 | 0 | 588.3969 | 0 | 0 | 0 | 0 | 0 | 0 | 199.8694 | 0 | 0 | 918.9367 | 127.4242 | 1046.3609 | 2987.5578 | 127.4242 | 3114.982
2019 | Strip Mall | 4C | 2090.32 | 0 | 332.8747 | 95.0417 | 1274.9075 | 189.1016 | 405.851 | 0 | 0 | 478.122 | 0 | 0 | 0 | 0 | 0 | 0 | 203.3214 | 0 | 0 | 573.1637 | 332.8747 | 906.0384 | 2646.3452 | 332.8747 | 2979.2199
2019 | Strip Mall | 5A | 2090.32 | 0 | 730.5184 | 178.1121 | 1274.9075 | 188.3098 | 405.851 | 0 | 0 | 392.898 | 0 | 0 | 0 | 0 | 0 | 0 | 206.14 | 0 | 0 | 571.0101 | 730.5184 | 1301.5285 | 2646.2502 | 730.5184 | 3376.7686
2019 | Strip Mall | 5B | 2090.32 | 0 | 362.6522 | 241.1671 | 1274.9075 | 188.7215 | 405.851 | 0 | 0 | 566.7346 | 0 | 0 | 0 | 0 | 0 | 0 | 204.5882 | 0 | 0 | 807.9017 | 362.6522 | 1170.5539 | 2881.97 | 362.6522 | 3244.6222
2019 | Strip Mall | 5C | 2090.32 | 0 | 408.6246 | 51.9388 | 1274.9075 | 188.9115 | 405.851 | 0 | 0 | 458.0432 | 0 | 0 | 0 | 0 | 0 | 0 | 205.8867 | 0 | 0 | 509.982 | 408.6246 | 918.6066 | 2585.5388 | 408.6246 | 2994.1634
2019 | Strip Mall | 6A | 2090.32 | 0 | 1015.5996 | 218.2696 | 1274.9075 | 188.5948 | 405.851 | 0 | 0 | 300.2949 | 0 | 0 | 0 | 0 | 0 | 0 | 209.3704 | 0 | 0 | 518.5646 | 1015.5996 | 1534.1642 | 2597.2884 | 1015.5996 | 3612.888
2019 | Strip Mall | 6B | 2090.32 | 0 | 662.4432 | 145.7137 | 1274.9075 | 188.2782 | 405.851 | 0 | 0 | 562.6809 | 0 | 0 | 0 | 0 | 0 | 0 | 208.4203 | 0 | 0 | 708.3946 | 662.4432 | 1370.8378 | 2785.8515 | 662.4432 | 3448.2948
2019 | Strip Mall | 7 | 2090.32 | 0 | 1193.3214 | 133.3307 | 1274.9075 | 188.9749 | 405.851 | 0 | 0 | 410.5065 | 0 | 0 | 0 | 0 | 0 | 0 | 213.0124 | 0 | 0 | 543.8372 | 1193.3214 | 1737.1586 | 2626.5831 | 1193.3214 | 3819.9045
2019 | Strip Mall | 8 | 2090.32 | 0 | 1398.5118 | 41.0126 | 1274.9075 | 194.3271 | 405.851 | 0 | 0 | 593.9075 | 0 | 0 | 0 | 0 | 0 | 30.9099 | 217.9529 | 0 | 0 | 665.8301 | 1398.5118 | 2064.3418 | 2758.8687 | 1398.5118 | 4157.3805
2004 | Primary School | 0A | 6871 | 0 | 0.3794 | 14503.1181 | 3833.1468 | 264.0328 | 4135.3419 | 391.3565 | 152.111 | 3025.4351 | 0.47505 | 0.46425 | 0.010796 | 0 | 0 | 149.039 | 88.3593 | 90.8175 | 251.6181 | 17677.6031 | 0.3794 | 17677.9825 | 26402.6773 | 482.5643 | 26885.2415
2004 | Primary School | 0B | 6871 | 0 | 5.6043 | 10365.8127 | 3833.1468 | 264.0961 | 4135.3419 | 391.3565 | 152.111 | 2620.3441 | 0.53839 | 0.46425 | 0.074136 | 0 | 0 | 143.5918 | 88.391 | 93.0722 | 249.1796 | 13129.8227 | 5.6043 | 13135.427 | 21852.585 | 490.033 | 22342.6181
2004 | Primary School | 1A | 6871 | 0 | 22.4713 | 7908.9808 | 3833.1468 | 264.0961 | 4135.3419 | 391.3565 | 152.111 | 2458.0987 | 0.69674 | 0.46425 | 0.23249 | 0 | 0 | 642.2043 | 88.486 | 97.8852 | 247.0577 | 11009.5162 | 22.4713 | 11031.9876 | 19730.2516 | 511.713 | 20241.9647
2004 | Primary School | 1B | 6871 | 0 | 68.5413 | 8491.9938 | 3833.1468 | 263.7794 | 4135.3419 | 391.3565 | 152.111 | 2216.3299 | 1.2668 | 0.46425 | 0.80255 | 0 | 0 | 133.109 | 88.4543 | 101.1697 | 247.311 | 10842.2353 | 68.5413 | 10910.7766 | 19562.8757 | 561.0567 | 20123.9324
2004 | Primary School | 2A | 6871 | 0 | 171.1853 | 6679.0446 | 3833.1468 | 263.6844 | 4135.3419 | 391.3565 | 152.111 | 2054.4012 | 2.4703 | 0.46425 | 2.006 | 0 | 0 | 586.4651 | 88.5176 | 107.4678 | 246.5509 | 9321.9169 | 171.1853 | 9493.1022 | 18041.7656 | 670.0096 | 18711.7752
2004 | Primary School | 2B | 6871 | 0 | 138.8821 | 4731.688 | 3833.1468 | 263.8744 | 4135.3419 | 391.3565 | 152.111 | 1809.2121 | 2.1852 | 0.46425 | 1.721 | 0 | 0 | 71.5109 | 88.5493 | 108.8228 | 242.3388 | 6614.1319 | 138.8821 | 6753.014 | 15329.9268 | 639.0505 | 15968.9774
2004 | Primary School | 3A | 6871 | 0 | 699.8954 | 3723.3469 | 3833.1468 | 263.8428 | 4135.3419 | 391.3565 | 152.111 | 1901.8785 | 8.5192 | 0.46425 | 8.055 | 0 | 0 | 522.0483 | 88.6127 | 121.95 | 243.5423 | 6155.3287 | 699.8954 | 6855.2241 | 14872.3587 | 1213.202 | 16085.5606
2004 | Primary School | 3B | 6871 | 0 | 287.8128 | 2961.5567 | 3833.1468 | 263.8111 | 4135.3419 | 391.3565 | 152.111 | 1715.4689 | 5.1939 | 0.46425 | 4.7296 | 0 | 0 | 368.6705 | 88.6127 | 118.362 | 240.9454 | 5050.4257 | 287.8128 | 5338.2385 | 13764.8588 | 797.5313 | 14562.3901
2004 | Primary School | 3C | 6871 | 0 | 322.3816 | 2680.5171 | 3833.1468 | 263.7794 | 4135.3419 | 391.3565 | 152.111 | 1764.304 | 3.8321 | 0.46425 | 3.3678 | 0 | 0 | 0 | 88.581 | 120.9094 | 243.8273 | 4448.189 | 322.3816 | 4770.5706 | 13165.409 | 834.6475 | 14000.0565
2004 | Primary School | 4A | 6871 | 0 | 1627.9837 | 2548.5166 | 3833.1468 | 263.4311 | 4135.3419 | 391.3565 | 152.111 | 1942.6061 | 18.6853 | 0.46425 | 18.221 | 0 | 0 | 516.6644 | 88.676 | 132.7033 | 242.5605 | 5026.0081 | 1627.9837 | 6653.9918 | 13741.708 | 2152.0435 | 15893.7515
2004 | Primary School | 4B | 6871 | 0 | 617.3055 | 2154.9218 | 3833.1468 | 263.6211 | 4135.3419 | 391.3565 | 152.111 | 1686.5225 | 11.1478 | 0.46425 | 10.6836 | 0 | 0 | 368.3221 | 88.6443 | 129.4188 | 240.1536 | 4220.45 | 617.3055 | 4837.7555 | 12933.933 | 1138.0808 | 14072.0138
2004 | Primary School | 4C | 6871 | 0 | 1245.852 | 1013.82 | 3833.1468 | 263.1144 | 4135.3419 | 391.3565 | 152.111 | 1782.5776 | 17.0068 | 0.46425 | 16.5425 | 0 | 0 | 376.2079 | 88.7077 | 134.2642 | 241.4521 | 3189.1481 | 1245.852 | 4435.0002 | 11903.5179 | 1771.4728 | 13674.9907
2004 | Primary School | 5A | 6871 | 0 | 2252.0859 | 1503.7549 | 3833.1468 | 263.4944 | 4135.3419 | 391.3565 | 152.111 | 2078.2804 | 28.408 | 0.46425 | 27.9437 | 0 | 0 | 369.2089 | 88.7077 | 141.462 | 241.1354 | 3979.1879 | 2252.0859 | 6231.2738 | 12693.5894 | 2784.9044 | 15478.4938
2004 | Primary School | 5B | 6871 | 0 | 1280.9303 | 1615.9934 | 3833.1468 | 263.5261 | 4135.3419 | 391.3565 | 152.111 | 1702.6742 | 21.1556 | 0.46425 | 20.6913 | 0 | 0 | 369.0188 | 88.676 | 138.6436 | 240.4386 | 3708.3778 | 1280.9303 | 4989.3081 | 12422.0508 | 1810.9304 | 14232.9812
2004 | Primary School | 5C | 6871 | 0 | 1390.978 | 659.3377 | 3833.1468 | 263.1144 | 4135.3419 | 391.3565 | 152.111 | 1799.6794 | 16.1834 | 0.46425 | 15.7191 | 0 | 0 | 372.1858 | 88.7077 | 138.9471 | 241.1354 | 2846.9221 | 1390.978 | 4237.9001 | 11560.9435 | 1921.2816 | 13482.2251
2004 | Primary School | 6A | 6871 | 0 | 3381.2453 | 1554.0152 | 3833.1468 | 263.3994 | 4135.3419 | 391.3565 | 152.111 | 2120.3065 | 44.1163 | 0.46425 | 43.6521 | 0 | 0 | 372.0908 | 88.8027 | 148.6164 | 239.8686 | 4090.0646 | 3381.2453 | 7471.3099 | 12803.1676 | 3921.2182 | 16724.3858
2004 | Primary School | 6B | 6871 | 0 | 2394.8704 | 1060.2799 | 3833.1468 | 263.2094 | 4135.3419 | 391.3565 | 152.111 | 1771.8415 | 35.0904 | 0.46425 | 34.6261 | 0 | 0 | 370.6657 | 88.7393 | 146.5676 | 239.2668 | 3237.4132 | 2394.8704 | 5632.2836 | 11949.6611 | 2932.7945 | 14882.4556
2004 | Primary School | 7 | 6871 | 0 | 4091.0594 | 1256.8239 | 3833.1468 | 263.0193 | 4135.3419 | 391.3565 | 152.111 | 2057.5366 | 54.124 | 0.46425 | 53.6598 | 0 | 0 | 371.3941 | 88.8344 | 156.3345 | 239.0135 | 3739.4144 | 4091.0594 | 7830.4737 | 12451.3455 | 4638.7504 | 17090.0959
2004 | Primary School | 8 | 6871 | 0 | 5754.2731 | 647.4298 | 3833.1468 | 261.5942 | 4135.3419 | 391.3565 | 152.111 | 2203.3136 | 69.7057 | 0.46425 | 69.2414 | 0 | 0 | 372.6292 | 88.866 | 165.7436 | 237.905 | 3292.614 | 5754.2731 | 9046.8871 | 12002.0432 | 6311.384 | 18313.4273
2007 | Primary School | 0A | 6871 | 0 | 0.49864 | 13922.7971 | 3833.1468 | 264.0328 | 4135.3419 | 391.3565 | 152.111 | 2556.3074 | 0.47505 | 0.46425 | 0.010796 | 0 | 0 | 0 | 88.3593 | 90.8175 | 251.6181 | 16479.1153 | 0.49864 | 16479.6139 | 25204.1895 | 482.6727 | 25686.8621
2007 | Primary School | 0B | 6871 | 0 | 4.6504 | 9884.0803 | 3833.1468 | 264.0961 | 4135.3419 | 391.3565 | 152.111 | 2212.1495 | 0.53839 | 0.46425 | 0.074136 | 0 | 0 | 0 | 88.391 | 93.0722 | 249.1796 | 12096.304 | 4.6504 | 12100.9543 | 20819.0662 | 489.0683 | 21308.1345
2007 | Primary School | 1A | 6871 | 0 | 18.8941 | 7464.6823 | 3833.1468 | 264.0961 | 4135.3419 | 391.3565 | 152.111 | 2078.6604 | 0.66507 | 0.46425 | 0.20082 | 0 | 0 | 504.4398 | 88.486 | 97.8852 | 247.0577 | 10047.9834 | 18.8941 | 10066.8775 | 18768.7504 | 508.1358 | 19276.8863
2007 | Primary School | 1B | 6871 | 0 | 59.62 | 8195.9426 | 3833.1468 | 263.7794 | 4135.3419 | 391.3565 | 152.111 | 1940.5476 | 1.2035 | 0.46425 | 0.73921 | 0 | 0 | 0 | 88.4543 | 101.1372 | 247.311 | 10137.2294 | 59.62 | 10196.8494 | 18857.8382 | 552.1137 | 19409.9519
2007 | Primary School | 2A | 6871 | 0 | 115.4677 | 6219.4496 | 3833.1468 | 263.6844 | 4135.3419 | 391.3565 | 152.111 | 1900.9917 | 1.8685 | 0.46425 | 1.4043 | 0 | 0 | 455.4146 | 88.5176 | 107.4027 | 246.4876 | 8577.2602 | 115.4677 | 8692.7279 | 17297.0139 | 614.2269 | 17911.2408
2007 | Primary School | 2B | 6871 | 0 | 86.178 | 3953.8095 | 3833.1468 | 263.8744 | 4135.3419 | 391.3565 | 152.111 | 1597.4031 | 1.7102 | 0.46425 | 1.2459 | 0 | 0 | 289.6221 | 88.5493 | 108.736 | 242.2755 | 5842.0807 | 86.178 | 5928.2587 | 14557.8439 | 586.2706 | 15144.1145
2007 | Primary School | 3A | 6871 | 0 | 510.4231 | 3505.5523 | 3833.1468 | 263.8428 | 4135.3419 | 391.3565 | 152.111 | 1702.1675 | 6.3657 | 0.46425 | 5.9014 | 0 | 0 | 396.8251 | 88.581 | 121.8416 | 243.4473 | 5610.4463 | 510.4231 | 6120.8694 | 14327.3813 | 1023.6212 | 15351.0025
2007 | Primary School | 3B | 6871 | 0 | 198.1444 | 2758.4887 | 3833.1468 | 263.8111 | 4135.3419 | 391.3565 | 152.111 | 1517.5631 | 4.0854 | 0.46425 | 3.6212 | 0 | 0 | 287.8803 | 88.6127 | 118.2319 | 240.8503 | 4567.5532 | 198.1444 | 4765.6976 | 13281.8913 | 707.7328 | 13989.624
2007 | Primary School | 3C | 6871 | 0 | 162.4808 | 2521.7554 | 3833.1468 | 263.7794 | 4135.3419 | 391.3565 | 152.111 | 1700.5206 | 2.4386 | 0.46425 | 1.9743 | 0 | 0 | 0 | 88.581 | 120.801 | 243.7957 | 4224.2504 | 162.4808 | 4386.7312 | 12941.5021 | 674.6382 | 13616.1404
2007 | Primary School | 4A | 6871 | 0 | 1112.119 | 2435.803 | 3833.1468 | 263.4311 | 4135.3419 | 391.3565 | 152.111 | 1730.5755 | 12.9847 | 0.46425 | 12.5204 | 0 | 0 | 385.5822 | 88.6443 | 132.4973 | 242.4338 | 4564.4812 | 1112.119 | 5676.6002 | 13280.0544 | 1635.9728 | 14916.0272
2007 | Primary School | 4B | 6871 | 0 | 378.2076 | 2060.5452 | 3833.1468 | 263.6211 | 4135.3419 | 391.3565 | 152.111 | 1541.0939 | 8.7409 | 0.46425 | 8.2767 | 0 | 0 | 285.8534 | 88.6443 | 129.2453 | 239.9319 | 3895.7692 | 378.2076 | 4273.9768 | 12609.0621 | 898.8094 | 13507.8716
2007 | Primary School | 4C | 6871 | 0 | 852.5985 | 1000.7087 | 3833.1468 | 263.1144 | 4135.3419 | 391.3565 | 152.111 | 1574.7907 | 10.9578 | 0.46425 | 10.4936 | 0 | 0 | 287.4369 | 88.676 | 134.0908 | 241.1037 | 2873.4299 | 852.5985 | 3726.0284 | 11587.3879 | 1378.0567 | 12965.4446
2007 | Primary School | 5A | 6871 | 0 | 2021.9202 | 1463.344 | 3833.1468 | 263.4944 | 4135.3419 | 391.3565 | 152.111 | 1717.0524 | 23.3725 | 0.46425 | 22.9082 | 0 | 0 | 234.6114 | 88.676 | 141.2669 | 241.2937 | 3437.916 | 2021.9202 | 5459.8361 | 12152.5074 | 2554.5327 | 14707.0401
2007 | Primary School | 5B | 6871 | 0 | 889.5304 | 1593.286 | 3833.1468 | 263.5261 | 4135.3419 | 391.3565 | 152.111 | 1516.1062 | 17.1651 | 0.46425 | 16.7009 | 0 | 0 | 288.7671 | 88.6443 | 138.4593 | 240.3436 | 3414.8602 | 889.5304 | 4304.3906 | 12128.3749 | 1419.3462 | 13547.7211
2007 | Primary School | 5C | 6871 | 0 | 939.1884 | 655.9174 | 3833.1468 | 263.1144 | 4135.3419 | 391.3565 | 152.111 | 1505.1484 | 11.3062 | 0.46425 | 10.8419 | 0 | 0 | 274.5156 | 88.7077 | 138.7737 | 240.6603 | 2446.4233 | 939.1884 | 3385.6117 | 11159.9696 | 1469.3186 | 12629.2882
2007 | Primary School | 6A | 6871 | 0 | 2567.5841 | 1548.283 | 3833.1468 | 263.3994 | 4135.3419 | 391.3565 | 152.111 | 1804.5566 | 36.2938 | 0.46425 | 35.8296 | 0 | 0 | 289.3371 | 88.7393 | 148.4321 | 240.5653 | 3678.0062 | 2567.5841 | 6245.5903 | 12391.7743 | 3107.3727 | 15499.147
2007 | Primary School | 6B | 6871 | 0 | 1703.5494 | 1086.1226 | 3833.1468 | 263.2094 | 4135.3419 | 391.3565 | 152.111 | 1518.6082 | 27.9963 | 0.46425 | 27.532 | 0 | 0 | 288.7671 | 88.7077 | 146.34 | 239.5519 | 2921.0299 | 1703.5494 | 4624.5793 | 11633.5628 | 2241.235 | 13874.7978
2007 | Primary School | 7 | 6871 | 0 | 3052.8258 | 1267.8134 | 3833.1468 | 263.0193 | 4135.3419 | 391.3565 | 152.111 | 1795.4356 | 42.2478 | 0.46425 | 41.7835 | 0 | 0 | 289.6538 | 88.771 | 156.1285 | 239.9953 | 3394.6864 | 3052.8258 | 6447.5123 | 12107.536 | 3600.3109 | 15707.8469
2007 | Primary School | 8 | 6871 | 0 | 5058.8871 | 657.2792 | 3833.1468 | 261.5942 | 4135.3419 | 391.3565 | 152.111 | 1787.1698 | 65.2719 | 0.46425 | 64.8076 | 0 | 0 | 289.1788 | 88.866 | 165.6786 | 238.0634 | 2798.4353 | 5058.8871 | 7857.3224 | 11507.9912 | 5615.9222 | 17123.9134
2010 | Primary School | 0A | 6871 | 0 | 12.7045 | 8454.6232 | 2441.5353 | 140.6465 | 4097.7813 | 391.3565 | 85.8574 | 1588.6939 | 0.60173 | 0.46425 | 0.13748 | 0 | 0 | 624.279 | 81.8036 | 89.8961 | 249.0212 | 10667.7336 | 12.7045 | 10680.4381 | 17764.8748 | 493.9463 | 18258.8211
2010 | Primary School | 0B | 6871 | 0 | 12.2926 | 6777.8551 | 2453.1265 | 140.6148 | 4097.7813 | 391.3565 | 85.8574 | 1620.1422 | 0.60173 | 0.46425 | 0.13748 | 0 | 0 | 415.8271 | 81.8036 | 92.1075 | 247.6277 | 8813.9618 | 12.2926 | 8826.2544 | 15921.2374 | 495.7457 | 16416.9831
2010 | Primary School | 1A | 6871 | 0 | 30.016 | 5924.5386 | 2472.6669 | 140.6465 | 4097.7813 | 391.3565 | 85.889 | 2056.7131 | 0.82342 | 0.46425 | 0.35917 | 0 | 0 | 570.2183 | 81.8036 | 96.9204 | 247.3744 | 8551.8292 | 30.016 | 8581.8452 | 15678.4552 | 518.2929 | 16196.7481
2010 | Primary School | 1B | 6871 | 0 | 60.9533 | 5512.1952 | 2470.07 | 140.4248 | 4097.7813 | 391.3565 | 85.8574 | 1390.0596 | 1.1718 | 0.46425 | 0.70754 | 0 | 0 | 388.7492 | 81.8036 | 100.205 | 246.5509 | 7291.7116 | 60.9533 | 7352.6649 | 14414.6638 | 552.5148 | 14967.1786
2010 | Primary School | 2A | 6871 | 0 | 122.698 | 4226.1715 | 2475.6756 | 140.3614 | 4097.7813 | 391.3565 | 85.889 | 1815.7361 | 2.1852 | 0.46425 | 1.721 | 0 | 0 | 290.0972 | 81.8036 | 106.4163 | 246.8676 | 6333.7258 | 122.698 | 6456.4237 | 13462.5686 | 620.4708 | 14083.0394
2010 | Primary School | 2B | 6871 | 0 | 70.7202 | 3090.7386 | 2491.2572 | 140.4881 | 4097.7813 | 391.3565 | 85.889 | 1530.8961 | 1.5835 | 0.46425 | 1.1192 | 0 | 0 | 228.5624 | 81.8353 | 107.8472 | 242.7822 | 4851.3164 | 70.7202 | 4922.0366 | 11991.8138 | 569.9238 | 12561.7377
2010 | Primary School | 3A | 6871 | 0 | 392.4947 | 2420.2847 | 2493.0307 | 140.4564 | 4097.7813 | 391.3565 | 85.889 | 1488.3 | 6.144 | 0.46425 | 5.6797 | 0 | 0 | 227.8023 | 81.8353 | 120.9744 | 245.0308 | 4142.0668 | 392.4947 | 4534.5615 | 11286.5546 | 904.8256 | 12191.3802
2010 | Primary School | 3B | 6871 | 0 | 144.8007 | 2166.2913 | 2488.8503 | 140.4564 | 4097.7813 | 391.3565 | 85.889 | 1514.3961 | 3.547 | 0.46425 | 3.0828 | 0 | 0 | 231.0326 | 81.8353 | 117.3538 | 242.5922 | 3914.8028 | 144.8007 | 4059.6036 | 11052.6716 | 653.5111 | 11706.1827
2010 | Primary School | 3C | 6871 | 0 | 89.7118 | 1527.8558 | 2485.3032 | 140.6781 | 4097.7813 | 391.3565 | 85.889 | 1331.3751 | 1.8685 | 0.46425 | 1.4043 | 0 | 0 | 154.803 | 81.8353 | 120.118 | 244.9358 | 3015.4382 | 89.7118 | 3105.15 | 10152.2936 | 601.1864 | 10753.48
2010 | Primary School | 4A | 6871 | 0 | 510.7808 | 1694.8834 | 2467.3147 | 140.7415 | 4097.7813 | 391.3565 | 85.889 | 1473.3517 | 8.3609 | 0.46425 | 7.8966 | 0 | 0 | 255.2285 | 81.8353 | 131.6084 | 244.8091 | 3431.3603 | 510.7808 | 3942.1411 | 10550.2271 | 1033.7458 | 11583.9729
2010 | Primary School | 4B | 6871 | 0 | 228.9842 | 1611.9397 | 2460.1573 | 140.3931 | 4097.7813 | 391.3565 | 85.8574 | 1548.663 | 5.9856 | 0.46425 | 5.5214 | 0 | 0 | 235.9415 | 81.8353 | 128.3564 | 242.3072 | 3402.0655 | 228.9842 | 3631.0497 | 10510.893 | 748.6971 | 11259.5901
2010 | Primary School | 4C | 6871 | 0 | 481.6862 | 638.3405 | 2487.8685 | 140.7098 | 4097.7813 | 391.3565 | 85.889 | 1375.0164 | 8.2025 | 0.46425 | 7.7383 | 0 | 0 | 192.5536 | 81.8353 | 133.1477 | 244.3024 | 2213.6488 | 481.6862 | 2695.335 | 9352.4994 | 1006.2013 | 10358.7007
2010 | Primary School | 5A | 6871 | 0 | 875.7853 | 1032.4737 | 2468.4231 | 140.4881 | 4097.7813 | 391.3565 | 85.889 | 1418.436 | 12.668 | 0.46425 | 12.2037 | 0 | 0 | 234.2313 | 81.8353 | 140.3563 | 244.5557 | 2697.3447 | 875.7853 | 3573.13 | 9816.8132 | 1407.4981 | 11224.3114
2010 | Primary School | 5B | 6871 | 0 | 575.6365 | 1175.6854 | 2467.3464 | 140.6465 | 4097.7813 | 391.3565 | 85.889 | 1561.1093 | 11.7496 | 0.46425 | 11.2853 | 0 | 0 | 261.0875 | 81.8353 | 137.5379 | 242.7822 | 3009.1675 | 575.6365 | 3584.804 | 10125.8808 | 1104.531 | 11230.4117
2010 | Primary School | 5C | 6871 | 0 | 637.4896 | 347.3249 | 2483.2447 | 140.6148 | 4097.7813 | 391.3565 | 85.889 | 1294.9546 | 10.8628 | 0.46425 | 10.3986 | 0 | 0 | 183.3376 | 81.8353 | 138.0474 | 244.3974 | 1836.0157 | 637.4896 | 2473.5053 | 8970.2425 | 1166.8935 | 10137.1359
2010 | Primary School | 6A | 6871 | 0 | 1574.6726 | 1150.3177 | 2471.9068 | 140.5831 | 4097.7813 | 391.3565 | 85.889 | 1577.2293 | 20.5855 | 0.46425 | 20.1212 | 0 | 0 | 275.2123 | 81.867 | 147.5432 | 244.2074 | 3022.8806 | 1574.6726 | 4597.5532 | 10145.4845 | 2113.5724 | 12259.0569
2010 | Primary School | 6B | 6871 | 0 | 1178.4706 | 790.9582 | 2475.5172 | 140.4248 | 4097.7813 | 391.3565 | 85.889 | 1593.9828 | 18.6853 | 0.46425 | 18.221 | 0 | 0 | 240.7237 | 81.8353 | 145.4294 | 242.7189 | 2643.8857 | 1178.4706 | 3822.3563 | 9768.4848 | 1715.2566 | 11483.7414
2010 | Primary School | 7 | 6871 | 0 | 2003.1344 | 918.6517 | 2465.8895 | 140.6465 | 4097.7813 | 391.3565 | 85.889 | 1627.9963 | 26.5395 | 0.46425 | 26.0752 | 0 | 0 | 258.3955 | 81.867 | 155.2722 | 243.669 | 2831.1188 | 2003.1344 | 4834.2532 | 9947.3253 | 2549.7631 | 12497.0884
2010 | Primary School | 8 | 6871 | 0 | 3789.5122 | 387.6408 | 2541.5492 | 141.5332 | 4097.7813 | 391.3565 | 85.9207 | 1792.3003 | 45.7948 | 0.46425 | 45.3306 | 0 | 0 | 289.5271 | 81.9303 | 164.8981 | 241.8004 | 2514.7988 | 3789.5122 | 6304.3111 | 9705.7782 | 4345.7668 | 14051.5451
2013 | Primary School | 0A | 6871 | 0 | 5.1273 | 6983.52 | 2117.3612 | 140.6465 | 3623.2697 | 391.3565 | 76.5781 | 1442.5052 | 0.50672 | 0.46425 | 0.042466 | 0 | 0 | 479.4521 | 81.8036 | 89.8419 | 205.2533 | 8905.5198 | 5.1273 | 8910.6471 | 15150.8647 | 486.3366 | 15637.2013
2013 | Primary School | 0B | 6871 | 0 | 8.0866 | 6179.2921 | 2147.511 | 140.6148 | 3623.2697 | 391.3565 | 76.6097 | 1719.5543 | 0.57006 | 0.46425 | 0.10581 | 0 | 0 | 407.4346 | 81.8036 | 92.0858 | 203.8598 | 8306.3867 | 8.0866 | 8314.4734 | 14580.5196 | 491.529 | 15072.0486
2013 | Primary School | 1A | 6871 | 0 | 0.28184 | 4443.7444 | 2186.6868 | 140.6465 | 3623.2697 | 391.3565 | 76.6097 | 1405.8946 | 0.47505 | 0.46425 | 0.010796 | 0 | 0 | 388.2425 | 81.8036 | 96.9313 | 203.0997 | 6237.8923 | 0.28184 | 6238.1742 | 12550.4726 | 488.5696 | 13039.0423
2013 | Primary School | 1B | 6871 | 0 | 40.8776 | 5043.4158 | 2182.8864 | 140.4248 | 3623.2697 | 391.3565 | 76.6097 | 1388.9195 | 0.91843 | 0.46425 | 0.45418 | 0 | 0 | 370.8557 | 81.8036 | 100.1616 | 202.7197 | 6803.6452 | 40.8776 | 6844.5229 | 13111.855 | 532.3958 | 13644.2508
2013 | Primary School | 2A | 6871 | 0 | 35.024 | 3402.5615 | 2193.1158 | 140.3614 | 3623.2697 | 391.3565 | 76.6097 | 1285.3586 | 1.1084 | 0.46425 | 0.6442 | 0 | 0 | 227.1056 | 81.8036 | 106.4813 | 202.783 | 4915.6698 | 35.024 | 4950.6939 | 11234.1407 | 532.8619 | 11767.0026
2013 | Primary School | 2B | 6871 | 0 | 36.249 | 2863.6331 | 2219.3386 | 140.4881 | 3623.2697 | 391.3565 | 76.6414 | 1407.4465 | 1.1718 | 0.46425 | 0.70754 | 0 | 0 | 180.2656 | 81.8353 | 107.8146 | 199.1726 | 4452.0527 | 36.249 | 4488.3017 | 10793.231 | 535.4201 | 11328.6511
2013 | Primary School | 3A | 6871 | 0 | 242.61 | 1918.6636 | 2220.3837 | 140.4564 | 3623.2697 | 391.3565 | 76.6414 | 1116.4625 | 4.1804 | 0.46425 | 3.7162 | 0 | 0 | 215.1343 | 81.8353 | 121.1587 | 201.0728 | 3253.9766 | 242.61 | 3496.5867 | 9598.0685 | 755.1252 | 10353.1938
2013 | Primary School | 3B | 6871 | 0 | 121.8633 | 2051.0125 | 2210.5343 | 140.4564 | 3623.2697 | 391.3565 | 76.6097 | 1295.9997 | 2.2486 | 0.46425 | 1.7843 | 0 | 0 | 0 | 81.8353 | 117.3105 | 198.9826 | 3348.7966 | 121.8633 | 3470.6599 | 9680.9489 | 630.5303 | 10311.4792
2013 | Primary School | 3C | 6871 | 0 | 51.9128 | 1325.2945 | 2205.2138 | 140.6781 | 3623.2697 | 391.3565 | 76.6097 | 1019.7423 | 1.3618 | 0.46425 | 0.89756 | 0 | 0 | 0 | 81.8353 | 120.0205 | 201.0728 | 2345.9344 | 51.9128 | 2397.8471 | 8675.0781 | 563.2789 | 9238.357
2013 | Primary School | 4A | 6871 | 0 | 293.2545 | 1346.5767 | 2156.0619 | 140.7415 | 3623.2697 | 391.3565 | 76.6097 | 1105.7264 | 5.6056 | 0.46425 | 5.1413 | 0 | 0 | 238.2534 | 81.8353 | 131.6301 | 200.7878 | 2695.6979 | 293.2545 | 2988.9524 | 8975.4363 | 816.2412 | 9791.6775
2013 | Primary School | 4B | 6871 | 0 | 221.7972 | 1447.6357 | 2136.1732 | 140.3931 | 3623.2697 | 391.3565 | 76.6097 | 1330.2984 | 3.7054 | 0.46425 | 3.2411 | 0 | 0 | 0 | 81.8353 | 128.1938 | 198.5709 | 2781.1752 | 221.7972 | 3002.9724 | 9038.4596 | 741.3476 | 9779.8072
2013 | Primary School | 4C | 6871 | 0 | 611.04 | 555.8402 | 2200.8433 | 140.7098 | 3623.2697 | 391.3565 | 76.6097 | 1060.85 | 10.1344 | 0.46425 | 9.6701 | 0 | 0 | 0 | 81.8353 | 133.2019 | 200.3761 | 1626.3603 | 611.04 | 2237.4003 | 7950.4685 | 1135.5984 | 9086.0669
2013 | Primary School | 5A | 6871 | 0 | 585.7936 | 847.4892 | 2163.1243 | 140.4881 | 3623.2697 | 391.3565 | 76.6097 | 1072.8529 | 9.0259 | 0.46425 | 8.5617 | 0 | 0 | 221.0883 | 81.8353 | 140.3888 | 200.5978 | 2149.9921 | 585.7936 | 2735.7857 | 8436.3813 | 1117.539 | 9553.9202
2013 | Primary School | 5B | 6871 | 0 | 559.7126 | 1053.5342 | 2149.6329 | 140.6465 | 3623.2697 | 391.3565 | 76.6097 | 1318.8338 | 8.2975 | 0.46425 | 7.8333 | 0 | 0 | 0 | 81.8353 | 137.3428 | 198.8876 | 2380.2013 | 559.7126 | 2939.9139 | 8651.5789 | 1088.401 | 9739.98
2013 | Primary School | 5C | 6871 | 0 | 377.9366 | 331.9649 | 2187.1935 | 140.6148 | 3623.2697 | 391.3565 | 76.6097 | 1024.9679 | 8.2025 | 0.46425 | 7.7383 | 0 | 0 | 168.1677 | 81.8353 | 137.874 | 200.4394 | 1532.8388 | 377.9366 | 1910.7754 | 7843.2972 | 907.1562 | 8750.4534
2013 | Primary School | 6A | 6871 | 0 | 1134.3518 | 896.1026 | 2166.228 | 140.5831 | 3623.2697 | 391.3565 | 76.6097 | 1189.2718 | 15.0432 | 0.46425 | 14.579 | 0 | 0 | 236.8599 | 81.867 | 147.5866 | 200.5661 | 2336.8134 | 1134.3518 | 3471.1652 | 8626.3696 | 1673.2949 | 10299.6645
2013 | Primary School | 6B | 6871 | 0 | 798.366 | 656.4874 | 2168.9833 | 140.4248 | 3623.2697 | 391.3565 | 76.6097 | 1243.8709 | 12.6363 | 0.46425 | 12.1721 | 0 | 0 | 218.523 | 81.8353 | 145.256 | 199.0143 | 2131.0534 | 798.366 | 2929.4194 | 8421.6547 | 1334.9785 | 9756.6333
2013 | Primary School | 7 | 6871 | 0 | 1414.4032 | 732.4321 | 2152.1665 | 140.6465 | 3623.2697 | 391.3565 | 76.6097 | 1217.7115 | 18.5269 | 0.46425 | 18.0627 | 0 | 0 | 235.4348 | 81.867 | 155.1854 | 200.2811 | 2203.6411 | 1414.4032 | 3618.0443 | 8478.9458 | 1960.9452 | 10439.8909
2013 | Primary School | 8 | 6871 | 0 | 2692.6994 | 333.9285 | 2265.9568 | 141.5332 | 3623.2697 | 391.3565 | 76.6731 | 1412.9887 | 33.5385 | 0.46425 | 33.0743 | 0 | 0 | 262.8927 | 81.8986 | 164.7246 | 199.1093 | 2042.8841 | 2692.6994 | 4735.5835 | 8431.8208 | 3248.7805 | 11680.6013
2016 | Primary School | 0A | 6871 | 0 | 13.4958 | 5911.9339 | 1110.4135 | 80.5685 | 3623.2697 | 391.3565 | 54.9158 | 1313.1015 | 0.60173 | 0.46425 | 0.13748 | 0 | 0 | 446.1353 | 81.8036 | 89.3108 | 205.2216 | 7671.3082 | 13.4958 | 7684.804 | 12827.9652 | 494.1631 | 13322.1282
2016 | Primary School | 0B | 6871 | 0 | 14.1896 | 5459.3379 | 1109.1784 | 81.0119 | 3623.2697 | 391.3565 | 54.9158 | 1605.6373 | 0.6334 | 0.46425 | 0.16915 | 0 | 0 | 366.4219 | 81.8036 | 91.5546 | 203.8281 | 7431.5663 | 14.1896 | 7445.7559 | 12586.038 | 497.1007 | 13083.1388
2016 | Primary School | 1A | 6871 | 0 | 0.41192 | 3867.8254 | 1124.7284 | 81.2019 | 3623.2697 | 391.3565 | 54.9158 | 1276.7127 | 0.47505 | 0.46425 | 0.010796 | 0 | 0 | 346.3114 | 81.8036 | 96.4218 | 203.068 | 5490.8604 | 0.41192 | 5491.2723 | 10660.312 | 488.1902 | 11148.5023
2016 | Primary School | 1B | 6871 | 0 | 77.6794 | 4565.5789 | 1112.2821 | 80.9485 | 3623.2697 | 391.3565 | 54.9158 | 1357.3129 | 1.3935 | 0.46425 | 0.92923 | 0 | 0 | 354.0389 | 81.8036 | 99.6738 | 202.7513 | 6277.8599 | 77.6794 | 6355.5393 | 11434.3268 | 568.7206 | 12003.0474
2016 | Primary School | 2A | 6871 | 0 | 47.3274 | 3165.6065 | 1117.2859 | 81.0435 | 3623.2697 | 391.3565 | 54.9158 | 1202.8583 | 1.2985 | 0.46425 | 0.83422 | 0 | 0 | 285.7901 | 81.8036 | 106.0911 | 202.783 | 4655.0891 | 47.3274 | 4702.4165 | 9816.6866 | 544.775 | 10361.4616
2016 | Primary School | 2B | 6871 | 0 | 57.9398 | 2631.2386 | 1137.8081 | 81.0752 | 3623.2697 | 391.3565 | 54.9158 | 1305.1524 | 1.3301 | 0.46425 | 0.86589 | 0 | 0 | 199.616 | 81.8353 | 107.3377 | 199.141 | 4136.8729 | 57.9398 | 4194.8127 | 9315.3505 | 556.634 | 9871.9845
2016 | Primary School | 3A | 6871 | 0 | 308.2462 | 1812.8225 | 1130.2706 | 81.2969 | 3623.2697 | 391.3565 | 54.9158 | 1043.0514 | 4.9089 | 0.46425 | 4.4446 | 0 | 0 | 257.6671 | 81.8353 | 120.7793 | 201.1995 | 3117.9856 | 308.2462 | 3426.2319 | 8291.2377 | 820.382 | 9111.6197
2016 | Primary School | 3B | 6871 | 0 | 165.5051 | 1887.1836 | 1142.7803 | 80.7902 | 3623.2697 | 391.3565 | 54.9158 | 1201.7498 | 2.882 | 0.46425 | 2.4177 | 0 | 0 | 0 | 81.8353 | 116.8986 | 198.9826 | 3091.3512 | 165.5051 | 3256.8563 | 8274.4209 | 673.7602 | 8948.1811
2016 | Primary School | 3C | 6871 | 0 | 77.3109 | 1208.6222 | 1142.3369 | 80.8535 | 3623.2697 | 391.3565 | 54.9158 | 960.2344 | 1.7102 | 0.46425 | 1.2459 | 0 | 0 | 0 | 81.8353 | 119.6953 | 201.0728 | 2170.1025 | 77.3109 | 2247.4134 | 7354.8824 | 588.3627 | 7943.2451
2016 | Primary School | 4A | 6871 | 0 | 379.2916 | 1230.0628 | 1123.4932 | 81.2335 | 3623.2697 | 391.3565 | 54.9158 | 1033.0121 | 7.8542 | 0.46425 | 7.3899 | 0 | 0 | 235.0231 | 81.8353 | 131.3266 | 201.0095 | 2505.4878 | 379.2916 | 2884.7794 | 7671.7091 | 901.9747 | 8573.6838
2016 | Primary School | 4B | 6871 | 0 | 291.5201 | 1309.7762 | 1112.7571 | 80.8535 | 3623.2697 | 391.3565 | 54.9158 | 1215.5896 | 4.7505 | 0.46425 | 4.2862 | 0 | 0 | 0 | 81.8353 | 127.8361 | 198.6342 | 2529.652 | 291.5201 | 2821.1722 | 7682.3819 | 810.7128 | 8493.0947
2016 | Primary School | 4C | 6871 | 0 | 684.6327 | 490.3783 | 1143.0653 | 81.6136 | 3623.2697 | 391.3565 | 54.9158 | 988.2623 | 10.9895 | 0.46425 | 10.5252 | 0 | 0 | 0 | 81.8353 | 133.0068 | 200.5978 | 1489.1659 | 684.6327 | 2173.7986 | 6674.8959 | 1208.996 | 7883.8919
2016 | Primary School | 5A | 6871 | 0 | 709.2937 | 766.7624 | 1112.6938 | 81.2335 | 3623.2697 | 391.3565 | 54.9158 | 1045.205 | 12.3513 | 0.46425 | 11.887 | 0 | 0 | 209.6554 | 81.8353 | 140.172 | 200.8195 | 2033.5098 | 709.2937 | 2742.8035 | 7188.7733 | 1240.8223 | 8429.5956
2016 | Primary School | 5B | 6871 | 0 | 682.4864 | 944.4944 | 1115.4491 | 81.1385 | 3623.2697 | 391.3565 | 54.9158 | 1228.1943 | 10.1661 | 0.46425 | 9.7018 | 0 | 0 | 0 | 81.8353 | 137.0176 | 199.0776 | 2182.3905 | 682.4864 | 2864.8769 | 7338.5407 | 1210.8605 | 8549.4012
2016 | Primary School | 5C | 6871 | 0 | 486.7268 | 303.2403 | 1128.6555 | 81.6136 | 3623.2697 | 391.3565 | 54.9158 | 966.41 | 9.406 | 0.46425 | 8.9417 | 0 | 0 | 148.9757 | 81.8353 | 137.7439 | 200.6928 | 1427.5677 | 486.7268 | 1914.2946 | 6598.9829 | 1015.8272 | 7614.8101
2016 | Primary School | 6A | 6871 | 0 | 1251.9441 | 835.993 | 1112.3137 | 81.3286 | 3623.2697 | 391.3565 | 54.9158 | 1139.9933 | 18.717 | 0.46425 | 18.2527 | 0 | 0 | 248.7045 | 81.867 | 147.2831 | 200.5344 | 2242.9435 | 1251.9441 | 3494.8877 | 7397.6053 | 1790.5837 | 9188.189
2016 | Primary School | 6B | 6871 | 0 | 786.1493 | 588.872 | 1106.2014 | 81.4552 | 3623.2697 | 391.3565 | 54.9158 | 1176.8255 | 13.048 | 0.46425 | 12.5838 | 0 | 0 | 219.8531 | 81.8353 | 144.9416 | 199.141 | 1998.1344 | 786.1493 | 2784.2838 | 7145.4804 | 1322.4475 | 8467.9279
2016 | Primary School | 7 | 6871 | 0 | 1569.6212 | 673.3675 | 1102.1477 | 81.6453 | 3623.2697 | 391.3565 | 54.9158 | 1175.242 | 3.9271 | 0.46425 | 3.4628 | 0 | 0 | 251.9982 | 81.867 | 154.9361 | 200.2177 | 2104.0706 | 1569.6212 | 3673.6917 | 7248.6296 | 2115.9246 | 9364.5542
2016 | Primary School | 8 | 6871 | 0 | 2787.2242 | 316.5417 | 1180.2776 | 84.3055 | 3623.2697 | 391.3565 | 54.9475 | 1352.309 | 9.9127 | 0.46425 | 9.4485 | 0 | 0 | 260.8024 | 81.8986 | 164.4428 | 198.9826 | 1939.1016 | 2787.2242 | 4726.3257 | 7163.2156 | 3343.0235 | 10506.2391
2019 | Primary School | 0A | 6871 | 0 | 6.233 | 5523.723 | 895.9126 | 80.5685 | 3561.6715 | 391.3565 | 54.0607 | 1308.0343 | 0.53839 | 0.46425 | 0.074136 | 0 | 0 | 343.6195 | 81.8036 | 89.2566 | 144.7319 | 7175.451 | 6.233 | 7181.684 | 11994.6958 | 486.8569 | 12481.5527
2019 | Primary School | 0B | 6871 | 0 | 2.3523 | 4902.8644 | 891.1621 | 81.0119 | 3561.6715 | 391.3565 | 54.0607 | 1442.9802 | 0.50672 | 0.46425 | 0.042466 | 0 | 0 | 315.7182 | 81.8036 | 91.4354 | 144.0352 | 6661.6053 | 2.3523 | 6663.9576 | 11475.8145 | 485.1442 | 11960.9587
2019 | Primary School | 1A | 6871 | 0 | 0.1626 | 3513.2798 | 913.9012 | 81.2019 | 3561.6715 | 391.3565 | 54.0607 | 1181.671 | 0.47505 | 0.46425 | 0.010796 | 0 | 0 | 337.7606 | 81.8036 | 96.27 | 143.6551 | 5032.7222 | 0.1626 | 5032.8848 | 9869.5755 | 487.7892 | 10357.3646
2019 | Primary School | 1B | 6871 | 0 | 51.1973 | 4098.5414 | 904.4002 | 80.9485 | 3561.6715 | 391.3565 | 54.0607 | 1287.4488 | 1.0768 | 0.46425 | 0.61253 | 0 | 0 | 292.2508 | 81.8036 | 99.5546 | 143.4968 | 5678.8535 | 51.1973 | 5730.0508 | 10505.7307 | 542.1192 | 11047.85
2019 | Primary School | 2A | 6871 | 0 | 34.8072 | 2924.1228 | 899.0796 | 81.0435 | 3561.6715 | 391.3565 | 54.0607 | 1120.7696 | 1.1084 | 0.46425 | 0.6442 | 0 | 0 | 283.6048 | 81.8036 | 105.8201 | 143.4334 | 4329.1414 | 34.8072 | 4363.9487 | 9150.7615 | 531.9838 | 9682.7453
2019 | Primary School | 2B | 6871 | 0 | 31.2626 | 2317.7056 | 914.1862 | 81.0752 | 3561.6715 | 391.3565 | 54.0924 | 1096.3521 | 1.0451 | 0.46425 | 0.58086 | 0 | 0 | 181.6274 | 81.8353 | 107.2835 | 141.5966 | 3596.266 | 31.2626 | 3627.5285 | 8431.1874 | 529.9026 | 8961.09
2019 | Primary School | 3A | 6871 | 0 | 243.9 | 1656.9427 | 908.8023 | 81.2969 | 3561.6715 | 391.3565 | 54.0924 | 924.7957 | 4.6238 | 0.46425 | 4.1596 | 0 | 0 | 281.578 | 81.8353 | 120.4541 | 142.5783 | 2867.4759 | 243.9 | 3111.3759 | 7698.2169 | 755.7106 | 8453.9275
2019 | Primary School | 3B | 6871 | 0 | 150.9578 | 1701.059 | 920.7102 | 80.7902 | 3561.6715 | 391.3565 | 54.0924 | 998.7768 | 2.7236 | 0.46425 | 2.2594 | 0 | 0 | 0 | 81.8353 | 116.8227 | 141.5332 | 2702.0952 | 150.9578 | 2853.053 | 7543.2239 | 659.1262 | 8202.3501
2019 | Primary School | 3C | 6871 | 0 | 51.2732 | 1131.6324 | 924.764 | 80.8535 | 3561.6715 | 391.3565 | 54.0924 | 838.7799 | 1.2668 | 0.46425 | 0.80255 | 0 | 0 | 0 | 81.8353 | 119.3484 | 142.42 | 1971.2149 | 51.2732 | 2022.4881 | 6817.3475 | 561.9673 | 7379.3148
2019 | Primary School | 4A | 6871 | 0 | 332.246 | 1154.9099 | 914.7563 | 81.2335 | 3561.6715 | 391.3565 | 54.0924 | 907.5989 | 8.0125 | 0.46425 | 7.5483 | 0 | 0 | 228.3407 | 81.8353 | 131.0339 | 142.5467 | 2298.3977 | 332.246 | 2630.6437 | 7134.9976 | 854.6364 | 7989.6341
2019 | Primary School | 4B | 6871 | 0 | 281.8183 | 1181.0693 | 902.9117 | 80.8535 | 3561.6715 | 391.3565 | 54.0607 | 987.4073 | 4.7505 | 0.46425 | 4.2862 | 0 | 0 | 0 | 81.8353 | 127.7602 | 141.4065 | 2172.7628 | 281.8183 | 2454.5811 | 6995.9663 | 800.9242 | 7796.8906
2019 | Primary School | 4C | 6871 | 0 | 552.3739 | 471.0279 | 927.551 | 81.6136 | 3561.6715 | 391.3565 | 54.0924 | 908.7706 | 9.0893 | 0.46425 | 8.625 | 0 | 0 | 0 | 81.8353 | 132.6166 | 142.3567 | 1388.4236 | 552.3739 | 1940.7975 | 6238.0082 | 1076.347 | 7314.3552
2019 | Primary School | 5A | 6871 | 0 | 632.6983 | 723.4378 | 904.2418 | 81.2335 | 3561.6715 | 391.3565 | 54.0607 | 897.9395 | 12.478 | 0.46425 | 12.0137 | 0 | 0 | 217.0662 | 81.8353 | 139.7926 | 142.325 | 1850.4572 | 632.6983 | 2483.1555 | 6676.321 | 1163.8583 | 7840.1793
2019 | Primary School | 5B | 6871 | 0 | 654.6926 | 820.0946 | 908.2323 | 81.1385 | 3561.6715 | 391.3565 | 54.0924 | 961.9446 | 10.1661 | 0.46425 | 9.7018 | 0 | 0 | 0 | 81.8353 | 136.9309 | 141.5966 | 1791.741 | 654.6926 | 2446.4337 | 6620.7719 | 1182.9692 | 7803.7411
2019 | Primary School | 5C | 6871 | 0 | 355.075 | 289.7805 | 918.3983 | 81.6136 | 3561.6715 | 391.3565 | 54.0924 | 884.7015 | 8.1709 | 0.46425 | 7.7066 | 0 | 0 | 223.3685 | 81.8353 | 137.2886 | 142.42 | 1405.5571 | 355.075 | 1760.6321 | 6246.0841 | 883.7202 | 7129.8042
2019 | Primary School | 6A | 6871 | 0 | 1132.0104 | 770.9111 | 909.4674 | 81.3286 | 3561.6715 | 391.3565 | 54.0924 | 956.624 | 18.6853 | 0.46425 | 18.221 | 0 | 0 | 239.2035 | 81.867 | 147.0338 | 141.9133 | 1984.9597 | 1132.0104 | 3116.9701 | 6815.7957 | 1670.4115 | 8486.2072
2019 | Primary School | 6B | 6871 | 0 | 767.1468 | 510.4254 | 903.5768 | 81.4552 | 3561.6715 | 391.3565 | 54.0924 | 943.0059 | 13.2697 | 0.46425 | 12.8055 | 0 | 0 | 215.9261 | 81.867 | 144.8441 | 141.5016 | 1682.1628 | 767.1468 | 2449.3096 | 6506.7915 | 1303.3474 | 7810.1389
2019 | Primary School | 7 | 6871 | 0 | 1400.0619 | 605.1187 | 905.287 | 81.6453 | 3561.6715 | 391.3565 | 54.0924 | 985.4754 | 3.262 | 0.46425 | 2.7978 | 0 | 0 | 213.7092 | 81.867 | 154.6651 | 141.6916 | 1807.101 | 1400.0619 | 3207.1629 | 6633.8199 | 1946.0835 | 8579.9034
2019 | Primary School | 8 | 6871 | 0 | 2491.8775 | 285.41 | 973.8208 | 84.3055 | 3561.6715 | 391.3565 | 54.0924 | 1140.025 | 7.7591 | 0.46425 | 7.2949 | 0 | 0 | 239.1085 | 81.9303 | 164.2694 | 140.8048 | 1671.8384 | 2491.8775 | 4163.7159 | 6568.8964 | 3047.5142 | 9616.4106
2004 | Secondary School | 0A | 19592 | 0 | 373.3188 | 39645.6461 | 10435.17 | 687.524 | 8287.6906 | 590.1946 | 251.3331 | 7643.2378 | 1638.7641 | 2.4144 | 1636.3497 | 0 | 0 | 2723.9367 | 489.3648 | 354.3813 | 502.5079 | 51649.1703 | 373.3188 | 52022.4891 | 72305.2069 | 1317.8947 | 73623.1016
2004 | Secondary School | 0B | 19592 | 0 | 105.7442 | 26437.3559 | 10435.17 | 687.6507 | 8287.6906 | 590.1946 | 251.3331 | 6491.1149 | 953.552 | 2.4144 | 951.1376 | 0 | 0 | 1813.5825 | 488.9531 | 362.1102 | 517.3294 | 35693.1909 | 105.7442 | 35798.9351 | 56363.7324 | 1058.049 | 57421.7814
2004 | Secondary School | 1A | 19592 | 0 | 89.159 | 24529.2701 | 10435.17 | 687.7457 | 8287.6906 | 590.1946 | 251.3331 | 7549.9696 | 1031.4286 | 2.4144 | 1029.0141 | 0 | 0 | 2556.4341 | 489.4282 | 386.7712 | 487.3063 | 35664.6879 | 89.159 | 35753.8469 | 56305.7763 | 1066.1248 | 57371.9011
2004 | Secondary School | 1B | 19592 | 0 | 323.3464 | 21579.5263 | 10435.17 | 686.8906 | 8287.6906 | 590.1946 | 251.3331 | 6321.8704 | 788.9314 | 2.4144 | 786.5169 | 0 | 0 | 1781.5958 | 488.9848 | 399.1938 | 514.6058 | 30469.5095 | 323.3464 | 30792.8558 | 51136.5989 | 1312.724 | 52449.3229
2004 | Secondary School | 2A | 19592 | 0 | 422.554 | 22193.6709 | 10435.17 | 686.6373 | 8287.6906 | 590.1946 | 251.3331 | 7075.9331 | 1015.6886 | 2.4144 | 1013.2741 | 0 | 0 | 2195.016 | 489.4282 | 429.8819 | 487.2113 | 32477.8942 | 422.554 | 32900.4482 | 53117.7791 | 1442.6414 | 54560.4205
2004 | Secondary School | 2B | 19592 | 0 | 434.1528 | 13059.4729 | 10435.17 | 687.144 | 8287.6906 | 590.1946 | 251.3331 | 6241.9353 | 496.4589 | 2.4144 | 494.0445 | 0 | 0 | 1439.5915 | 488.9848 | 434.6623 | 503.6797 | 21235.0442 | 434.1528 | 21669.197 | 41891.4925 | 1459.0206 | 43350.5131
2004 | Secondary School | 3A | 19592 | 0 | 1352.1382 | 12378.1878 | 10435.17 | 687.0173 | 8287.6906 | 590.1946 | 251.3331 | 6538.4299 | 620.447 | 2.4144 | 618.0325 | 0 | 0 | 1954.5457 | 489.4282 | 495.5289 | 478.8504 | 21489.1959 | 1352.1382 | 22841.3342 | 42121.1317 | 2437.851 | 44558.9826
2004 | Secondary School | 3B | 19592 | 0 | 598.6824 | 9029.402 | 10435.17 | 686.9856 | 8287.6906 | 590.1946 | 251.3331 | 6163.6787 | 353.5956 | 2.4144 | 351.1811 | 0 | 0 | 1063.637 | 489.0165 | 478.1416 | 501.2411 | 16607.8988 | 598.6824 | 17206.5812 | 37261.7502 | 1667.0186 | 38928.7688
2004 | Secondary School | 3C | 19592 | 0 | 685.5758 | 7681.0518 | 10435.17 | 686.8906 | 8287.6906 | 590.1946 | 251.3331 | 6366.3984 | 417.6956 | 2.4144 | 415.2812 | 0 | 0 | 0 | 489.4599 | 491.3338 | 480.7823 | 14462.7314 | 685.5758 | 15148.3072 | 35096.504 | 1767.0934 | 36863.5974
2004 | Secondary School | 4A | 19592 | 0 | 3204.0655 | 8335.544 | 10435.17 | 685.9722 | 8287.6906 | 590.1946 | 251.3331 | 6487.3145 | 453.8311 | 2.4144 | 451.4167 | 0 | 0 | 1891.3641 | 489.4599 | 543.7019 | 475.7784 | 17165.6392 | 3204.0655 | 20369.7047 | 37793.4578 | 4337.9512 | 42131.409
2004 | Secondary School | 4B | 19592 | 0 | 1600.3851 | 7044.8015 | 10435.17 | 686.4789 | 8287.6906 | 590.1946 | 251.3331 | 7016.5202 | 355.1474 | 2.4144 | 352.733 | 0 | 0 | 1148.6076 | 489.4599 | 529.469 | 472.168 | 15562.6622 | 1600.3851 | 17163.0472 | 36187.4088 | 2720.0378 | 38907.4466
2004 | Secondary School | 4C | 19592 | 0 | 2065.9306 | 2863.1263 | 10435.17 | 685.1804 | 8287.6906 | 590.1946 | 251.3331 | 5837.4461 | 214.976 | 2.4144 | 212.5615 | 0 | 0 | 1028.9266 | 489.4599 | 550.8563 | 474.4483 | 9942.0606 | 2065.9306 | 12007.9911 | 30567.7257 | 3206.9815 | 33774.7071
2004 | Secondary School | 5A | 19592 | 0 | 3780.1465 | 4963.7658 | 10435.17 | 686.1622 | 8287.6906 | 590.1946 | 251.3331 | 6369.9771 | 320.0253 | 2.4144 | 317.6109 | 0 | 0 | 1362.0634 | 489.4599 | 583.1595 | 473.2448 | 13013.4172 | 3780.1465 | 16793.5637 | 33638.9239 | 4953.4898 | 38592.4137
2004 | Secondary School | 5B | 19592 | 0 | 2622.5646 | 5568.6628 | 10435.17 | 686.1939 | 8287.6906 | 590.1946 | 251.3331 | 7099.9389 | 279.6144 | 2.4144 | 277.2 | 0 | 0 | 1368.6507 | 489.4599 | 570.7802 | 472.0097 | 14314.4525 | 2622.5646 | 16937.017 | 34938.724 | 3783.5394 | 38722.2634
2004 | Secondary School | 5C | 19592 | 0 | 2285.7441 | 1602.0269 | 10435.17 | 685.1171 | 8287.6906 | 590.1946 | 251.3331 | 5526.795 | 146.6638 | 2.4144 | 144.2493 | 0 | 0 | 1122.0998 | 489.4599 | 571.9184 | 473.7199 | 8395.1711 | 2285.7441 | 10680.9152 | 29020.0761 | 3447.868 | 32467.944
2004 | Secondary School | 6A | 19592 | 0 | 7868.1381 | 5266.341 | 10435.17 | 685.8455 | 8287.6906 | 590.1946 | 251.3331 | 6750.1438 | 377.8548 | 2.4144 | 375.4403 | 0 | 0 | 1177.7123 | 489.4599 | 615.3651 | 473.0865 | 13569.6374 | 7868.1381 | 21437.7755 | 34194.6691 | 9073.687 | 43268.3561
2004 | Secondary School | 6B | 19592 | 0 | 4863.2251 | 3722.5551 | 10435.17 | 685.3705 | 8287.6906 | 590.1946 | 251.3331 | 6763.6352 | 237.6833 | 2.4144 | 235.2689 | 0 | 0 | 1350.9155 | 489.4599 | 606.0752 | 470.5529 | 12072.3748 | 4863.2251 | 16935.5999 | 32694.3662 | 6059.495 | 38753.8611
2004 | Secondary School | 7 | 19592 | 0 | 9806.5144 | 4318.1095 | 10435.17 | 684.9271 | 8287.6906 | 590.1946 | 251.3331 | 7033.1469 | 331.0148 | 2.4144 | 328.6004 | 0 | 0 | 1170.2698 | 489.4599 | 650.1398 | 471.8197 | 12850.1267 | 9806.5144 | 22656.6411 | 33472.9414 | 11046.8489 | 44519.7903
2004 | Secondary School | 8 | 19592 | 0 | 13663.8742 | 2092.7536 | 10435.17 | 681.1584 | 8287.6906 | 590.1946 | 251.3331 | 6962.6178 | 245.5375 | 2.4144 | 243.1231 | 0 | 0 | 1254.5437 | 489.4599 | 692.5568 | 469.6028 | 10553.0382 | 13663.8742 | 24216.9124 | 31169.899 | 14946.6256 | 46116.5246
2007 | Secondary School | 0A | 19592 | 0 | 155.5106 | 35313.4118 | 10435.17 | 687.524 | 8287.6906 | 590.1946 | 251.3331 | 6137.2343 | 1507.6503 | 2.4144 | 1505.2359 | 0 | 0 | 1299.2301 | 489.3648 | 354.3271 | 502.3495 | 44255.1121 | 155.5106 | 44410.6227 | 64910.9587 | 1100.0324 | 66010.991
2007 | Secondary School | 0B | 19592 | 0 | 65.0508 | 23996.644 | 10435.17 | 687.6507 | 8287.6906 | 590.1946 | 251.3331 | 5191.4097 | 903.3234 | 2.4144 | 900.909 | 0 | 0 | 1202.6682 | 488.9531 | 362.0885 | 517.3294 | 31291.631 | 65.0508 | 31356.6818 | 51962.2041 | 1017.334 | 52979.5381
2007 | Secondary School | 1A | 19592 | 0 | 90.3622 | 22733.8028 | 10435.17 | 687.7457 | 8287.6906 | 590.1946 | 251.3331 | 6094.8282 | 992.9178 | 2.4144 | 990.5034 | 0 | 0 | 1518.8932 | 489.4282 | 386.6953 | 487.3063 | 31338.0276 | 90.3622 | 31428.3898 | 51979.1476 | 1067.2522 | 53046.3998
2007 | Secondary School | 1B | 19592 | 0 | 193.765 | 20246.4726 | 10435.17 | 686.8906 | 8287.6906 | 590.1946 | 251.3331 | 5399.2283 | 730.3102 | 2.4144 | 727.8958 | 0 | 0 | 914.7246 | 488.9848 | 399.1505 | 514.5425 | 27288.3213 | 193.765 | 27482.0863 | 47955.3157 | 1183.0993 | 49138.415
2007 | Secondary School | 2A | 19592 | 0 | 216.2255 | 19683.38 | 10435.17 | 686.6373 | 8287.6906 | 590.1946 | 251.3331 | 5475.8063 | 929.7045 | 2.4144 | 927.2901 | 0 | 0 | 1354.3992 | 489.4282 | 429.8277 | 487.1796 | 27440.8757 | 216.2255 | 27657.1012 | 48080.7289 | 1236.237 | 49316.9659
2007 | Secondary School | 2B | 19592 | 0 | 198.578 | 11887.4295 | 10435.17 | 687.144 | 8287.6906 | 590.1946 | 251.3331 | 4932.3175 | 447.8138 | 2.4144 | 445.3994 | 0 | 0 | 919.4434 | 488.9848 | 434.5864 | 503.7113 | 18184.5898 | 198.578 | 18383.1678 | 38841.0698 | 1223.359 | 40064.4288
2007 | Secondary School | 3A | 19592 | 0 | 839.5038 | 11335.1997 | 10435.17 | 687.0173 | 8287.6906 | 590.1946 | 251.3331 | 4880.6954 | 572.942 | 2.4144 | 570.5275 | 0 | 0 | 1204.1567 | 489.4282 | 495.3988 | 478.8504 | 17990.5794 | 839.5038 | 18830.0832 | 38622.5151 | 1925.0973 | 40547.6124
2007 | Secondary School | 3B | 19592 | 0 | 321.5794 | 8157.4636 | 10435.17 | 686.9856 | 8287.6906 | 590.1946 | 251.3331 | 4749.2965 | 325.8526 | 2.4144 | 323.4382 | 0 | 0 | 558.4054 | 489.0165 | 478.0115 | 501.3361 | 13788.6038 | 321.5794 | 14110.1832 | 34442.5502 | 1389.7747 | 35832.3249
2007 | Secondary School | 3C | 19592 | 0 | 251.2929 | 6758.7897 | 10435.17 | 686.8906 | 8287.6906 | 590.1946 | 251.3331 | 4529.4751 | 350.6186 | 2.4144 | 348.2041 | 0 | 0 | 0 | 489.4599 | 491.3122 | 480.7823 | 11636.4689 | 251.2929 | 11887.7618 | 32270.1782 | 1332.7997 | 33602.9778
2007 | Secondary School | 4A | 19592 | 0 | 1837.174 | 7808.6819 | 10435.17 | 685.9722 | 8287.6906 | 590.1946 | 251.3331 | 4681.7761 | 417.3156 | 2.4144 | 414.9012 | 0 | 0 | 1151.2678 | 489.4599 | 543.42 | 475.8101 | 14056.627 | 1837.174 | 15893.801 | 34684.4456 | 2970.7996 | 37655.2452
2007 | Secondary School | 4B | 19592 | 0 | 946.2236 | 6530.8607 | 10435.17 | 686.4789 | 8287.6906 | 590.1946 | 251.3331 | 5625.5421 | 327.7845 | 2.4144 | 325.3701 | 0 | 0 | 537.4082 | 489.4915 | 529.263 | 472.3264 | 13019.1811 | 946.2236 | 13965.4047 | 33644.1178 | 2065.6921 | 35709.8099
2007 | Secondary School | 4C | 19592 | 0 | 1161.4084 | 2825.8508 | 10435.17 | 685.1804 | 8287.6906 | 590.1946 | 251.3331 | 4264.5872 | 189.83 | 2.4144 | 187.4156 | 0 | 0 | 674.6977 | 489.4599 | 550.6503 | 474.5116 | 7952.5512 | 1161.4084 | 9113.9596 | 28578.2796 | 2302.2534 | 30880.533
2007 | Secondary School | 5A | 19592 | 0 | 2798.4327 | 4904.7646 | 10435.17 | 686.1622 | 8287.6906 | 590.1946 | 251.3331 | 4678.134 | 292.3141 | 2.4144 | 289.8997 | 0 | 0 | 782.4707 | 489.4599 | 582.921 | 473.2765 | 10655.269 | 2798.4327 | 13453.7017 | 31280.7757 | 3971.5484 | 35252.3241
2007 | Secondary School | 5B | 19592 | 0 | 1568.1144 | 5468.1105 | 10435.17 | 686.1939 | 8287.6906 | 590.1946 | 251.3331 | 5488.3477 | 261.7525 | 2.4144 | 259.3381 | 0 | 0 | 886.855 | 489.4599 | 570.5742 | 472.1364 | 12102.6513 | 1568.1144 | 13670.7657 | 32727.0496 | 2728.8724 | 35455.922
2007 | Secondary School | 5C | 19592 | 0 | 1200.2373 | 1671.3209 | 10435.17 | 685.1171 | 8287.6906 | 590.1946 | 251.3331 | 4037.4183 | 122.9429 | 2.4144 | 120.5285 | 0 | 0 | 510.5204 | 489.4599 | 571.7341 | 473.7832 | 6339.7881 | 1200.2373 | 7540.0254 | 26964.7248 | 2362.1661 | 29326.8908
2007 | Secondary School | 6A | 19592 | 0 | 4767.4212 | 5164.0152 | 10435.17 | 685.8455 | 8287.6906 | 590.1946 | 251.3331 | 5025.5856 | 331.8383 | 2.4144 | 329.4238 | 0 | 0 | 801.156 | 489.4599 | 615.1158 | 473.1181 | 11320.1806 | 4767.4212 | 16087.6018 | 31945.1806 | 5972.7208 | 37917.9014
2007 | Secondary School | 6B | 19592 | 0 | 3921.0556 | 3820.8588 | 10435.17 | 685.3705 | 8287.6906 | 590.1946 | 251.3331 | 5202.8109 | 223.3052 | 2.4144 | 220.8907 | 0 | 0 | 756.0262 | 489.4599 | 605.7934 | 470.6162 | 10000.5867 | 3921.0556 | 13921.6424 | 30622.6414 | 5117.0437 | 35739.6851
2007 | Secondary School | 7 | 19592 | 0 | 6807.6501 | 4213.9469 | 10435.17 | 684.9271 | 8287.6906 | 590.1946 | 251.3331 | 5146.9134 | 289.8755 | 2.4144 | 287.4611 | 0 | 0 | 699.4003 | 489.4599 | 649.8905 | 471.8197 | 10347.7216 | 6807.6501 | 17155.3717 | 30970.5364 | 8047.7352 | 39018.2716
2007 | Secondary School | 8 | 19592 | 0 | 11464.8935 | 2214.113 | 10435.17 | 681.1584 | 8287.6906 | 590.1946 | 251.3331 | 5410.5028 | 228.3407 | 2.4144 | 225.9263 | 0 | 0 | 722.5511 | 489.4599 | 692.5026 | 469.5711 | 8573.0932 | 11464.8935 | 20037.9866 | 29189.9223 | 12747.5907 | 41937.513
2010 | Secondary School | 0A | 19592 | 0 | 282.653 | 30154.8122 | 6418.4639 | 373.326 | 8226.5675 | 590.1946 | 140.3298 | 5300.4496 | 542.1904 | 2.4144 | 539.776 | 0 | 0 | 1729.7837 | 489.3015 | 353.3948 | 497.2823 | 37724.8214 | 282.653 | 38007.4744 | 53872.5069 | 1226.2533 | 55098.7602
2010 | Secondary School | 0B | 19592 | 0 | 75.9017 | 20151.0509 | 6460.7117 | 373.2309 | 8226.5675 | 590.1946 | 140.3614 | 4504.7725 | 368.2271 | 2.4144 | 365.8127 | 0 | 0 | 1136.7313 | 488.9531 | 361.7091 | 514.9542 | 26158.3674 | 75.9017 | 26234.2691 | 42365.5607 | 1027.8054 | 43393.3662
2010 | Secondary School | 1A | 19592 | 0 | 51.7935 | 18241.2233 | 6524.3684 | 373.2943 | 8226.5675 | 590.1946 | 140.3931 | 4752.7169 | 339.5657 | 2.4144 | 337.1513 | 0 | 0 | 1654.6942 | 489.3965 | 385.7956 | 487.528 | 24985.7856 | 51.7935 | 25037.5792 | 41229.7478 | 1027.7838 | 42257.5316
2010 | Secondary School | 1B | 19592 | 0 | 198.036 | 16847.0465 | 6520.1879 | 372.7242 | 8226.5675 | 590.1946 | 140.3931 | 4391.4889 | 302.8919 | 2.4144 | 300.4775 | 0 | 0 | 882.8646 | 488.9848 | 398.8036 | 511.8822 | 22421.8774 | 198.036 | 22619.9134 | 38685.0317 | 1187.0342 | 39872.0659
2010 | Secondary School | 2A | 19592 | 0 | 171.0986 | 14369.8508 | 6548.0575 | 372.5659 | 8226.5675 | 590.1946 | 140.4248 | 4174.391 | 310.9994 | 2.4144 | 308.585 | 0 | 0 | 789.3431 | 489.3965 | 429.0147 | 487.338 | 19642.1699 | 171.0986 | 19813.2684 | 35908.9345 | 1190.3079 | 37099.2424
2010 | Secondary School | 2B | 19592 | 0 | 93.6468 | 9310.7583 | 6601.6115 | 372.8826 | 8226.5675 | 590.1946 | 140.4564 | 3770.8836 | 146.7588 | 2.4144 | 144.3444 | 0 | 0 | 610.7559 | 488.9848 | 434.2396 | 505.1365 | 13836.7422 | 93.6468 | 13930.3889 | 30174.8276 | 1118.081 | 31292.9086
2010 | Secondary School | 3A | 19592 | 0 | 641.7714 | 8395.4003 | 6605.0319 | 372.8192 | 8226.5675 | 590.1946 | 140.4564 | 3539.6292 | 199.0143 | 2.4144 | 196.5999 | 0 | 0 | 768.0608 | 489.4282 | 494.7593 | 481.4473 | 12899.6902 | 641.7714 | 13541.4616 | 29217.8552 | 1726.7253 | 30944.5805
2010 | Secondary School | 3B | 19592 | 0 | 143.7709 | 6591.3821 | 6587.2016 | 372.7876 | 8226.5675 | 590.1946 | 140.4248 | 3486.7403 | 111.4784 | 2.4144 | 109.064 | 0 | 0 | 679.9866 | 488.9848 | 477.708 | 504.6298 | 10867.173 | 143.7709 | 11010.9439 | 27190.1518 | 1211.6627 | 28401.8145
2010 | Secondary School | 3C | 19592 | 0 | 168.9522 | 5309.9505 | 6584.573 | 373.421 | 8226.5675 | 590.1946 | 140.4248 | 3238.6059 | 117.5907 | 2.4144 | 115.1763 | 0 | 0 | 660.2562 | 489.4282 | 490.6184 | 481.479 | 9323.9889 | 168.9522 | 9492.9411 | 25622.2968 | 1249.7653 | 26872.0621
2010 | Secondary School | 4A | 19592 | 0 | 841.5634 | 5882.6392 | 6506.0948 | 373.5476 | 8226.5675 | 590.1946 | 140.3931 | 3511.2212 | 150.1158 | 2.4144 | 147.7014 | 0 | 0 | 765.4956 | 489.4282 | 542.7263 | 480.3072 | 10307.0573 | 841.5634 | 11148.6207 | 26525.8419 | 1974.4843 | 28500.3262
2010 | Secondary School | 4B | 19592 | 0 | 368.7876 | 5600.5861 | 6478.9853 | 372.6609 | 8226.5675 | 590.1946 | 140.3931 | 4344.4589 | 124.3047 | 2.4144 | 121.8903 | 0 | 0 | 694.9348 | 489.4282 | 528.5584 | 477.1402 | 10761.8702 | 368.7876 | 11130.6578 | 26949.4915 | 1487.5407 | 28437.0322
2010 | Secondary School | 4C | 19592 | 0 | 718.1066 | 2436.4048 | 6589.6402 | 373.4843 | 8226.5675 | 590.1946 | 140.4564 | 3162.8196 | 62.7066 | 2.4144 | 60.2922 | 0 | 0 | 744.8784 | 489.4599 | 550.13 | 479.5788 | 6404.3949 | 718.1066 | 7122.5015 | 22705.9649 | 1858.4313 | 24564.3961
2010 | Secondary School | 5A | 19592 | 0 | 1567.1171 | 3875.7113 | 6512.4604 | 372.9142 | 8226.5675 | 590.1946 | 140.3931 | 3470.2086 | 115.0888 | 2.4144 | 112.6744 | 0 | 0 | 768.1875 | 489.4599 | 582.173 | 479.0721 | 8226.7817 | 1567.1171 | 9793.8988 | 24450.0317 | 2739.4848 | 27189.5166
2010 | Secondary School | 5B | 19592 | 0 | 1019.3828 | 4088.787 | 6508.8501 | 373.326 | 8226.5675 | 590.1946 | 140.3931 | 4213.9152 | 97.0685 | 2.4144 | 94.6541 | 0 | 0 | 758.8132 | 489.4282 | 569.848 | 476.9819 | 9156.1695 | 1019.3828 | 10175.5523 | 25374.1307 | 2179.4254 | 27553.556
2010 | Secondary School | 5C | 19592 | 0 | 782.8214 | 1489.5034 | 6568.3263 | 373.2943 | 8226.5675 | 590.1946 | 140.4564 | 2978.4685 | 44.338 | 2.4144 | 41.9236 | 0 | 0 | 720.3658 | 489.4282 | 571.1488 | 479.6738 | 5230.2613 | 782.8214 | 6013.0828 | 21510.3907 | 1944.1648 | 23454.5555
2010 | Secondary School | 6A | 19592 | 0 | 3066.159 | 4132.3966 | 6529.3089 | 373.1359 | 8226.5675 | 590.1946 | 140.4248 | 3802.1735 | 134.2808 | 2.4144 | 131.8664 | 0 | 0 | 803.8163 | 489.4599 | 614.4112 | 479.1038 | 8870.2528 | 3066.159 | 11936.4118 | 25110.6363 | 4270.7649 | 29381.4012
2010 | Secondary School | 6B | 19592 | 0 | 2055.8602 | 2812.9927 | 6544.3205 | 372.6926 | 8226.5675 | 590.1946 | 140.4248 | 3851.9904 | 86.0474 | 2.4144 | 83.633 | 0 | 0 | 821.7415 | 489.4599 | 605.1105 | 476.5385 | 7570.3576 | 2055.8602 | 9626.2178 | 23822.7757 | 3251.1545 | 27073.9302
2010 | Secondary School | 7 | 19592 | 0 | 3915.9825 | 3256.6578 | 6460.9017 | 373.2943 | 8226.5675 | 590.1946 | 140.3931 | 3903.7709 | 117.5274 | 2.4144 | 115.1129 | 0 | 0 | 785.0676 | 489.4599 | 649.1534 | 478.3437 | 8060.6092 | 3915.9825 | 11976.5917 | 24231.9838 | 5155.3306 | 29387.3144
2010 | Secondary School | 8 | 19592 | 0 | 7445.6708 | 1492.0687 | 6748.6553 | 375.7645 | 8226.5675 | 590.1946 | 140.5831 | 4228.1984 | 111.2884 | 2.4144 | 108.874 | 0 | 0 | 875.2321 | 489.4599 | 691.7112 | 476.8552 | 6704.3731 | 7445.6708 | 14150.0439 | 23164.6415 | 8727.5767 | 31892.2181
2013 | Secondary School | 0A | 19592 | 0 | 184.28 | 20847.3159 | 5470.3591 | 373.326 | 7572.4237 | 590.1946 | 129.3086 | 4525.8013 | 368.5755 | 2.4144 | 366.161 | 0 | 0 | 1310.948 | 488.9531 | 352.0507 | 432.3905 | 27050.2263 | 184.28 | 27234.5063 | 41519.465 | 1126.5253 | 42645.9903
2013 | Secondary School | 0B | 19592 | 0 | 13.7776 | 17006.7583 | 5546.6521 | 373.2309 | 7572.4237 | 590.1946 | 129.3719 | 3800.495 | 319.8037 | 2.4144 | 317.3892 | 0 | 0 | 972.2373 | 488.9531 | 361.6441 | 429.6035 | 22096.8799 | 13.7776 | 22110.6575 | 36639.498 | 965.6055 | 37605.1036
2013 | Secondary School | 1A | 19592 | 0 | 3.7832 | 12564.7875 | 5652.2716 | 373.2943 | 7572.4237 | 590.1946 | 129.4036 | 3269.3891 | 214.5326 | 2.4144 | 212.1182 | 0 | 0 | 1030.0351 | 488.9531 | 384.4298 | 428.3367 | 17076.3298 | 3.7832 | 17080.113 | 31723.3956 | 978.4076 | 32701.8032
2013 | Secondary School | 1B | 19592 | 0 | 81.1699 | 14537.8918 | 5643.6257 | 372.7242 | 7572.4237 | 590.1946 | 129.4036 | 3963.7222 | 272.172 | 2.4144 | 269.7576 | 0 | 0 | 868.8031 | 488.9531 | 398.6735 | 426.4049 | 19640.1747 | 81.1699 | 19721.3446 | 34276.1243 | 1070.0381 | 35346.1624
2013 | Secondary School | 2A | 19592 | 0 | 54.2217 | 10610.6218 | 5685.7151 | 372.5659 | 7572.4237 | 590.1946 | 129.4353 | 3049.3143 | 204.5565 | 2.4144 | 202.1421 | 0 | 0 | 807.2683 | 488.9848 | 427.844 | 427.1016 | 14669.3465 | 54.2217 | 14723.5682 | 29347.9873 | 1072.2603 | 30420.2475
2013 | Secondary School | 2B | 19592 | 0 | 32.184 | 8153.3782 | 5763.6233 | 372.8826 | 7572.4237 | 590.1946 | 129.467 | 3256.0244 | 129.4036 | 2.4144 | 126.9892 | 0 | 0 | 668.047 | 488.9848 | 434.1095 | 419.7225 | 12204.4387 | 32.184 | 12236.6227 | 26954.0203 | 1056.4881 | 28010.5084
2013 | Secondary School | 3A | 19592 | 0 | 422.0879 | 6484.9709 | 5767.2653 | 372.8192 | 7572.4237 | 590.1946 | 129.4986 | 2830.4746 | 133.014 | 2.4144 | 130.5996 | 0 | 0 | 687.9357 | 488.9848 | 493.8162 | 422.1294 | 10133.9808 | 422.0879 | 10556.0687 | 24889.548 | 1506.1096 | 26395.6576
2013 | Secondary School | 3B | 19592 | 0 | 322.4141 | 6010.871 | 5738.0656 | 372.7876 | 7572.4237 | 590.1946 | 129.467 | 3099.4162 | 103.4976 | 2.4144 | 101.0831 | 0 | 0 | 0 | 488.9848 | 477.5887 | 419.1841 | 9211.3703 | 322.4141 | 9533.7845 | 23934.6975 | 1390.1866 | 25324.8841
2013 | Secondary School | 3C | 19592 | 0 | 133.7981 | 4447.0381 | 5729.4197 | 373.421 | 7572.4237 | 590.1946 | 129.467 | 2645.2051 | 84.1472 | 2.4144 | 81.7328 | 0 | 0 | 0 | 488.9848 | 489.7729 | 422.6045 | 7173.9759 | 133.7981 | 7307.774 | 21892.7109 | 1213.7656 | 23106.4766
2013 | Secondary School | 4A | 19592 | 0 | 498.9652 | 4630.154 | 5634.9798 | 373.5476 | 7572.4237 | 590.1946 | 129.4353 | 2821.987 | 96.4668 | 2.4144 | 94.0524 | 0 | 0 | 764.7038 | 488.9848 | 541.7832 | 421.0843 | 8310.8972 | 498.9652 | 8809.8624 | 22933.7672 | 1630.943 | 24564.7102
2013 | Secondary School | 4B | 19592 | 0 | 685.5108 | 4398.5196 | 5585.0678 | 372.6609 | 7572.4237 | 590.1946 | 129.4036 | 3256.8161 | 83.1971 | 2.4144 | 80.7827 | 0 | 0 | 0 | 488.9848 | 527.4961 | 418.2024 | 7736.1184 | 685.5108 | 8421.6292 | 22305.2443 | 1803.2015 | 24108.4458
2013 | Secondary School | 4C | 19592 | 0 | 1160.7255 | 2077.6153 | 5765.9669 | 373.4843 | 7572.4237 | 590.1946 | 129.4986 | 2634.3423 | 57.386 | 2.4144 | 54.9716 | 0 | 0 | 0 | 488.9848 | 549.3712 | 420.2609 | 4766.9292 | 1160.7255 | 5927.6547 | 19519.9312 | 2300.2805 | 21820.2117
2013 | Secondary School | 5A | 19592 | 0 | 1075.7833 | 3079.4324 | 5653.4434 | 372.9142 | 7572.4237 | 590.1946 | 129.4353 | 2851.0284 | 79.3333 | 2.4144 | 76.9189 | 0 | 0 | 762.4552 | 488.9848 | 581.36 | 420.5143 | 6769.835 | 1075.7833 | 7845.6183 | 21409.9651 | 2247.338 | 23657.3031
2013 | Secondary School | 5B | 19592 | 0 | 1553.979 | 3280.3469 | 5623.5152 | 373.326 | 7572.4237 | 590.1946 | 129.4353 | 3216.7852 | 75.0579 | 2.4144 | 72.6435 | 0 | 0 | 0 | 488.9848 | 568.8615 | 418.1707 | 6569.7756 | 1553.979 | 8123.7547 | 21178.0457 | 2713.0352 | 23891.0809
2013 | Secondary School | 5C | 19592 | 0 | 446.5213 | 1386.8926 | 5728.1846 | 373.2943 | 7572.4237 | 590.1946 | 129.4986 | 2553.8688 | 44.4647 | 2.4144 | 42.0503 | 0 | 0 | 551.5331 | 488.9848 | 570.4116 | 420.2926 | 4534.3447 | 446.5213 | 4980.866 | 19249.4377 | 1607.1167 | 20856.5544
2013 | Secondary School | 6A | 19592 | 0 | 2322.535 | 3251.9073 | 5668.7083 | 373.1359 | 7572.4237 | 590.1946 | 129.4353 | 3122.947 | 92.4131 | 2.4144 | 89.9986 | 0 | 0 | 762.7719 | 488.9848 | 613.5006 | 421.2743 | 7227.6249 | 2322.535 | 9550.1599 | 21884.0017 | 3526.2303 | 25410.232
2013 | Secondary School | 6B | 19592 | 0 | 1345.4174 | 2248.7283 | 5680.3312 | 372.6926 | 7572.4237 | 590.1946 | 129.467 | 3104.4834 | 60.648 | 2.4144 | 58.2336 | 0 | 0 | 759.8583 | 488.9848 | 604.2216 | 418.044 | 6171.3037 | 1345.4174 | 7516.7211 | 20835.6613 | 2539.8337 | 23375.495
2013 | Secondary School | 7 | 19592 | 0 | 2881.2503 | 2669.1476 | 5585.7646 | 373.2943 | 7572.4237 | 590.1946 | 129.4036 | 3221.1557 | 84.9073 | 2.4144 | 82.4928 | 0 | 0 | 742.5982 | 488.9848 | 648.2537 | 420.7993 | 6715.3943 | 2881.2503 | 9596.6446 | 21288.5107 | 4119.6878 | 25408.1985
2013 | Secondary School | 8 | 19592 | 0 | 5548.8551 | 1276.9027 | 5907.9435 | 375.7645 | 7572.4237 | 590.1946 | 129.6253 | 3489.5589 | 84.5589 | 2.4144 | 82.1445 | 0 | 0 | 781.0772 | 488.9848 | 690.779 | 420.1026 | 5629.6834 | 5548.8551 | 11178.5384 | 20526.9422 | 6829.8287 | 27356.7709
2016 | Secondary School | 0A | 19592 | 0 | 246.7509 | 18161.3515 | 2954.0192 | 215.546 | 7572.4237 | 590.1946 | 93.9966 | 4382.7163 | 253.1383 | 2.4144 | 250.7239 | 0 | 0 | 1248.8748 | 488.9531 | 351.8014 | 432.4538 | 24043.6665 | 246.7509 | 24290.4174 | 35803.5051 | 1188.7361 | 36992.2411
2016 | Secondary School | 0B | 19592 | 0 | 20.2058 | 15619.3273 | 2950.8839 | 215.4193 | 7572.4237 | 590.1946 | 94.0282 | 3538.0457 | 236.6066 | 2.4144 | 234.1921 | 0 | 0 | 913.4261 | 488.9531 | 361.5032 | 429.6986 | 20304.9913 | 20.2058 | 20325.1971 | 32058.7809 | 971.9036 | 33030.6845
2016 | Secondary School | 1A | 19592 | 0 | 13.2682 | 11600.626 | 3003.5195 | 215.451 | 7572.4237 | 590.1946 | 94.0282 | 3115.5679 | 158.825 | 2.4144 | 156.4106 | 0 | 0 | 989.4975 | 488.9531 | 384.2238 | 428.1784 | 15862.102 | 13.2682 | 15875.3702 | 27667.102 | 987.6866 | 28654.7886
2016 | Secondary School | 1B | 19592 | 0 | 149.7546 | 13706.1426 | 2973.3063 | 215.071 | 7572.4237 | 590.1946 | 94.0282 | 3833.4318 | 211.4289 | 2.4144 | 209.0145 | 0 | 0 | 843.1187 | 488.9848 | 398.6844 | 426.4049 | 18591.7076 | 149.7546 | 18741.4622 | 30364.2776 | 1138.6336 | 31502.9112
2016 | Secondary School | 2A | 19592 | 0 | 101.2456 | 9920.0891 | 2996.6154 | 214.9443 | 7572.4237 | 590.1946 | 94.0282 | 2835.2884 | 154.0745 | 2.4144 | 151.6601 | 0 | 0 | 786.9995 | 488.9848 | 427.7139 | 427.0699 | 13694.0372 | 101.2456 | 13795.2828 | 25490.5179 | 1119.1541 | 26609.672
2016 | Secondary School | 2B | 19592 | 0 | 68.5955 | 7626.5477 | 3052.9247 | 215.166 | 7572.4237 | 590.1946 | 94.0599 | 3093.7156 | 100.964 | 2.4144 | 98.5495 | 0 | 0 | 634.3501 | 488.9848 | 434.0119 | 419.6275 | 11453.163 | 68.5955 | 11521.7585 | 23298.7639 | 1092.8021 | 24391.566
2016 | Secondary School | 3A | 19592 | 0 | 599.8531 | 6091.7878 | 3037.9764 | 215.1343 | 7572.4237 | 590.1946 | 94.0599 | 2693.9769 | 107.393 | 2.4144 | 104.9785 | 0 | 0 | 644.2945 | 488.9848 | 493.827 | 422.2244 | 9535.0377 | 599.8531 | 10134.8908 | 21368.2557 | 1683.8748 | 23052.1305
2016 | Secondary School | 3B | 19592 | 0 | 378.3052 | 5646.856 | 3064.2625 | 215.1026 | 7572.4237 | 590.1946 | 94.0599 | 2957.7563 | 84.7489 | 2.4144 | 82.3345 | 0 | 0 | 0 | 488.9848 | 477.5887 | 418.9941 | 8686.9468 | 378.3052 | 9065.252 | 20543.2522 | 1446.0885 | 21989.3407
2016 | Secondary School | 3C | 19592 | 0 | 212.3664 | 4183.5437 | 3065.561 | 215.8627 | 7572.4237 | 590.1946 | 94.0599 | 2492.9357 | 69.1989 | 2.4144 | 66.7845 | 0 | 0 | 0 | 488.9848 | 489.762 | 422.5411 | 6743.2639 | 212.3664 | 6955.6303 | 18605.1116 | 1292.3231 | 19897.4347
2016 | Secondary School | 4A | 19592 | 0 | 676.8713 | 4288.0547 | 3025.5618 | 216.2428 | 7572.4237 | 590.1946 | 94.0599 | 2724.3801 | 85.9207 | 2.4144 | 83.5063 | 0 | 0 | 795.6137 | 488.9848 | 541.8049 | 421.211 | 7891.5548 | 676.8713 | 8568.426 | 19712.4214 | 1808.8708 | 21521.2922
2016 | Secondary School | 4B | 19592 | 0 | 767.8297 | 4044.9874 | 2996.7104 | 215.1026 | 7572.4237 | 590.1946 | 94.0282 | 3036.5196 | 68.6922 | 2.4144 | 66.2778 | 0 | 0 | 0 | 488.9848 | 527.5286 | 417.9807 | 7147.7848 | 767.8297 | 7915.6145 | 18935.4297 | 1885.5421 | 20820.9718
2016 | Secondary School | 4C | 19592 | 0 | 1394.8262 | 1902.7653 | 3086.9699 | 216.4011 | 7572.4237 | 590.1946 | 94.0916 | 2490.5288 | 51.5271 | 2.4144 | 49.1127 | 0 | 0 | 0 | 488.9848 | 549.4146 | 420.3876 | 4442.4067 | 1394.8262 | 5837.2329 | 16324.1115 | 2534.4354 | 18858.5468
2016 | Secondary School | 5A | 19592 | 0 | 1350.3605 | 2877.9162 | 3001.6826 | 215.4827 | 7572.4237 | 590.1946 | 94.0282 | 2810.9659 | 47.1883 | 2.4144 | 44.7739 | 0 | 0 | 748.1721 | 488.9848 | 581.4142 | 420.8943 | 6481.8281 | 1350.3605 | 7832.1885 | 18277.7388 | 2521.9585 | 20799.6973
2016 | Secondary School | 5B | 19592 | 0 | 1762.4431 | 3049.2826 | 3009.4101 | 215.9577 | 7572.4237 | 590.1946 | 94.0282 | 3098.6245 | 65.9369 | 2.4144 | 63.5225 | 0 | 0 | 0 | 488.9848 | 568.9916 | 418.2974 | 6211.4296 | 1762.4431 | 7973.8727 | 18012.9776 | 2921.6293 | 20934.6069
2016 | Secondary School | 5C | 19592 | 0 | 707.7219 | 1276.6494 | 3050.9295 | 216.2428 | 7572.4237 | 590.1946 | 94.0599 | 2427.3472 | 53.3323 | 2.4144 | 50.9179 | 0 | 0 | 683.977 | 488.9848 | 570.5742 | 420.3876 | 4438.8914 | 707.7219 | 5146.6133 | 16284.334 | 1868.4908 | 18152.8248
2016 | Secondary School | 6A | 19592 | 0 | 2570.37 | 3081.491 | 3006.8448 | 215.8311 | 7572.4237 | 590.1946 | 94.0599 | 3072.3384 | 54.6941 | 2.4144 | 52.2797 | 0 | 0 | 749.0588 | 488.9848 | 613.5223 | 421.496 | 6955.1679 | 2570.37 | 9525.5378 | 18757.2226 | 3774.0869 | 22531.3095
2016 | Secondary School | 6B | 19592 | 0 | 1541.8599 | 2124.867 | 2996.3937 | 215.6094 | 7572.4237 | 590.1946 | 94.0599 | 3037.1213 | 34.3936 | 2.4144 | 31.9792 | 0 | 0 | 806.6032 | 488.9848 | 604.2758 | 418.1707 | 6000.5707 | 1541.8599 | 7542.4307 | 17788.6273 | 2736.3304 | 20524.9577
2016 | Secondary School | 7 | 19592 | 0 | 3186.9817 | 2543.576 | 2952.9108 | 216.3378 | 7572.4237 | 590.1946 | 94.0282 | 3168.4252 | 81.6769 | 2.4144 | 79.2625 | 0 | 0 | 754.4744 | 488.9848 | 648.2645 | 421.116 | 6545.7381 | 3186.9817 | 9732.7198 | 18294.0171 | 4425.43 | 22719.4471
2016 | Secondary School | 8 | 19592 | 0 | 5598.3614 | 1216.4447 | 3171.3071 | 224.6036 | 7572.4237 | 590.1946 | 94.1232 | 3312.9987 | 53.9973 | 2.4144 | 51.5829 | 0 | 0 | 817.466 | 489.0165 | 690.7465 | 420.1976 | 5398.4924 | 5598.3614 | 10996.8537 | 17372.5785 | 6879.3025 | 24251.881
2019 | Secondary School | 0A | 19592 | 0 | 117.7549 | 17250.7757 | 2512.9512 | 215.546 | 7510.8255 | 590.1946 | 93.1731 | 3838.119 | 229.5758 | 2.4144 | 227.1614 | 0 | 0 | 1060.3116 | 488.9848 | 351.552 | 303.652 | 22376.3677 | 117.7549 | 22494.1226 | 33503.9147 | 1059.5016 | 34563.4163
2019 | Secondary School | 0B | 19592 | 0 | 12.3684 | 14827.6406 | 2501.4866 | 215.4193 | 7510.8255 | 590.1946 | 93.1731 | 3296.7837 | 211.4289 | 2.4144 | 209.0145 | 0 | 0 | 965.46 | 488.9848 | 361.243 | 302.7019 | 19298.8987 | 12.3684 | 19311.2672 | 30413.8728 | 963.8061 | 31377.6789
2019 | Secondary School | 1A | 19592 | 0 | 7.2086 | 10973.8767 | 2574.0743 | 215.451 | 7510.8255 | 590.1946 | 93.2048 | 2884.3452 | 148.5956 | 2.4144 | 146.1812 | 0 | 0 | 1028.1032 | 488.9848 | 384.0178 | 301.8468 | 15032.5064 | 7.2086 | 15039.715 | 26219.3396 | 981.4211 | 27200.7607
2019 | Secondary School | 1B | 19592 | 0 | 67.815 | 12516.3007 | 2545.4446 | 215.071 | 7510.8255 | 590.1946 | 93.1731 | 3223.911 | 171.8731 | 2.4144 | 169.4587 | 0 | 0 | 804.2913 | 488.9848 | 398.2291 | 300.7383 | 16713.9617 | 67.815 | 16781.7767 | 27870.6451 | 1056.2279 | 28926.873
2019 | Secondary School | 2A | 19592 | 0 | 75.8041 | 9563.7383 | 2550.5118 | 214.9443 | 7510.8255 | 590.1946 | 93.2048 | 2583.3536 | 153.1561 | 2.4144 | 150.7417 | 0 | 0 | 839.1917 | 488.9848 | 427.4212 | 300.5483 | 13137.0252 | 75.8041 | 13212.8293 | 24298.4908 | 1093.42 | 25391.9108
2019 | Secondary School | 2B | 19592 | 0 | 46.0266 | 7225.7639 | 2603.464 | 215.166 | 7510.8255 | 590.1946 | 93.2048 | 2766.2478 | 98.557 | 2.4144 | 96.1426 | 0 | 0 | 758.4332 | 488.9848 | 433.665 | 296.3995 | 10846.5875 | 46.0266 | 10892.6141 | 22057.0782 | 1069.8863 | 23126.9645
2019 | Secondary School | 3A | 19592 | 0 | 496.537 | 5780.9785 | 2592.2212 | 215.1343 | 7510.8255 | 590.1946 | 93.2048 | 2406.8567 | 101.059 | 2.4144 | 98.6445 | 0 | 0 | 781.7739 | 488.9848 | 493.3826 | 297.793 | 9068.2536 | 496.537 | 9564.7907 | 20268.8633 | 1580.1143 | 21848.9776
2019 | Secondary School | 3B | 19592 | 0 | 353.9043 | 5396.3146 | 2620.5341 | 215.1026 | 7510.8255 | 590.1946 | 93.2048 | 2618.7923 | 79.6184 | 2.4144 | 77.204 | 0 | 0 | 0 | 488.9848 | 477.166 | 295.9878 | 8092.3109 | 353.9043 | 8446.2152 | 19319.3967 | 1421.2649 | 20740.6617
2019 | Secondary School | 3C | 19592 | 0 | 196.475 | 4030.5459 | 2635.1023 | 215.8627 | 7510.8255 | 590.1946 | 93.2048 | 2242.141 | 62.7383 | 2.4144 | 60.3238 | 0 | 0 | 0 | 488.9848 | 489.3935 | 297.413 | 6333.0107 | 196.475 | 6529.4857 | 17576.8183 | 1276.074 | 18852.8923
2019 | Secondary School | 4A | 19592 | 0 | 587.3979 | 4116.1499 | 2621.1992 | 216.2428 | 7510.8255 | 590.1946 | 93.2048 | 2431.3692 | 82.1836 | 2.4144 | 79.7692 | 0 | 0 | 858.6054 | 488.9848 | 541.3279 | 297.2229 | 7485.8937 | 587.3979 | 8073.2917 | 18715.9882 | 1718.9205 | 20434.9087
2019 | Secondary School | 4B | 19592 | 0 | 705.9225 | 3874.0644 | 2581.2633 | 215.1026 | 7510.8255 | 590.1946 | 93.2048 | 2632.9488 | 63.4984 | 2.4144 | 61.0839 | 0 | 0 | 0 | 488.9848 | 527.0625 | 295.5128 | 6568.0971 | 705.9225 | 7274.0196 | 17755.3738 | 1823.1796 | 19578.5534
2019 | Secondary School | 4C | 19592 | 0 | 1321.0491 | 1867.4532 | 2678.1419 | 216.4011 | 7510.8255 | 590.1946 | 93.2365 | 2315.077 | 73.9811 | 2.4144 | 71.5667 | 0 | 0 | 0 | 488.9848 | 548.981 | 296.6529 | 4254.0969 | 1321.0491 | 5575.146 | 15540.754 | 2460.2247 | 18000.9788
2019 | Secondary School | 5A | 19592 | 0 | 1247.8032 | 2770.6183 | 2594.058 | 215.4827 | 7510.8255 | 590.1946 | 93.2048 | 2468.7398 | 45.7948 | 2.4144 | 43.3804 | 0 | 0 | 798.274 | 489.0165 | 580.8397 | 296.9062 | 6081.0125 | 1247.8032 | 7328.8158 | 17282.9524 | 2418.8376 | 19701.79
2019 | Secondary School | 5B | 19592 | 0 | 1648.0486 | 2916.712 | 2609.418 | 215.9577 | 7510.8255 | 590.1946 | 93.2048 | 2605.1742 | 61.7565 | 2.4144 | 59.3421 | 0 | 0 | 0 | 488.9848 | 568.3954 | 295.7345 | 5581.2283 | 1648.0486 | 7229.2768 | 16797.7997 | 2806.6386 | 19604.4383
2019 | Secondary School | 5C | 19592 | 0 | 658.4216 | 1243.6492 | 2649.4172 | 216.2428 | 7510.8255 | 590.1946 | 93.2365 | 2212.5929 | 53.2056 | 2.4144 | 50.7912 | 0 | 0 | 789.3747 | 488.9848 | 570.0214 | 296.6212 | 4296.408 | 658.4216 | 4954.8296 | 15554.1504 | 1818.6376 | 17372.7881
2019 | Secondary School | 6A | 19592 | 0 | 2406.9786 | 2935.4923 | 2616.4804 | 215.8311 | 7510.8255 | 590.1946 | 93.2048 | 2654.6111 | 53.4906 | 2.4144 | 51.0762 | 0 | 0 | 830.229 | 489.0165 | 612.937 | 296.6529 | 6471.4086 | 2406.9786 | 8878.3873 | 17695.8342 | 3610.1102 | 21305.9444
2019 | Secondary School | 6B | 19592 | 0 | 1537.5998 | 2014.7504 | 2606.5993 | 215.6094 | 7510.8255 | 590.1946 | 93.2365 | 2602.1655 | 32.4301 | 2.4144 | 30.0157 | 0 | 0 | 826.302 | 489.0165 | 603.7013 | 295.5444 | 5473.2336 | 1537.5998 | 7010.8334 | 16686.448 | 2731.5066 | 19417.9545
2019 | Secondary School | 7 | 19592 | 0 | 2933.098 | 2383.0408 | 2557.4475 | 216.3378 | 7510.8255 | 590.1946 | 93.2048 | 2720.1996 | 76.7364 | 2.4144 | 74.322 | 0 | 0 | 838.6216 | 489.0165 | 647.6141 | 296.3995 | 6016.184 | 2933.098 | 8949.2821 | 17181.8618 | 4170.896 | 21352.7577
2019 | Secondary School | 8 | 19592 | 0 | 5159.4606 | 1140.6584 | 2802.3516 | 224.6036 | 7510.8255 | 590.1946 | 93.3315 | 2822.2404 | 50.577 | 2.4144 | 48.1626 | 0 | 0 | 809.6436 | 489.0481 | 690.1611 | 295.6711 | 4820.7049 | 5159.4606 | 9980.1655 | 16238.9508 | 6439.8164 | 22678.7672
2004 | Warehouse | 0A | 4835.13 | 0 | 59.826 | 1009.5446 | 1526.3673 | 391.5996 | 441.0998 | 0 | 0 | 526.4504 | 0 | 0 | 0 | 0 | 0 | 0 | 72.3026 | 0 | 0 | 1535.995 | 59.826 | 1595.821 | 3967.3642 | 59.826 | 4027.1902
2004 | Warehouse | 0B | 4835.13 | 0 | 76.9206 | 981.865 | 1526.3673 | 391.6629 | 441.0998 | 0 | 0 | 622.7905 | 0 | 0 | 0 | 0 | 0 | 0 | 71.9542 | 0 | 0 | 1604.6556 | 76.9206 | 1681.5762 | 4035.7398 | 76.9206 | 4112.6604
2004 | Warehouse | 1A | 4835.13 | 0 | 59.826 | 629.1562 | 1526.3673 | 391.7262 | 441.0998 | 0 | 0 | 430.4903 | 0 | 0 | 0 | 0 | 0 | 0 | 74.1395 | 0 | 0 | 1059.6465 | 59.826 | 1119.4725 | 3492.9793 | 59.826 | 3552.8053
2004 | Warehouse | 1B | 4835.13 | 0 | 82.2539 | 731.5453 | 1526.3673 | 391.2195 | 441.0998 | 0 | 0 | 554.0033 | 0 | 0 | 0 | 0 | 0 | 0 | 74.0445 | 0 | 0 | 1285.5486 | 82.2539 | 1367.8026 | 3718.2797 | 82.2539 | 3800.5336
2004 | Warehouse | 2A | 4835.13 | 0 | 106.1019 | 396.4451 | 1526.3673 | 391.0928 | 441.0998 | 0 | 0 | 234.0413 | 0 | 0 | 0 | 0 | 0 | 0 | 76.3247 | 0 | 0 | 630.4864 | 106.1019 | 736.5883 | 3065.371 | 106.1019 | 3171.4729
2004 | Warehouse | 2B | 4835.13 | 0 | 64.8557 | 402.1457 | 1526.3673 | 391.3779 | 441.0998 | 0 | 0 | 447.1171 | 0 | 0 | 0 | 0 | 0 | 0 | 76.3564 | 0 | 0 | 849.2627 | 64.8557 | 914.1184 | 3284.464 | 64.8557 | 3349.3197
2004 | Warehouse | 3A | 4835.13 | 0 | 373.0044 | 212.8224 | 1526.3673 | 391.2828 | 441.0998 | 0 | 0 | 213.9625 | 0 | 0 | 0 | 0 | 0 | 0 | 80.1568 | 0 | 0 | 426.7849 | 373.0044 | 799.7893 | 2865.6916 | 373.0044 | 3238.696
2004 | Warehouse | 3B | 4835.13 | 0 | 119.2617 | 229.0691 | 1526.3673 | 391.2828 | 441.0998 | 0 | 0 | 257.4454 | 0 | 0 | 0 | 0 | 0 | 0 | 79.0483 | 0 | 0 | 486.5145 | 119.2617 | 605.7762 | 2924.3128 | 119.2617 | 3043.5745
2004 | Warehouse | 3C | 4835.13 | 0 | 71.7825 | 61.8198 | 1526.3673 | 391.2195 | 441.0998 | 0 | 0 | 165.0957 | 0 | 0 | 0 | 0 | 0 | 0 | 80.4418 | 0 | 0 | 226.9155 | 71.7825 | 298.698 | 2666.0756 | 71.7825 | 2737.8581
2004 | Warehouse | 4A | 4835.13 | 0 | 986.505 | 122.3412 | 1526.3673 | 390.6811 | 441.0998 | 0 | 0 | 195.4989 | 0 | 0 | 0 | 0 | 0 | 0 | 83.1654 | 0 | 0 | 317.8401 | 986.505 | 1304.3452 | 2759.1854 | 986.505 | 3745.6905
2004 | Warehouse | 4B | 4835.13 | 0 | 395.7467 | 128.8019 | 1526.3673 | 390.9978 | 441.0998 | 0 | 0 | 238.1267 | 0 | 0 | 0 | 0 | 0 | 0 | 82.2787 | 0 | 0 | 366.9286 | 395.7467 | 762.6753 | 2807.6722 | 395.7467 | 3203.4189
2004 | Warehouse | 4C | 4835.13 | 0 | 434.0444 | 23.8158 | 1526.3673 | 390.2377 | 441.0998 | 0 | 0 | 151.2559 | 0 | 0 | 0 | 0 | 0 | 0 | 84.0838 | 0 | 0 | 175.0718 | 434.0444 | 609.1162 | 2616.8921 | 434.0444 | 3050.9365
2004 | Warehouse | 5A | 4835.13 | 0 | 1588.808 | 56.0876 | 1526.3673 | 390.8078 | 441.0998 | 0 | 0 | 190.9068 | 0 | 0 | 0 | 0 | 0 | 0 | 85.6357 | 0 | 0 | 246.9943 | 1588.808 | 1835.8023 | 2690.9049 | 1588.808 | 4279.7128
2004 | Warehouse | 5B | 4835.13 | 0 | 873.9642 | 89.3411 | 1526.3673 | 390.8395 | 441.0998 | 0 | 0 | 233.8513 | 0 | 0 | 0 | 0 | 0 | 0 | 84.9073 | 0 | 0 | 323.1924 | 873.9642 | 1197.1565 | 2766.3745 | 873.9642 | 3640.3387
2004 | Warehouse | 5C | 4835.13 | 0 | 409.9688 | 10.2927 | 1526.3673 | 390.2061 | 441.0998 | 0 | 0 | 136.9411 | 0 | 0 | 0 | 0 | 0 | 0 | 85.4773 | 0 | 0 | 147.2338 | 409.9688 | 557.2026 | 2590.416 | 409.9688 | 3000.3848
2004 | Warehouse | 6A | 4835.13 | 0 | 2477.6446 | 62.9916 | 1526.3673 | 390.6494 | 441.0998 | 0 | 0 | 230.2726 | 0 | 0 | 0 | 0 | 0 | 0 | 87.4409 | 0 | 0 | 293.2642 | 2477.6446 | 2770.9088 | 2738.8216 | 2477.6446 | 5216.4662
2004 | Warehouse | 6B | 4835.13 | 0 | 1623.7128 | 46.8083 | 1526.3673 | 390.3644 | 441.0998 | 0 | 0 | 225.8388 | 0 | 0 | 0 | 0 | 0 | 0 | 86.9975 | 0 | 0 | 272.647 | 1623.7128 | 1896.3598 | 2717.476 | 1623.7128 | 4341.1888
2004 | Warehouse | 7 | 4835.13 | 0 | 2500.2026 | 37.3073 | 1526.3673 | 390.1111 | 441.0998 | 0 | 0 | 188.4365 | 0 | 0 | 0 | 0 | 0 | 0 | 89.5944 | 0 | 0 | 225.7438 | 2500.2026 | 2725.9464 | 2672.9163 | 2500.2026 | 5173.119
2004 | Warehouse | 8 | 4835.13 | 0 | 2623.2475 | 7.9808 | 1526.3673 | 387.9575 | 441.0998 | 0 | 0 | 151.8577 | 0 | 0 | 0 | 0 | 0 | 0 | 92.5081 | 0 | 0 | 159.8385 | 2623.2475 | 2783.086 | 2607.8028 | 2623.2475 | 5231.0503
2007 | Warehouse | 0A | 4835.13 | 0 | 0 | 1014.7068 | 1526.3673 | 391.5996 | 441.0998 | 0 | 0 | 498.2008 | 0 | 0 | 0 | 0 | 0 | 0 | 72.3026 | 0 | 0 | 1512.9076 | 0 | 1512.9076 | 3944.2768 | 0 | 3944.2768
2007 | Warehouse | 0B | 4835.13 | 0 | 0 | 982.0867 | 1526.3673 | 391.6629 | 441.0998 | 0 | 0 | 586.6551 | 0 | 0 | 0 | 0 | 0 | 0 | 71.9542 | 0 | 0 | 1568.7418 | 0 | 1568.7418 | 3999.826 | 0 | 3999.826
2007 | Warehouse | 1A | 4835.13 | 0 | 0 | 625.8309 | 1526.3673 | 391.7262 | 441.0998 | 0 | 0 | 406.6745 | 0 | 0 | 0 | 0 | 0 | 0 | 74.1395 | 0 | 0 | 1032.5053 | 0 | 1032.5053 | 3465.8698 | 0 | 3465.8698
2007 | Warehouse | 1B | 4835.13 | 0 | 5.355 | 732.0837 | 1526.3673 | 391.2195 | 441.0998 | 0 | 0 | 521.7949 | 0 | 0 | 0 | 0 | 0 | 0 | 74.0445 | 0 | 0 | 1253.8786 | 5.355 | 1259.2336 | 3686.6097 | 5.355 | 3691.9646
2007 | Warehouse | 2A | 4835.13 | 0 | 3.252 | 398.2502 | 1526.3673 | 391.0928 | 441.0998 | 0 | 0 | 232.9328 | 0 | 0 | 0 | 0 | 0 | 0 | 76.3247 | 0 | 0 | 631.1831 | 3.252 | 634.4351 | 3066.0994 | 3.252 | 3069.3514
2007 | Warehouse | 2B | 4835.13 | 0 | 4.5528 | 397.3318 | 1526.3673 | 391.3779 | 441.0998 | 0 | 0 | 418.8357 | 0 | 0 | 0 | 0 | 0 | 0 | 76.3247 | 0 | 0 | 816.1676 | 4.5528 | 820.7204 | 3251.3372 | 4.5528 | 3255.89
2007 | Warehouse | 3A | 4835.13 | 0 | 239.4339 | 210.3521 | 1526.3673 | 391.2828 | 441.0998 | 0 | 0 | 212.4424 | 0 | 0 | 0 | 0 | 0 | 0 | 80.1568 | 0 | 0 | 422.7945 | 239.4339 | 662.2284 | 2861.7012 | 239.4339 | 3101.1351
2007 | Warehouse | 3B | 4835.13 | 0 | 41.6039 | 226.7889 | 1526.3673 | 391.2828 | 441.0998 | 0 | 0 | 255.7352 | 0 | 0 | 0 | 0 | 0 | 0 | 79.0483 | 0 | 0 | 482.5241 | 41.6039 | 524.128 | 2920.3224 | 41.6039 | 2961.9263
2007 | Warehouse | 3C | 4835.13 | 0 | 3.5338 | 69.0406 | 1526.3673 | 391.2195 | 441.0998 | 0 | 0 | 152.8077 | 0 | 0 | 0 | 0 | 0 | 0 | 80.4418 | 0 | 0 | 221.8483 | 3.5338 | 225.3822 | 2660.9767 | 3.5338 | 2664.5106
2007 | Warehouse | 4A | 4835.13 | 0 | 823.3847 | 122.3412 | 1526.3673 | 390.6811 | 441.0998 | 0 | 0 | 195.4039 | 0 | 0 | 0 | 0 | 0 | 0 | 83.1654 | 0 | 0 | 317.7451 | 823.3847 | 1141.1298 | 2759.0904 | 823.3847 | 3582.4751
2007 | Warehouse | 4B | 4835.13 | 0 | 267.1843 | 129.0553 | 1526.3673 | 390.9978 | 441.0998 | 0 | 0 | 238.1901 | 0 | 0 | 0 | 0 | 0 | 0 | 82.2787 | 0 | 0 | 367.2453 | 267.1843 | 634.4296 | 2807.9572 | 267.1843 | 3075.1415
2007 | Warehouse | 4C | 4835.13 | 0 | 328.9073 | 21.5356 | 1526.3673 | 390.2377 | 441.0998 | 0 | 0 | 151.2242 | 0 | 0 | 0 | 0 | 0 | 0 | 84.0838 | 0 | 0 | 172.7598 | 328.9073 | 501.6671 | 2614.5485 | 328.9073 | 2943.4558
2007 | Warehouse | 5A | 4835.13 | 0 | 1430.609 | 52.3505 | 1526.3673 | 390.8078 | 441.0998 | 0 | 0 | 188.4998 | 0 | 0 | 0 | 0 | 0 | 0 | 85.6357 | 0 | 0 | 240.8504 | 1430.609 | 1671.4594 | 2684.7609 | 1430.609 | 4115.3699
2007 | Warehouse | 5B | 4835.13 | 0 | 719.7326 | 87.9159 | 1526.3673 | 390.8395 | 441.0998 | 0 | 0 | 231.2227 | 0 | 0 | 0 | 0 | 0 | 0 | 84.9073 | 0 | 0 | 319.1386 | 719.7326 | 1038.8712 | 2762.3524 | 719.7326 | 3482.0851
2007 | Warehouse | 5C | 4835.13 | 0 | 298.5336 | 8.7726 | 1526.3673 | 390.2061 | 441.0998 | 0 | 0 | 135.2942 | 0 | 0 | 0 | 0 | 0 | 0 | 85.4773 | 0 | 0 | 144.0668 | 298.5336 | 442.6004 | 2587.249 | 298.5336 | 2885.7826
2007 | Warehouse | 6A | 4835.13 | 0 | 2331.4889 | 61.6932 | 1526.3673 | 390.6494 | 441.0998 | 0 | 0 | 227.7706 | 0 | 0 | 0 | 0 | 0 | 0 | 87.4409 | 0 | 0 | 289.4638 | 2331.4889 | 2620.9527 | 2735.0212 | 2331.4889 | 5066.5101
2007 | Warehouse | 6B | 4835.13 | 0 | 1420.7446 | 45.8265 | 1526.3673 | 390.3644 | 441.0998 | 0 | 0 | 223.0201 | 0 | 0 | 0 | 0 | 0 | 0 | 86.9975 | 0 | 0 | 268.8466 | 1420.7446 | 1689.5912 | 2713.6756 | 1420.7446 | 4134.4202
2007 | Warehouse | 7 | 4835.13 | 0 | 2354.1987 | 33.2218 | 1526.3673 | 390.1111 | 441.0998 | 0 | 0 | 186.1246 | 0 | 0 | 0 | 0 | 0 | 0 | 89.5628 | 0 | 0 | 219.3464 | 2354.1987 | 2573.5451 | 2666.519 | 2354.1987 | 5020.7177
2007 | Warehouse | 8 | 4835.13 | 0 | 2493.7745 | 6.9674 | 1526.3673 | 387.9575 | 441.0998 | 0 | 0 | 150.8759 | 0 | 0 | 0 | 0 | 0 | 0 | 92.5081 | 0 | 0 | 157.8433 | 2493.7745 | 2651.6178 | 2605.8076 | 2493.7745 | 5099.5821
2010 | Warehouse | 0A | 4835.13 | 0 | 0 | 670.5806 | 904.9069 | 265.3946 | 434.069 | 0 | 0 | 336.8738 | 0 | 0 | 0 | 0 | 0 | 0 | 69.959 | 0 | 0 | 1007.4544 | 0 | 1007.4544 | 2681.7523 | 0 | 2681.7523
2010 | Warehouse | 0B | 4835.13 | 0 | 0 | 652.497 | 922.1987 | 265.3313 | 434.069 | 0 | 0 | 481.3207 | 0 | 0 | 0 | 0 | 0 | 0 | 69.7057 | 0 | 0 | 1133.8177 | 0 | 1133.8177 | 2825.1223 | 0 | 2825.1223
2010 | Warehouse | 1A | 4835.13 | 0 | 0 | 386.3423 | 974.4226 | 265.3629 | 434.069 | 0 | 0 | 245.2208 | 0 | 0 | 0 | 0 | 0 | 0 | 71.7959 | 0 | 0 | 631.5631 | 0 | 631.5631 | 2377.2135 | 0 | 2377.2135
2010 | Warehouse | 1B | 4835.13 | 0 | 1.6043 | 474.7016 | 958.9359 | 264.9829 | 434.069 | 0 | 0 | 320.5321 | 0 | 0 | 0 | 0 | 0 | 0 | 71.7642 | 0 | 0 | 795.2337 | 1.6043 | 796.838 | 2524.9541 | 1.6043 | 2526.5584
2010 | Warehouse | 2A | 4835.13 | 0 | 1.4417 | 280.7545 | 982.1817 | 264.8562 | 434.069 | 0 | 0 | 219.9798 | 0 | 0 | 0 | 0 | 0 | 0 | 73.9494 | 0 | 0 | 500.7344 | 1.4417 | 502.1761 | 2255.7908 | 1.4417 | 2257.2325
2010 | Warehouse | 2B | 4835.13 | 0 | 2.7534 | 284.7133 | 1037.4142 | 265.1096 | 434.069 | 0 | 0 | 283.3832 | 0 | 0 | 0 | 0 | 0 | 0 | 74.0128 | 0 | 0 | 568.0965 | 2.7534 | 570.8498 | 2378.702 | 2.7534 | 2381.4554
2010 | Warehouse | 3A | 4835.13 | 0 | 175.3478 | 146.3471 | 996.2432 | 265.0462 | 434.069 | 0 | 0 | 193.5354 | 0 | 0 | 0 | 0 | 0 | 0 | 77.6548 | 0 | 0 | 339.8824 | 175.3478 | 515.2303 | 2112.864 | 175.3478 | 2288.2119
2010 | Warehouse | 3B | 4835.13 | 0 | 22.9483 | 170.5746 | 1011.0014 | 265.0146 | 434.069 | 0 | 0 | 231.096 | 0 | 0 | 0 | 0 | 0 | 0 | 76.6414 | 0 | 0 | 401.6706 | 22.9483 | 424.6189 | 2188.3653 | 22.9483 | 2211.3136
2010 | Warehouse | 3C | 4835.13 | 0 | 1.2249 | 49.3419 | 1006.6626 | 265.4263 | 434.069 | 0 | 0 | 148.7857 | 0 | 0 | 0 | 0 | 0 | 0 | 78.0032 | 0 | 0 | 198.1275 | 1.2249 | 199.3524 | 1982.2886 | 1.2249 | 1983.5136
2010 | Warehouse | 4A | 4835.13 | 0 | 677.1965 | 86.0474 | 966.0933 | 265.4896 | 434.069 | 0 | 0 | 173.1082 | 0 | 0 | 0 | 0 | 0 | 0 | 80.5685 | 0 | 0 | 259.1556 | 677.1965 | 936.3521 | 2005.3761 | 677.1965 | 2682.5725
2010 | Warehouse | 4B | 4835.13 | 0 | 226.1549 | 105.4928 | 981.1999 | 264.9196 | 434.069 | 0 | 0 | 218.3963 | 0 | 0 | 0 | 0 | 0 | 0 | 79.7134 | 0 | 0 | 323.8891 | 226.1549 | 550.044 | 2083.791 | 226.1549 | 2309.9459
2010 | Warehouse | 4C | 4835.13 | 0 | 281.1788 | 20.0471 | 1004.4457 | 265.4263 | 434.069 | 0 | 0 | 143.4018 | 0 | 0 | 0 | 0 | 0 | 0 | 81.4552 | 0 | 0 | 163.4489 | 281.1788 | 444.6276 | 1948.8451 | 281.1788 | 2230.0239
2010 | Warehouse | 5A | 4835.13 | 0 | 1183.8798 | 37.3389 | 969.197 | 265.0779 | 434.069 | 0 | 0 | 164.4623 | 0 | 0 | 0 | 0 | 0 | 0 | 83.0071 | 0 | 0 | 201.8012 | 1183.8798 | 1385.681 | 1953.1522 | 1183.8798 | 3137.032
2010 | Warehouse | 5B | 4835.13 | 0 | 598.8341 | 61.8515 | 988.009 | 265.3629 | 434.069 | 0 | 0 | 207.3752 | 0 | 0 | 0 | 0 | 0 | 0 | 82.3103 | 0 | 0 | 269.2267 | 598.8341 | 868.0608 | 2038.9779 | 598.8341 | 2637.8121
2010 | Warehouse | 5C | 4835.13 | 0 | 256.5069 | 8.0442 | 995.9265 | 265.2996 | 434.069 | 0 | 0 | 126.5533 | 0 | 0 | 0 | 0 | 0 | 0 | 82.8487 | 0 | 0 | 134.5975 | 256.5069 | 391.1044 | 1912.7413 | 256.5069 | 2169.2482
2010 | Warehouse | 6A | 4835.13 | 0 | 1806.421 | 40.5059 | 1257.0773 | 265.2362 | 434.069 | 0 | 0 | 177.257 | 0 | 0 | 0 | 0 | 0 | 0 | 84.8123 | 0 | 0 | 217.7629 | 1806.421 | 2024.1839 | 2258.9261 | 1806.421 | 4065.3471
2010 | Warehouse | 6B | 4835.13 | 0 | 1076.6722 | 29.0414 | 1261.7011 | 264.9196 | 434.069 | 0 | 0 | 181.5324 | 0 | 0 | 0 | 0 | 0 | 0 | 84.3689 | 0 | 0 | 210.5738 | 1076.6722 | 1287.246 | 2255.6324 | 1076.6722 | 3332.3046
2010 | Warehouse | 7 | 4835.13 | 0 | 1807.5808 | 26.2228 | 1260.1176 | 265.2996 | 434.069 | 0 | 0 | 160.5036 | 0 | 0 | 0 | 0 | 0 | 0 | 86.9341 | 0 | 0 | 186.7263 | 1807.5808 | 1994.3072 | 2233.1784 | 1807.5808 | 4040.7592
2010 | Warehouse | 8 | 4835.13 | 0 | 2045.6814 | 6.3023 | 1274.9075 | 266.8197 | 434.069 | 0 | 0 | 133.5524 | 0 | 0 | 0 | 0 | 0 | 0 | 89.8478 | 0 | 0 | 139.8547 | 2045.6814 | 2185.5362 | 2205.4671 | 2045.6814 | 4251.1486
2013 | Warehouse | 0A | 4835.13 | 0 | 0 | 595.1426 | 864.6543 | 265.3946 | 432.2955 | 0 | 0 | 284.3649 | 0 | 0 | 0 | 0 | 0 | 0 | 69.8324 | 0 | 0 | 879.5076 | 0 | 879.5076 | 2511.6527 | 0 | 2511.6527
2013 | Warehouse | 0B | 4835.13 | 0 | 0.01084 | 645.0862 | 881.8195 | 265.3313 | 432.2955 | 0 | 0 | 452.2476 | 0 | 0 | 0 | 0 | 0 | 0 | 69.7057 | 0 | 0 | 1097.3338 | 0.01084 | 1097.3447 | 2746.5174 | 0.01084 | 2746.5282
2013 | Warehouse | 1A | 4835.13 | 0 | 0 | 361.9564 | 925.4291 | 265.3629 | 432.2955 | 0 | 0 | 192.1736 | 0 | 0 | 0 | 0 | 0 | 0 | 71.6692 | 0 | 0 | 554.13 | 0 | 554.13 | 2248.95 | 0 | 2248.95
2013 | Warehouse | 1B | 4835.13 | 0 | 1.1816 | 463.9655 | 913.3628 | 264.9829 | 432.2955 | 0 | 0 | 290.0655 | 0 | 0 | 0 | 0 | 0 | 0 | 71.7642 | 0 | 0 | 754.031 | 1.1816 | 755.2126 | 2436.4364 | 1.1816 | 2437.618
2013 | Warehouse | 2A | 4835.13 | 0 | 1.5501 | 259.4406 | 931.0347 | 264.8562 | 432.2955 | 0 | 0 | 174.8817 | 0 | 0 | 0 | 0 | 0 | 0 | 73.8544 | 0 | 0 | 434.3224 | 1.5501 | 435.8725 | 2136.3632 | 1.5501 | 2137.9133
2013 | Warehouse | 2B | 4835.13 | 0 | 2.7642 | 247.9761 | 974.6126 | 265.1096 | 432.2955 | 0 | 0 | 241.1037 | 0 | 0 | 0 | 0 | 0 | 0 | 74.0128 | 0 | 0 | 489.0798 | 2.7642 | 491.844 | 2235.0786 | 2.7642 | 2237.8428
2013 | Warehouse | 3A | 4835.13 | 0 | 176.1066 | 129.3086 | 952.5386 | 265.0462 | 432.2955 | 0 | 0 | 176.1169 | 0 | 0 | 0 | 0 | 0 | 0 | 77.5915 | 0 | 0 | 305.4255 | 176.1066 | 481.5321 | 2032.8656 | 176.1066 | 2208.9723
2013 | Warehouse | 3B | 4835.13 | 0 | 20.5852 | 153.4411 | 960.2344 | 265.0146 | 432.2955 | 0 | 0 | 217.3195 | 0 | 0 | 0 | 0 | 0 | 0 | 76.6414 | 0 | 0 | 370.7607 | 20.5852 | 391.3458 | 2104.9465 | 20.5852 | 2125.5317
2013 | Warehouse | 3C | 4835.13 | 0 | 1.7994 | 50.292 | 950.1633 | 265.4263 | 432.2955 | 0 | 0 | 130.037 | 0 | 0 | 0 | 0 | 0 | 0 | 77.9715 | 0 | 0 | 180.329 | 1.7994 | 182.1284 | 1906.1856 | 1.7994 | 1907.9851
2013 | Warehouse | 4A | 4835.13 | 0 | 616.3082 | 72.0176 | 979.5848 | 265.4896 | 432.2955 | 0 | 0 | 148.4373 | 0 | 0 | 0 | 0 | 0 | 0 | 80.5368 | 0 | 0 | 220.4549 | 616.3082 | 836.7631 | 1978.3616 | 616.3082 | 2594.6698
2013 | Warehouse | 4B | 4835.13 | 0 | 184.2908 | 85.8574 | 993.5512 | 264.9196 | 432.2955 | 0 | 0 | 184.1927 | 0 | 0 | 0 | 0 | 0 | 0 | 79.6817 | 0 | 0 | 270.0501 | 184.2908 | 454.3409 | 2040.4981 | 184.2908 | 2224.7889
2013 | Warehouse | 4C | 4835.13 | 0 | 235.976 | 15.3283 | 1016.9237 | 265.4263 | 432.2955 | 0 | 0 | 120.9794 | 0 | 0 | 0 | 0 | 0 | 0 | 81.4552 | 0 | 0 | 136.3077 | 235.976 | 372.2836 | 1932.3767 | 235.976 | 2168.3527
2013 | Warehouse | 5A | 4835.13 | 0 | 1080.1626 | 32.5568 | 983.1635 | 265.0779 | 432.2955 | 0 | 0 | 137.5745 | 0 | 0 | 0 | 0 | 0 | 0 | 83.0071 | 0 | 0 | 170.1312 | 1080.1626 | 1250.2939 | 1933.6752 | 1080.1626 | 3013.8378
2013 | Warehouse | 5B | 4835.13 | 0 | 512.6453 | 50.0703 | 999.8852 | 265.3629 | 432.2955 | 0 | 0 | 172.9815 | 0 | 0 | 0 | 0 | 0 | 0 | 82.2787 | 0 | 0 | 223.0518 | 512.6453 | 735.6971 | 2002.9058 | 512.6453 | 2515.5511
2013 | Warehouse | 5C | 4835.13 | 0 | 197.4072 | 6.3973 | 1009.7346 | 265.2996 | 432.2955 | 0 | 0 | 106.9496 | 0 | 0 | 0 | 0 | 0 | 0 | 82.8487 | 0 | 0 | 113.3469 | 197.4072 | 310.7542 | 1903.4937 | 197.4072 | 2100.9009
2013 | Warehouse | 6A | 4835.13 | 0 | 1641.9023 | 32.0184 | 1247.988 | 265.2362 | 432.2955 | 0 | 0 | 149.5457 | 0 | 0 | 0 | 0 | 0 | 0 | 84.7806 | 0 | 0 | 181.5641 | 1641.9023 | 1823.4664 | 2211.8645 | 1641.9023 | 3853.7668
2013 | Warehouse | 6B | 4835.13 | 0 | 940.977 | 25.4627 | 1252.8019 | 264.9196 | 432.2955 | 0 | 0 | 152.7761 | 0 | 0 | 0 | 0 | 0 | 0 | 84.3372 | 0 | 0 | 178.2388 | 940.977 | 1119.2158 | 2212.6245 | 940.977 | 3153.6016
2013 | Warehouse | 7 | 4835.13 | 0 | 1409.2976 | 20.5222 | 1250.87 | 265.2996 | 432.2955 | 0 | 0 | 129.5303 | 0 | 0 | 0 | 0 | 0 | 0 | 86.9341 | 0 | 0 | 150.0525 | 1409.2976 | 1559.35 | 2185.42 | 1409.2976 | 3594.7176
2013 | Warehouse | 8 | 4835.13 | 0 | 1455.0098 | 6.3023 | 1266.0716 | 266.8197 | 432.2955 | 0 | 0 | 114.6137 | 0 | 0 | 0 | 0 | 0 | 0 | 89.8161 | 0 | 0 | 120.9161 | 1455.0098 | 1575.9259 | 2175.8873 | 1455.0098 | 3630.8972
2016 | Warehouse | 0A | 4835.13 | 0 | 0 | 534.5896 | 518.0579 | 179.8856 | 432.2955 | 0 | 0 | 257.8571 | 0 | 0 | 0 | 0 | 0 | 0 | 69.8324 | 0 | 0 | 792.4467 | 0 | 792.4467 | 1992.4864 | 0 | 1992.4864
2016 | Warehouse | 0B | 4835.13 | 0 | 0.02168 | 557.8037 | 530.6942 | 179.7906 | 432.2955 | 0 | 0 | 313.913 | 0 | 0 | 0 | 0 | 0 | 0 | 69.7373 | 0 | 0 | 871.7167 | 0.02168 | 871.7384 | 2084.2344 | 0.02168 | 2084.256
2016 | Warehouse | 1A | 4835.13 | 0 | 0 | 306.914 | 545.8641 | 179.8539 | 432.2955 | 0 | 0 | 196.354 | 0 | 0 | 0 | 0 | 0 | 0 | 71.7009 | 0 | 0 | 503.268 | 0 | 503.268 | 1732.9824 | 0 | 1732.9824
2016 | Warehouse | 1B | 4835.13 | 0 | 2.0596 | 389.826 | 538.0416 | 179.5689 | 432.2955 | 0 | 0 | 270.6835 | 0 | 0 | 0 | 0 | 0 | 0 | 71.7642 | 0 | 0 | 660.5095 | 2.0596 | 662.5691 | 1882.1798 | 2.0596 | 1884.2394
2016 | Warehouse | 2A | 4835.13 | 0 | 2.2656 | 227.3589 | 549.9812 | 179.5372 | 432.2955 | 0 | 0 | 158.7934 | 0 | 0 | 0 | 0 | 0 | 0 | 73.8861 | 0 | 0 | 386.1523 | 2.2656 | 388.4179 | 1621.8524 | 2.2656 | 1624.1179
2016 | Warehouse | 2B | 4835.13 | 0 | 4.1626 | 221.88 | 579.2126 | 179.7272 | 432.2955 | 0 | 0 | 225.047 | 0 | 0 | 0 | 0 | 0 | 0 | 74.0445 | 0 | 0 | 446.927 | 4.1626 | 451.0896 | 1712.2069 | 4.1626 | 1716.3694
2016 | Warehouse | 3A | 4835.13 | 0 | 190.9141 | 112.3335 | 564.106 | 179.8856 | 432.2955 | 0 | 0 | 162.7521 | 0 | 0 | 0 | 0 | 0 | 0 | 77.6232 | 0 | 0 | 275.0856 | 190.9141 | 465.9997 | 1528.9959 | 190.9141 | 1719.91
2016 | Warehouse | 3B | 4835.13 | 0 | 32.2707 | 135.1676 | 569.4266 | 179.5372 | 432.2955 | 0 | 0 | 201.4529 | 0 | 0 | 0 | 0 | 0 | 0 | 76.6731 | 0 | 0 | 336.6204 | 32.2707 | 368.8911 | 1594.5528 | 32.2707 | 1626.8235
2016 | Warehouse | 3C | 4835.13 | 0 | 3.2412 | 39.3975 | 562.7126 | 180.1073 | 432.2955 | 0 | 0 | 117.1157 | 0 | 0 | 0 | 0 | 0 | 0 | 78.0032 | 0 | 0 | 156.5131 | 3.2412 | 159.7543 | 1409.6317 | 3.2412 | 1412.8729
2016 | Warehouse | 4A | 4835.13 | 0 | 632.6441 | 60.2047 | 580.7961 | 180.4873 | 432.2955 | 0 | 0 | 135.6426 | 0 | 0 | 0 | 0 | 0 | 0 | 80.5685 | 0 | 0 | 195.8473 | 632.6441 | 828.4914 | 1469.963 | 632.6441 | 2102.6071
2016 | Warehouse | 4B | 4835.13 | 0 | 210.7296 | 72.6826 | 589.8854 | 179.5689 | 432.2955 | 0 | 0 | 168.7061 | 0 | 0 | 0 | 0 | 0 | 0 | 79.7134 | 0 | 0 | 241.3887 | 210.7296 | 452.1183 | 1522.8519 | 210.7296 | 1733.5816
2016 | Warehouse | 4C | 4835.13 | 0 | 276.6693 | 11.0212 | 605.2454 | 180.9307 | 432.2955 | 0 | 0 | 108.8181 | 0 | 0 | 0 | 0 | 0 | 0 | 81.4869 | 0 | 0 | 119.8393 | 276.6693 | 396.5086 | 1419.7661 | 276.6693 | 1696.4354
2016 | Warehouse | 5A | 4835.13 | 0 | 1075.0787 | 25.0826 | 583.4881 | 180.139 | 432.2955 | 0 | 0 | 125.7616 | 0 | 0 | 0 | 0 | 0 | 0 | 83.0071 | 0 | 0 | 150.8442 | 1075.0787 | 1225.9229 | 1429.7738 | 1075.0787 | 2504.8525
2016 | Warehouse | 5B | 4835.13 | 0 | 539.9729 | 40.4426 | 593.4958 | 180.2656 | 432.2955 | 0 | 0 | 158.54 | 0 | 0 | 0 | 0 | 0 | 0 | 82.3103 | 0 | 0 | 198.9826 | 539.9729 | 738.9555 | 1487.3815 | 539.9729 | 2027.3545
2016 | Warehouse | 5C | 4835.13 | 0 | 247.8241 | 4.3071 | 600.7482 | 180.8357 | 432.2955 | 0 | 0 | 97.8603 | 0 | 0 | 0 | 0 | 0 | 0 | 82.8804 | 0 | 0 | 102.1674 | 247.8241 | 349.9915 | 1398.8956 | 247.8241 | 1646.7197
2016 | Warehouse | 6A | 4835.13 | 0 | 1631.3008 | 22.2007 | 747.9187 | 180.3606 | 432.2955 | 0 | 0 | 133.394 | 0 | 0 | 0 | 0 | 0 | 0 | 84.8123 | 0 | 0 | 155.5947 | 1631.3008 | 1786.8955 | 1601.0452 | 1631.3008 | 3232.3459
2016 | Warehouse | 6B | 4835.13 | 0 | 979.1013 | 18.0519 | 751.054 | 180.3923 | 432.2955 | 0 | 0 | 136.371 | 0 | 0 | 0 | 0 | 0 | 0 | 84.3689 | 0 | 0 | 154.4229 | 979.1013 | 1133.5242 | 1602.5653 | 979.1013 | 2581.6667
2016 | Warehouse | 7 | 4835.13 | 0 | 1496.527 | 13.5864 | 749.6606 | 180.899 | 432.2955 | 0 | 0 | 117.5274 | 0 | 0 | 0 | 0 | 0 | 0 | 86.9658 | 0 | 0 | 131.1138 | 1496.527 | 1627.6408 | 1580.9031 | 1496.527 | 3077.4301
2016 | Warehouse | 8 | 4835.13 | 0 | 1549.0902 | 3.7371 | 759.6683 | 185.6812 | 432.2955 | 0 | 0 | 102.3258 | 0 | 0 | 0 | 0 | 0 | 0 | 89.8478 | 0 | 0 | 106.0628 | 1549.0902 | 1655.153 | 1573.524 | 1549.0902 | 3122.6142
2019 | Warehouse | 0A | 4835.13 | 0 | 0 | 524.8352 | 495.7622 | 179.8856 | 432.2955 | 0 | 0 | 253.455 | 0 | 0 | 0 | 0 | 0 | 0 | 69.8324 | 0 | 0 | 778.2902 | 0 | 778.2902 | 1956.0975 | 0 | 1956.0975
2019 | Warehouse | 0B | 4835.13 | 0 | 0.02168 | 549.1261 | 507.7018 | 179.7906 | 432.2955 | 0 | 0 | 311.1894 | 0 | 0 | 0 | 0 | 0 | 0 | 69.7373 | 0 | 0 | 860.3155 | 0.02168 | 860.3372 | 2049.8407 | 0.02168 | 2049.8624
2019 | Warehouse | 1A | 4835.13 | 0 | 0 | 297.3813 | 517.7412 | 179.8539 | 432.2955 | 0 | 0 | 191.2868 | 0 | 0 | 0 | 0 | 0 | 0 | 71.7009 | 0 | 0 | 488.6681 | 0 | 488.6681 | 1690.2596 | 0 | 1690.2596
2019 | Warehouse | 1B | 4835.13 | 0 | 2.1355 | 382.0352 | 512.1989 | 179.5689 | 432.2955 | 0 | 0 | 267.8015 | 0 | 0 | 0 | 0 | 0 | 0 | 71.7642 | 0 | 0 | 649.8367 | 2.1355 | 651.9722 | 1845.6643 | 2.1355 | 1847.7997
2019 | Warehouse | 2A | 4835.13 | 0 | 1.8862 | 216.0527 | 520.0214 | 179.5372 | 432.2955 | 0 | 0 | 177.637 | 0 | 0 | 0 | 0 | 0 | 0 | 73.8861 | 0 | 0 | 393.6898 | 1.8862 | 395.5759 | 1599.43 | 1.8862 | 1601.3162
2019 | Warehouse | 2B | 4835.13 | 0 | 4.2818 | 215.8944 | 544.344 | 179.7272 | 432.2955 | 0 | 0 | 222.1651 | 0 | 0 | 0 | 0 | 0 | 0 | 74.0445 | 0 | 0 | 438.0594 | 4.2818 | 442.3412 | 1668.4706 | 4.2818 | 1672.7524
2019 | Warehouse | 3A | 4835.13 | 0 | 189.364 | 108.5648 | 531.3276 | 179.8856 | 432.2955 | 0 | 0 | 159.7435 | 0 | 0 | 0 | 0 | 0 | 0 | 77.6232 | 0 | 0 | 268.3082 | 189.364 | 457.6722 | 1489.4401 | 189.364 | 1678.8041
2019 | Warehouse | 3B | 4835.13 | 0 | 33.3872 | 130.322 | 536.3314 | 179.5372 | 432.2955 | 0 | 0 | 197.9058 | 0 | 0 | 0 | 0 | 0 | 0 | 76.6731 | 0 | 0 | 328.2279 | 33.3872 | 361.6151 | 1553.0968 | 33.3872 | 1586.484
2019 | Warehouse | 3C | 4835.13 | 0 | 3.8374 | 36.0088 | 531.6443 | 180.1073 | 432.2955 | 0 | 0 | 113.1252 | 0 | 0 | 0 | 0 | 0 | 0 | 78.0032 | 0 | 0 | 149.134 | 3.8374 | 152.9714 | 1371.1843 | 3.8374 | 1375.0217
2019 | Warehouse | 4A | 4835.13 | 0 | 637.0451 | 57.7344 | 524.1068 | 180.4873 | 432.2955 | 0 | 0 | 131.0821 | 0 | 0 | 0 | 0 | 0 | 0 | 80.5685 | 0 | 0 | 188.8165 | 637.0451 | 825.8617 | 1406.243 | 637.0451 | 2043.2881
2019 | Warehouse | 4B | 4835.13 | 0 | 215.0222 | 69.769 | 530.8842 | 179.5689 | 432.2955 | 0 | 0 | 164.589 | 0 | 0 | 0 | 0 | 0 | 0 | 79.7134 | 0 | 0 | 234.358 | 215.0222 | 449.3802 | 1456.7883 | 215.0222 | 1671.8106
2019 | Warehouse | 4C | 4835.13 | 0 | 283.0432 | 9.976 | 544.6923 | 180.9307 | 432.2955 | 0 | 0 | 105.7145 | 0 | 0 | 0 | 0 | 0 | 0 | 81.4869 | 0 | 0 | 115.6905 | 283.0432 | 398.7338 | 1355.096 | 283.0432 | 1638.1392
2019 | Warehouse | 5A | 4835.13 | 0 | 1078.6234 | 23.4675 | 526.4187 | 180.139 | 432.2955 | 0 | 0 | 122.5312 | 0 | 0 | 0 | 0 | 0 | 0 | 83.0071 | 0 | 0 | 145.9987 | 1078.6234 | 1224.6221 | 1367.8906 | 1078.6234 | 2446.514
2019 | Warehouse | 5B | 4835.13 | 0 | 545.7181 | 37.814 | 535.0013 | 180.2656 | 432.2955 | 0 | 0 | 153.4411 | 0 | 0 | 0 | 0 | 0 | 0 | 82.3103 | 0 | 0 | 191.2551 | 545.7181 | 736.9733 | 1421.1279 | 545.7181 | 1966.846
2019 | Warehouse | 5C | 4835.13 | 0 | 253.7969 | 3.6737 | 541.8104 | 180.8357 | 432.2955 | 0 | 0 | 94.6616 | 0 | 0 | 0 | 0 | 0 | 0 | 82.8804 | 0 | 0 | 98.3353 | 253.7969 | 352.1323 | 1336.1256 | 253.7969 | 1589.9225
2019 | Warehouse | 6A | 4835.13 | 0 | 1631.2032 | 23.4358 | 716.8188 | 180.3606 | 432.2955 | 0 | 0 | 131.9055 | 0 | 0 | 0 | 0 | 0 | 0 | 84.8123 | 0 | 0 | 155.3413 | 1631.2032 | 1786.5446 | 1569.6602 | 1631.2032 | 3200.8634
2019 | Warehouse | 6B | 4835.13 | 0 | 981.0742 | 17.4185 | 719.194 | 180.3923 | 432.2955 | 0 | 0 | 134.5975 | 0 | 0 | 0 | 0 | 0 | 0 | 84.3689 | 0 | 0 | 152.016 | 981.0742 | 1133.0902 | 1568.2984 | 981.0742 | 2549.3726
2019 | Warehouse | 7 | 4835.13 | 0 | 1496.9173 | 12.7947 | 718.4023 | 180.899 | 432.2955 | 0 | 0 | 115.4372 | 0 | 0 | 0 | 0 | 0 | 0 | 86.9658 | 0 | 0 | 128.2318 | 1496.9173 | 1625.1491 | 1546.7945 | 1496.9173 | 3043.7118
2019 | Warehouse | 8 | 4835.13 | 0 | 1546.9114 | 3.357 | 727.7766 | 185.6812 | 432.2955 | 0 | 0 | 100.3939 | 0 | 0 | 0 | 0 | 0 | 0 | 89.8478 | 0 | 0 | 103.7509 | 1546.9114 | 1650.6623 | 1539.352 | 1546.9114 | 3086.2634