## 90.1 Data-SI
Year | Building Type | CZ | Floor Area (m2) | Heating- Elec (GJ/yr) | Heating- Gas (GJ/yr) | Cooling (GJ/yr) | Interior Lighting (GJ/yr) | Exterior Lighting (GJ/yr) | Interior Equipment- Elec (GJ/yr) | Interior Equipment- Gas (GJ/yr) | Exterior Equipment (GJ/yr) | Fan (GJ/yr) | All Pumps (GJ/yr) | SWH Pumps (GJ/yr) | HVAC Pumps (GJ/yr) | Heat Rejection (GJ/yr) | Humidification (GJ/yr) | Heat Recovery (GJ/yr) | SWH- Elec (GJ/yr) | SWH- Gas (GJ/yr) | Refrigeration (GJ/yr) | HVAC Total Electric (GJ/yr) | HVAC Total Gas (GJ/yr) | Total Electric (GJ/yr) | Total Gas (GJ/yr) | Grand Total (GJ/yr)
2004 | High-Rise Apartment | 0A | 7836.48 | 0 | 0 | 1940.57 | 334.42 | 213.71 | 1137.32 | 0 | 36.18 | 481.4 | 82.1 | 1.1648 | 80.9352 | 103.03 | 0 | 0 | 0 | 745.05 | 0 | 2605.9352 | 0 | 4328.73 | 745.05 | 5073.78
2004 | High-Rise Apartment | 0B | 7836.48 | 0.73 | 0.21 | 1552.51 | 334.42 | 213.75 | 1137.32 | 0 | 36.18 | 477.4 | 98.16 | 1.1648 | 96.9952 | 82.88 | 0 | 0 | 0 | 741.14 | 0 | 2210.5152 | 0.21 | 3933.35 | 741.34 | 4674.69
2004 | High-Rise Apartment | 1A | 7836.48 | 0.03 | 0 | 1353.36 | 334.42 | 213.77 | 1137.32 | 0 | 36.18 | 374.44 | 73.72 | 1.1648 | 72.5552 | 64.5 | 0 | 0 | 0 | 814.63 | 0 | 1864.8852 | 0 | 3587.75 | 814.63 | 4402.38
2004 | High-Rise Apartment | 1B | 7836.48 | 16.52 | 43.6 | 1199.88 | 334.42 | 213.5 | 1137.32 | 0 | 36.18 | 412.31 | 82.71 | 1.1648 | 81.5452 | 62.25 | 0 | 0 | 0 | 816.63 | 0 | 1772.5052 | 43.6 | 3495.09 | 860.24 | 4355.33
2004 | High-Rise Apartment | 2A | 7836.48 | 58.25 | 193.11 | 1016.43 | 334.42 | 213.43 | 1137.32 | 0 | 36.18 | 323.4 | 77.85 | 1.1648 | 76.6852 | 53.38 | 0 | 0 | 0 | 894.26 | 0 | 1528.1452 | 193.11 | 3250.66 | 1087.37 | 4338.03
2004 | High-Rise Apartment | 2B | 7836.48 | 60.49 | 185.55 | 809.2 | 334.42 | 213.58 | 1137.32 | 0 | 36.18 | 343.87 | 80.15 | 1.1648 | 78.9852 | 32.08 | 0 | 0 | 0 | 899.22 | 0 | 1324.6252 | 185.55 | 3047.3 | 1084.77 | 4132.07
2004 | High-Rise Apartment | 3A | 7836.48 | 176.4 | 622.8 | 550.94 | 334.42 | 213.54 | 1137.32 | 0 | 36.18 | 259.47 | 69.85 | 1.1648 | 68.6852 | 26.14 | 0 | 0 | 0 | 1030.55 | 0 | 1081.6352 | 622.8 | 2804.25 | 1653.35 | 4457.6
2004 | High-Rise Apartment | 3B | 7836.48 | 71.78 | 231.62 | 598.35 | 334.42 | 213.53 | 1137.32 | 0 | 36.18 | 292.94 | 64.79 | 1.1648 | 63.6252 | 23.57 | 0 | 0 | 0 | 995.71 | 0 | 1050.2652 | 231.62 | 2772.89 | 1227.33 | 4000.22
2004 | High-Rise Apartment | 3C | 7836.48 | 26.03 | 62.19 | 347.95 | 334.42 | 213.5 | 1137.32 | 0 | 36.18 | 207.51 | 74.4 | 1.1648 | 73.2352 | 15.82 | 0 | 0 | 0 | 1046.16 | 0 | 670.5452 | 62.19 | 2393.13 | 1108.35 | 3501.48
2004 | High-Rise Apartment | 4A | 7836.48 | 390.84 | 1417.43 | 350.76 | 334.42 | 213.22 | 1137.32 | 0 | 36.18 | 255.93 | 67.88 | 1.1648 | 66.7152 | 16.71 | 0 | 0 | 0 | 1137.92 | 0 | 1080.9552 | 1417.43 | 2803.25 | 2555.34 | 5358.59
2004 | High-Rise Apartment | 4B | 7836.48 | 159.65 | 551.72 | 365.32 | 334.42 | 213.38 | 1137.32 | 0 | 36.18 | 258.8 | 57.4 | 1.1648 | 56.2352 | 13.59 | 0 | 0 | 0 | 1107.63 | 0 | 853.5952 | 551.72 | 2576.06 | 1659.34 | 4235.4
2004 | High-Rise Apartment | 4C | 7836.48 | 255.95 | 918.42 | 58.2 | 334.42 | 212.97 | 1137.32 | 0 | 36.18 | 189.12 | 48.27 | 1.1648 | 47.1052 | 2.51 | 0 | 0 | 0 | 1170.38 | 0 | 552.8852 | 918.42 | 2274.95 | 2088.8 | 4363.75
2004 | High-Rise Apartment | 5A | 7836.48 | 583.62 | 2104.71 | 165.38 | 334.42 | 213.28 | 1137.32 | 0 | 36.18 | 263.61 | 62.37 | 1.1648 | 61.2052 | 7.61 | 0 | 0 | 0 | 1228.88 | 0 | 1081.4252 | 2104.71 | 2803.8 | 3333.6 | 6137.4
2004 | High-Rise Apartment | 5B | 7836.48 | 312.41 | 1096.13 | 236.43 | 334.42 | 213.29 | 1137.32 | 0 | 36.18 | 268.17 | 53.56 | 1.1648 | 52.3952 | 8.52 | 0 | 0 | 0 | 1203.31 | 0 | 877.9252 | 1096.13 | 2600.3 | 2299.44 | 4899.74
2004 | High-Rise Apartment | 5C | 7836.48 | 223.65 | 804.45 | 15.76 | 334.42 | 212.96 | 1137.32 | 0 | 36.18 | 172.45 | 42.48 | 1.1648 | 41.3152 | 0.72 | 0 | 0 | 0 | 1221.95 | 0 | 453.8952 | 804.45 | 2175.94 | 2026.4 | 4202.34
2004 | High-Rise Apartment | 6A | 7836.48 | 805.11 | 2870.1 | 188.67 | 334.42 | 213.18 | 1137.32 | 0 | 36.18 | 302.11 | 88.02 | 1.1648 | 86.8552 | 9.79 | 0 | 0 | 0 | 1296.24 | 0 | 1392.5352 | 2870.1 | 3114.8 | 4166.34 | 7281.14
2004 | High-Rise Apartment | 6B | 7836.48 | 575.18 | 1982.01 | 133.99 | 334.42 | 213.03 | 1137.32 | 0 | 36.18 | 301.77 | 56.71 | 1.1648 | 55.5452 | 5.01 | 0 | 0 | 0 | 1279.14 | 0 | 1071.4952 | 1982.01 | 2793.62 | 3261.15 | 6054.77
2004 | High-Rise Apartment | 7 | 7836.48 | 783.64 | 2720.92 | 152.92 | 334.42 | 212.9 | 1137.32 | 0 | 36.18 | 317.02 | 70.34 | 1.1648 | 69.1752 | 7 | 0 | 0 | 0 | 1376.38 | 0 | 1329.7552 | 2720.92 | 3051.74 | 4097.29 | 7149.03
2004 | High-Rise Apartment | 8 | 7836.48 | 828.51 | 2703.18 | 71.48 | 334.42 | 211.73 | 1137.32 | 0 | 36.18 | 339.41 | 58.96 | 1.1648 | 57.7952 | 2.91 | 0 | 0 | 0 | 1484.3 | 0 | 1300.1052 | 2703.18 | 3020.92 | 4187.47 | 7208.39
2007 | High-Rise Apartment | 0A | 7836.48 | 0 | 0 | 1937.23 | 334.42 | 213.71 | 1137.32 | 0 | 36.18 | 479.63 | 81.46 | 1.1648 | 80.2952 | 102.4 | 0 | 0 | 0 | 745.05 | 0 | 2599.5552 | 0 | 4322.35 | 745.05 | 5067.4
2007 | High-Rise Apartment | 0B | 7836.48 | 0.6 | 0.2 | 1548.13 | 334.42 | 213.75 | 1137.32 | 0 | 36.18 | 476.13 | 97.27 | 1.1648 | 96.1052 | 82.47 | 0 | 0 | 0 | 741.14 | 0 | 2203.4352 | 0.2 | 3926.28 | 741.33 | 4667.61
2007 | High-Rise Apartment | 1A | 7836.48 | 0.02 | 0 | 1351.59 | 334.42 | 213.77 | 1137.32 | 0 | 36.18 | 373.55 | 73.24 | 1.1648 | 72.0752 | 64.26 | 0 | 0 | 0 | 814.63 | 0 | 1861.4952 | 0 | 3584.35 | 814.63 | 4398.98
2007 | High-Rise Apartment | 1B | 7836.48 | 15.66 | 41.27 | 1199.59 | 334.42 | 213.5 | 1137.32 | 0 | 36.18 | 410.86 | 81.63 | 1.1648 | 80.4652 | 61.88 | 0 | 0 | 0 | 816.63 | 0 | 1768.4552 | 41.27 | 3491.05 | 857.9 | 4348.95
2007 | High-Rise Apartment | 2A | 7836.48 | 35.2 | 114.57 | 979.56 | 334.42 | 213.43 | 1137.32 | 0 | 36.18 | 299.62 | 67.81 | 1.1648 | 66.6452 | 48.93 | 0 | 0 | 0 | 894.26 | 0 | 1429.9552 | 114.57 | 3152.47 | 1008.83 | 4161.3
2007 | High-Rise Apartment | 2B | 7836.48 | 31.24 | 88.08 | 752.65 | 334.42 | 213.58 | 1137.32 | 0 | 36.18 | 314.42 | 67.17 | 1.1648 | 66.0052 | 28.92 | 0 | 0 | 0 | 899.21 | 0 | 1193.2352 | 88.08 | 2915.92 | 987.29 | 3903.21
2007 | High-Rise Apartment | 3A | 7836.48 | 193.48 | 691.47 | 491.46 | 334.42 | 213.54 | 1137.32 | 0 | 36.18 | 245.74 | 62.3 | 1.1648 | 61.1352 | 23.11 | 0 | 0 | 0 | 1030.57 | 0 | 1014.9252 | 691.47 | 2737.56 | 1722.03 | 4459.59
2007 | High-Rise Apartment | 3B | 7836.48 | 86.61 | 293.7 | 517.49 | 334.42 | 213.53 | 1137.32 | 0 | 36.18 | 272.68 | 56.61 | 1.1648 | 55.4452 | 20.31 | 0 | 0 | 0 | 995.71 | 0 | 952.5352 | 293.7 | 2675.16 | 1289.41 | 3964.57
2007 | High-Rise Apartment | 3C | 7836.48 | 38.12 | 121.1 | 96.41 | 334.42 | 213.5 | 1137.32 | 0 | 36.18 | 139.33 | 37.71 | 1.1648 | 36.5452 | 4.51 | 0 | 0 | 0 | 1046.15 | 0 | 314.9152 | 121.1 | 2037.5 | 1167.25 | 3204.75
2007 | High-Rise Apartment | 4A | 7836.48 | 353.36 | 1278.63 | 359.5 | 334.42 | 213.22 | 1137.32 | 0 | 36.18 | 250.05 | 66.99 | 1.1648 | 65.8252 | 16.97 | 0 | 0 | 0 | 1137.92 | 0 | 1045.7052 | 1278.63 | 2768.01 | 2416.55 | 5184.56
2007 | High-Rise Apartment | 4B | 7836.48 | 132.83 | 454.06 | 381.66 | 334.42 | 213.38 | 1137.32 | 0 | 36.18 | 255.65 | 57.18 | 1.1648 | 56.0152 | 14.13 | 0 | 0 | 0 | 1107.64 | 0 | 840.2852 | 454.06 | 2562.75 | 1561.7 | 4124.45
2007 | High-Rise Apartment | 4C | 7836.48 | 222.57 | 795.42 | 65.3 | 334.42 | 212.97 | 1137.32 | 0 | 36.18 | 182.3 | 49.34 | 1.1648 | 48.1752 | 2.83 | 0 | 0 | 0 | 1170.4 | 0 | 521.1752 | 795.42 | 2243.24 | 1965.82 | 4209.06
2007 | High-Rise Apartment | 5A | 7836.48 | 520.69 | 1879.96 | 175.58 | 334.42 | 213.28 | 1137.32 | 0 | 36.18 | 253.13 | 60.21 | 1.1648 | 59.0452 | 7.95 | 0 | 0 | 0 | 1228.89 | 0 | 1016.3952 | 1879.96 | 2738.77 | 3108.85 | 5847.62
2007 | High-Rise Apartment | 5B | 7836.48 | 261.06 | 917.55 | 254.33 | 334.42 | 213.29 | 1137.32 | 0 | 36.18 | 259.37 | 53.36 | 1.1648 | 52.1952 | 9.14 | 0 | 0 | 0 | 1203.32 | 0 | 836.0952 | 917.55 | 2558.47 | 2120.87 | 4679.34
2007 | High-Rise Apartment | 5C | 7836.48 | 176.78 | 635.16 | 22.38 | 334.42 | 212.96 | 1137.32 | 0 | 36.18 | 161.73 | 42.67 | 1.1648 | 41.5052 | 1.03 | 0 | 0 | 0 | 1221.95 | 0 | 403.4252 | 635.16 | 2125.47 | 1857.11 | 3982.58
2007 | High-Rise Apartment | 6A | 7836.48 | 728.48 | 2581.72 | 201.03 | 334.42 | 213.18 | 1137.32 | 0 | 36.18 | 287.91 | 80.2 | 1.1648 | 79.0352 | 9.98 | 0 | 0 | 0 | 1296.24 | 0 | 1306.4352 | 2581.72 | 3028.7 | 3877.96 | 6906.66
2007 | High-Rise Apartment | 6B | 7836.48 | 500.06 | 1736.98 | 143.55 | 334.42 | 213.03 | 1137.32 | 0 | 36.18 | 286.11 | 55.46 | 1.1648 | 54.2952 | 5.33 | 0 | 0 | 0 | 1279.15 | 0 | 989.3452 | 1736.98 | 2711.45 | 3016.12 | 5727.57
2007 | High-Rise Apartment | 7 | 7836.48 | 637.32 | 2221.31 | 153.57 | 334.42 | 212.9 | 1137.32 | 0 | 36.18 | 281.37 | 62.06 | 1.1648 | 60.8952 | 6.84 | 0 | 0 | 0 | 1376.4 | 0 | 1139.9952 | 2221.31 | 2861.98 | 3597.71 | 6459.69
2007 | High-Rise Apartment | 8 | 7836.48 | 729.79 | 2437.11 | 78.29 | 334.42 | 211.73 | 1137.32 | 0 | 36.18 | 320.52 | 57.79 | 1.1648 | 56.6252 | 3.16 | 0 | 0 | 0 | 1484.31 | 0 | 1188.3852 | 2437.11 | 2909.2 | 3921.42 | 6830.62
2010 | High-Rise Apartment | 0A | 7836.48 | 0 | 0 | 1857.29 | 386.91 | 168.7 | 1131.09 | 0 | 20.82 | 463.7 | 60.35 | 1.1648 | 59.1852 | 95.89 | 0 | 0 | 0 | 744.72 | 0 | 2476.0652 | 0 | 4184.76 | 744.72 | 4929.48
2010 | High-Rise Apartment | 0B | 7836.48 | 0.34 | 0.04 | 1481.64 | 386.91 | 168.73 | 1131.09 | 0 | 20.82 | 448.57 | 72.11 | 1.1648 | 70.9452 | 77.82 | 0 | 0 | 0 | 740.91 | 0 | 2079.3152 | 0.04 | 3788.03 | 740.95 | 4528.98
2010 | High-Rise Apartment | 1A | 7836.48 | 0.01 | 0 | 1322.94 | 386.91 | 168.75 | 1131.09 | 0 | 20.82 | 365.64 | 53.64 | 1.1648 | 52.4752 | 60.89 | 0 | 0 | 0 | 814.27 | 0 | 1801.9552 | 0 | 3510.7 | 814.27 | 4324.97
2010 | High-Rise Apartment | 1B | 7836.48 | 13.06 | 33.41 | 1180.41 | 386.91 | 168.54 | 1131.09 | 0 | 20.82 | 394.06 | 62.22 | 1.1648 | 61.0552 | 59.77 | 0 | 0 | 0 | 816.27 | 0 | 1708.3552 | 33.41 | 3416.89 | 849.67 | 4266.56
2010 | High-Rise Apartment | 2A | 7836.48 | 22.61 | 68.71 | 959.7 | 386.91 | 168.48 | 1131.09 | 0 | 20.82 | 292.01 | 50.65 | 1.1648 | 49.4852 | 47.03 | 0 | 0 | 0 | 893.79 | 0 | 1370.8352 | 68.71 | 3079.3 | 962.51 | 4041.81
2010 | High-Rise Apartment | 2B | 7836.48 | 19.86 | 50.64 | 738.27 | 386.91 | 168.6 | 1131.09 | 0 | 20.82 | 299.86 | 50.06 | 1.1648 | 48.8952 | 28.07 | 0 | 0 | 0 | 898.81 | 0 | 1134.9552 | 50.64 | 2843.55 | 949.46 | 3793.01
2010 | High-Rise Apartment | 3A | 7836.48 | 140.14 | 472.59 | 488.57 | 386.91 | 168.57 | 1131.09 | 0 | 20.82 | 232.5 | 45.89 | 1.1648 | 44.7252 | 22.49 | 0 | 0 | 0 | 1030.02 | 0 | 928.4252 | 472.59 | 2636.97 | 1502.61 | 4139.58
2010 | High-Rise Apartment | 3B | 7836.48 | 59.46 | 190.11 | 517.97 | 386.91 | 168.56 | 1131.09 | 0 | 20.82 | 259.16 | 42.9 | 1.1648 | 41.7352 | 20.09 | 0 | 0 | 0 | 995.21 | 0 | 898.4152 | 190.11 | 2606.96 | 1185.33 | 3792.29
2010 | High-Rise Apartment | 3C | 7836.48 | 23.06 | 66.08 | 108.49 | 386.91 | 168.54 | 1131.09 | 0 | 20.82 | 136.99 | 28.52 | 1.1648 | 27.3552 | 4.97 | 0 | 0 | 0 | 1045.57 | 0 | 300.8652 | 66.08 | 2009.39 | 1111.65 | 3121.04
2010 | High-Rise Apartment | 4A | 7836.48 | 251.82 | 857.78 | 361.69 | 386.91 | 168.31 | 1131.09 | 0 | 20.82 | 229.05 | 48.63 | 1.1648 | 47.4652 | 16.59 | 0 | 0 | 0 | 1137.28 | 0 | 906.6152 | 857.78 | 2614.91 | 1995.05 | 4609.96
2010 | High-Rise Apartment | 4B | 7836.48 | 90.73 | 290.81 | 400.26 | 386.91 | 168.44 | 1131.09 | 0 | 20.82 | 244.11 | 43.98 | 1.1648 | 42.8152 | 14.7 | 0 | 0 | 0 | 1107.03 | 0 | 792.6152 | 290.81 | 2501.05 | 1397.84 | 3898.89
2010 | High-Rise Apartment | 4C | 7836.48 | 156.47 | 528.3 | 77.79 | 386.91 | 168.12 | 1131.09 | 0 | 20.82 | 165.83 | 38.17 | 1.1648 | 37.0052 | 3.31 | 0 | 0 | 0 | 1169.71 | 0 | 440.4052 | 528.3 | 2148.52 | 1698.01 | 3846.53
2010 | High-Rise Apartment | 5A | 7836.48 | 378.22 | 1307.2 | 184.05 | 386.91 | 168.37 | 1131.09 | 0 | 20.82 | 225.59 | 44 | 1.1648 | 42.8352 | 8.14 | 0 | 0 | 0 | 1228.17 | 0 | 838.8352 | 1307.2 | 2547.2 | 2535.37 | 5082.57
2010 | High-Rise Apartment | 5B | 7836.48 | 194.74 | 650.29 | 275.55 | 386.91 | 168.37 | 1131.09 | 0 | 20.82 | 241.42 | 41.77 | 1.1648 | 40.6052 | 9.86 | 0 | 0 | 0 | 1202.64 | 0 | 762.1752 | 650.29 | 2470.53 | 1852.93 | 4323.46
2010 | High-Rise Apartment | 5C | 7836.48 | 137.86 | 471.13 | 34.84 | 386.91 | 168.11 | 1131.09 | 0 | 20.82 | 152.16 | 33.9 | 1.1648 | 32.7352 | 1.55 | 0 | 0 | 0 | 1221.22 | 0 | 359.1452 | 471.13 | 2067.23 | 1692.35 | 3759.58
2010 | High-Rise Apartment | 6A | 7836.48 | 539.54 | 1823.11 | 211.43 | 386.91 | 168.29 | 1131.09 | 0 | 20.82 | 255.85 | 50.97 | 1.1648 | 49.8052 | 9.61 | 0 | 0 | 0 | 1295.47 | 0 | 1066.2352 | 1823.11 | 2774.51 | 3118.58 | 5893.09
2010 | High-Rise Apartment | 6B | 7836.48 | 368.16 | 1229.29 | 155.37 | 386.91 | 168.17 | 1131.09 | 0 | 20.82 | 250.35 | 42.46 | 1.1648 | 41.2952 | 5.71 | 0 | 0 | 0 | 1278.32 | 0 | 820.8852 | 1229.29 | 2529.03 | 2507.61 | 5036.64
2010 | High-Rise Apartment | 7 | 7836.48 | 487.01 | 1667.36 | 169.46 | 386.91 | 168.06 | 1131.09 | 0 | 20.82 | 255.17 | 47.14 | 1.1648 | 45.9752 | 7.37 | 0 | 0 | 0 | 1375.52 | 0 | 964.9852 | 1667.36 | 2673.05 | 3042.88 | 5715.93
2010 | High-Rise Apartment | 8 | 7836.48 | 620.89 | 2054.35 | 98.66 | 386.91 | 167.14 | 1131.09 | 0 | 20.82 | 298.87 | 46.33 | 1.1648 | 45.1652 | 3.91 | 0 | 0 | 0 | 1483.45 | 0 | 1067.4952 | 2054.35 | 2774.62 | 3537.8 | 6312.42
2013 | High-Rise Apartment | 0A | 7836.48 | 0 | 0 | 1513.91 | 322.06 | 168.7 | 1130.76 | 0 | 20.81 | 411.86 | 49.93 | 1.1648 | 48.7652 | 80.22 | 0 | 0 | 0 | 744.73 | 0 | 2054.7552 | 0 | 3698.25 | 744.73 | 4442.98
2013 | High-Rise Apartment | 0B | 7836.48 | 0.02 | 0 | 1224.16 | 322.06 | 168.73 | 1130.76 | 0 | 20.81 | 402.37 | 51.91 | 1.1648 | 50.7452 | 64.58 | 0 | 0 | 0 | 740.92 | 0 | 1741.8752 | 0 | 3385.41 | 740.92 | 4126.33
2013 | High-Rise Apartment | 1A | 7836.48 | 0 | 0 | 977.98 | 322.06 | 168.75 | 1130.76 | 0 | 20.81 | 315.05 | 39.22 | 1.1648 | 38.0552 | 47.8 | 0 | 0 | 0 | 814.29 | 0 | 1378.8852 | 0 | 3022.44 | 814.29 | 3836.73
2013 | High-Rise Apartment | 1B | 7836.48 | 4.22 | 10.07 | 966.9 | 322.06 | 168.54 | 1130.76 | 0 | 20.81 | 354.6 | 45.33 | 1.1648 | 44.1652 | 49.89 | 0 | 0 | 0 | 816.28 | 0 | 1419.7752 | 10.07 | 3063.11 | 826.36 | 3889.47
2013 | High-Rise Apartment | 2A | 7836.48 | 12.53 | 40.28 | 743.37 | 322.06 | 168.48 | 1130.76 | 0 | 20.81 | 261.88 | 36.27 | 1.1648 | 35.1052 | 38.24 | 0 | 0 | 0 | 893.83 | 0 | 1091.1252 | 40.28 | 2734.39 | 934.11 | 3668.5
2013 | High-Rise Apartment | 2B | 7836.48 | 9.81 | 26.17 | 602.83 | 322.06 | 168.6 | 1130.76 | 0 | 20.81 | 277.71 | 37.55 | 1.1648 | 36.3852 | 24.19 | 0 | 0 | 0 | 898.82 | 0 | 950.9252 | 26.17 | 2594.3 | 924.98 | 3519.28
2013 | High-Rise Apartment | 3A | 7836.48 | 109.3 | 382.48 | 379.8 | 322.06 | 168.57 | 1130.76 | 0 | 20.81 | 213.45 | 33.85 | 1.1648 | 32.6852 | 18.14 | 0 | 0 | 0 | 1030.04 | 0 | 753.3752 | 382.48 | 2396.73 | 1412.53 | 3809.26
2013 | High-Rise Apartment | 3B | 7836.48 | 39.93 | 131.92 | 421.52 | 322.06 | 168.56 | 1130.76 | 0 | 20.81 | 240.99 | 33.7 | 1.1648 | 32.5352 | 17.11 | 0 | 0 | 0 | 995.22 | 0 | 752.0852 | 131.92 | 2395.45 | 1127.14 | 3522.59
2013 | High-Rise Apartment | 3C | 7836.48 | 8.56 | 24.27 | 82.45 | 322.06 | 168.54 | 1130.76 | 0 | 20.81 | 130.44 | 15.56 | 1.1648 | 14.3952 | 3.79 | 0 | 0 | 0 | 1045.59 | 0 | 239.6352 | 24.27 | 1882.97 | 1069.86 | 2952.83
2013 | High-Rise Apartment | 4A | 7836.48 | 119.79 | 411.18 | 295.45 | 322.06 | 168.31 | 1130.76 | 0 | 20.81 | 210.61 | 41.02 | 1.1648 | 39.8552 | 14.35 | 0 | 0 | 0 | 1137.26 | 0 | 680.0552 | 411.18 | 2323.16 | 1548.44 | 3871.6
2013 | High-Rise Apartment | 4B | 7836.48 | 70.09 | 231.79 | 325.7 | 322.06 | 168.44 | 1130.76 | 0 | 20.81 | 228.85 | 36 | 1.1648 | 34.8352 | 12.62 | 0 | 0 | 0 | 1107.03 | 0 | 672.0952 | 231.79 | 2315.33 | 1338.82 | 3654.15
2013 | High-Rise Apartment | 4C | 7836.48 | 129.74 | 454.43 | 58.26 | 322.06 | 168.12 | 1130.76 | 0 | 20.81 | 157.16 | 30.76 | 1.1648 | 29.5952 | 2.6 | 0 | 0 | 0 | 1169.73 | 0 | 377.3552 | 454.43 | 2020.27 | 1624.16 | 3644.43
2013 | High-Rise Apartment | 5A | 7836.48 | 201.82 | 705.89 | 161.85 | 322.06 | 168.37 | 1130.76 | 0 | 20.81 | 201.75 | 37.11 | 1.1648 | 35.9452 | 7.38 | 0 | 0 | 0 | 1228.16 | 0 | 608.7452 | 705.89 | 2251.91 | 1934.05 | 4185.96
2013 | High-Rise Apartment | 5B | 7836.48 | 159.13 | 550.45 | 226.94 | 322.06 | 168.37 | 1130.76 | 0 | 20.81 | 226.32 | 34.18 | 1.1648 | 33.0152 | 8.55 | 0 | 0 | 0 | 1202.65 | 0 | 653.9552 | 550.45 | 2297.11 | 1753.1 | 4050.21
2013 | High-Rise Apartment | 5C | 7836.48 | 109.67 | 389.26 | 31.44 | 322.06 | 168.11 | 1130.76 | 0 | 20.81 | 145.7 | 28.43 | 1.1648 | 27.2652 | 1.43 | 0 | 0 | 0 | 1221.23 | 0 | 315.5052 | 389.26 | 1958.4 | 1610.49 | 3568.89
2013 | High-Rise Apartment | 6A | 7836.48 | 317.13 | 1100.84 | 188.07 | 322.06 | 168.29 | 1130.76 | 0 | 20.81 | 226.38 | 43.16 | 1.1648 | 41.9952 | 8.78 | 0 | 0 | 0 | 1295.47 | 0 | 782.3552 | 1100.84 | 2425.43 | 2396.31 | 4821.74
2013 | High-Rise Apartment | 6B | 7836.48 | 233.14 | 800.21 | 143.4 | 322.06 | 168.17 | 1130.76 | 0 | 20.81 | 227.98 | 36.72 | 1.1648 | 35.5552 | 5.6 | 0 | 0 | 0 | 1278.34 | 0 | 645.6752 | 800.21 | 2288.64 | 2078.55 | 4367.19
2013 | High-Rise Apartment | 7 | 7836.48 | 342.43 | 1198.17 | 158.96 | 322.06 | 168.06 | 1130.76 | 0 | 20.81 | 238.44 | 41.25 | 1.1648 | 40.0852 | 7.14 | 0 | 0 | 0 | 1375.52 | 0 | 787.0552 | 1198.17 | 2429.91 | 2573.69 | 5003.6
2013 | High-Rise Apartment | 8 | 7836.48 | 458.28 | 1570.28 | 109.38 | 322.06 | 167.14 | 1130.76 | 0 | 20.81 | 276.46 | 42.82 | 1.1648 | 41.6552 | 4.53 | 0 | 0 | 0 | 1483.45 | 0 | 890.3052 | 1570.28 | 2532.22 | 3053.73 | 5585.95
2016 | High-Rise Apartment | 0A | 7836.48 | 0 | 0 | 1459.02 | 253.41 | 118.09 | 1130.76 | 0 | 14.48 | 394.81 | 47.41 | 1.1648 | 46.2452 | 61.47 | 0 | 0 | 0 | 742.97 | 0 | 1961.5452 | 0 | 3479.44 | 742.97 | 4222.41
2016 | High-Rise Apartment | 0B | 7836.48 | 0.03 | 0 | 1180.6 | 253.41 | 118.12 | 1130.76 | 0 | 14.48 | 386.33 | 48.31 | 1.1648 | 47.1452 | 42.28 | 0 | 0 | 0 | 739.15 | 0 | 1656.3852 | 0 | 3174.31 | 739.15 | 3913.46
2016 | High-Rise Apartment | 1A | 7836.48 | 0 | 0 | 956.63 | 253.41 | 118.13 | 1130.76 | 0 | 14.48 | 309.04 | 38.06 | 1.1648 | 36.8952 | 23.78 | 0 | 0 | 0 | 812.22 | 0 | 1326.3452 | 0 | 2844.28 | 812.22 | 3656.5
2016 | High-Rise Apartment | 1B | 7836.48 | 5 | 12.87 | 950.59 | 253.41 | 117.98 | 1130.76 | 0 | 14.48 | 349.73 | 44.46 | 1.1648 | 43.2952 | 33.43 | 0 | 0 | 0 | 814.18 | 0 | 1382.0452 | 12.87 | 2899.83 | 827.05 | 3726.88
2016 | High-Rise Apartment | 2A | 7836.48 | 13.16 | 42.63 | 726.91 | 253.41 | 117.94 | 1130.76 | 0 | 14.48 | 257.17 | 35.4 | 1.1648 | 34.2352 | 25.43 | 0 | 0 | 0 | 891.37 | 0 | 1056.9052 | 42.63 | 2574.66 | 934 | 3508.66
2016 | High-Rise Apartment | 2B | 7836.48 | 10.52 | 28.63 | 589.32 | 253.41 | 118.03 | 1130.76 | 0 | 14.48 | 272.92 | 36.67 | 1.1648 | 35.5052 | 7.71 | 0 | 0 | 0 | 896.31 | 0 | 915.9752 | 28.63 | 2433.81 | 924.94 | 3358.75
2016 | High-Rise Apartment | 3A | 7836.48 | 112.53 | 394.27 | 369.41 | 253.41 | 118 | 1130.76 | 0 | 14.48 | 210.75 | 33.11 | 1.1648 | 31.9452 | 9.77 | 0 | 0 | 0 | 1026.9 | 0 | 734.4052 | 394.27 | 2252.22 | 1421.17 | 3673.39
2016 | High-Rise Apartment | 3B | 7836.48 | 42.54 | 141.5 | 409.96 | 253.41 | 118 | 1130.76 | 0 | 14.48 | 237.46 | 32.82 | 1.1648 | 31.6552 | 5.58 | 0 | 0 | 0 | 992.25 | 0 | 727.1952 | 141.5 | 2245 | 1133.75 | 3378.75
2016 | High-Rise Apartment | 3C | 7836.48 | 9.93 | 29.22 | 75.08 | 253.41 | 117.98 | 1130.76 | 0 | 14.48 | 128.27 | 15.08 | 1.1648 | 13.9152 | 1.02 | 0 | 0 | 0 | 1042.4 | 0 | 228.2152 | 29.22 | 1746.01 | 1071.62 | 2817.63
2016 | High-Rise Apartment | 4A | 7836.48 | 121.26 | 418.41 | 270.98 | 253.41 | 117.82 | 1130.76 | 0 | 14.48 | 203.62 | 38.12 | 1.1648 | 36.9552 | 6.35 | 0 | 0 | 0 | 1133.69 | 0 | 639.1652 | 418.41 | 2156.8 | 1552.1 | 3708.9
2016 | High-Rise Apartment | 4B | 7836.48 | 73.66 | 247.79 | 293.66 | 253.41 | 117.91 | 1130.76 | 0 | 14.48 | 218.64 | 32.96 | 1.1648 | 31.7952 | 3.32 | 0 | 0 | 0 | 1103.55 | 0 | 621.0752 | 247.79 | 2138.8 | 1351.34 | 3490.14
2016 | High-Rise Apartment | 4C | 7836.48 | 132.81 | 467 | 46.67 | 253.41 | 117.69 | 1130.76 | 0 | 14.48 | 153.71 | 27.5 | 1.1648 | 26.3352 | 0.64 | 0 | 0 | 0 | 1165.94 | 0 | 360.1652 | 467 | 1877.67 | 1632.94 | 3510.61
2016 | High-Rise Apartment | 5A | 7836.48 | 201.15 | 704.56 | 150.6 | 253.41 | 117.86 | 1130.76 | 0 | 14.48 | 197.79 | 35.48 | 1.1648 | 34.3152 | 2.57 | 0 | 0 | 0 | 1224.09 | 0 | 586.4252 | 704.56 | 2104.1 | 1928.64 | 4032.74
2016 | High-Rise Apartment | 5B | 7836.48 | 160.2 | 555.93 | 210.29 | 253.41 | 117.86 | 1130.76 | 0 | 14.48 | 220.47 | 32.28 | 1.1648 | 31.1152 | 2.04 | 0 | 0 | 0 | 1198.7 | 0 | 624.1152 | 555.93 | 2141.79 | 1754.63 | 3896.42
2016 | High-Rise Apartment | 5C | 7836.48 | 112.18 | 399.01 | 24.35 | 253.41 | 117.68 | 1130.76 | 0 | 14.48 | 143.77 | 26.65 | 1.1648 | 25.4852 | 0.28 | 0 | 0 | 0 | 1217.19 | 0 | 306.0652 | 399.01 | 1823.56 | 1616.19 | 3439.75
2016 | High-Rise Apartment | 6A | 7836.48 | 297.48 | 1032.78 | 187.76 | 253.41 | 117.81 | 1130.76 | 0 | 14.48 | 221.47 | 42.23 | 1.1648 | 41.0652 | 3.4 | 0 | 0 | 0 | 1291.04 | 0 | 751.1752 | 1032.78 | 2268.79 | 2323.82 | 4592.61
2016 | High-Rise Apartment | 6B | 7836.48 | 218.63 | 750.46 | 143.33 | 253.41 | 117.72 | 1130.76 | 0 | 14.48 | 223.26 | 35.94 | 1.1648 | 34.7752 | 1.48 | 0 | 0 | 0 | 1274.06 | 0 | 621.4752 | 750.46 | 2139.02 | 2024.52 | 4163.54
2016 | High-Rise Apartment | 7 | 7836.48 | 327.51 | 1146.26 | 157.9 | 253.41 | 117.65 | 1130.76 | 0 | 14.48 | 233.83 | 40.49 | 1.1648 | 39.3252 | 2.55 | 0 | 0 | 0 | 1370.77 | 0 | 761.1152 | 1146.26 | 2278.57 | 2517.03 | 4795.6
2016 | High-Rise Apartment | 8 | 7836.48 | 411.53 | 1412.9 | 116.2 | 253.41 | 117 | 1130.76 | 0 | 14.48 | 265.18 | 41.97 | 1.1648 | 40.8052 | 1.18 | 0 | 0 | 0 | 1477.97 | 0 | 834.8952 | 1412.9 | 2351.7 | 2890.87 | 5242.57
2019 | High-Rise Apartment | 0A | 7836.48 | 0 | 0 | 1345.37 | 205.91 | 118.09 | 1130.76 | 0 | 14.48 | 385.45 | 46.93 | 1.1648 | 45.7652 | 57.16 | 0 | 0 | 0 | 742.99 | 0 | 1833.7452 | 0 | 3304.15 | 742.99 | 4047.14
2019 | High-Rise Apartment | 0B | 7836.48 | 0.02 | 0 | 1123.4 | 205.91 | 118.12 | 1130.76 | 0 | 14.48 | 381.9 | 48.46 | 1.1648 | 47.2952 | 40.54 | 0 | 0 | 0 | 739.16 | 0 | 1593.1552 | 0 | 3063.58 | 739.16 | 3802.74
2019 | High-Rise Apartment | 1A | 7836.48 | 0 | 0 | 925.53 | 205.91 | 118.13 | 1130.76 | 0 | 14.48 | 315.16 | 36.17 | 1.1648 | 35.0052 | 22.49 | 0 | 0 | 0 | 812.22 | 0 | 1298.1852 | 0 | 2768.62 | 812.22 | 3580.84
2019 | High-Rise Apartment | 1B | 7836.48 | 1.85 | 1.38 | 879 | 205.91 | 117.98 | 1130.76 | 0 | 14.48 | 339.55 | 43.24 | 1.1648 | 42.0752 | 30.31 | 0 | 0 | 0 | 814.18 | 0 | 1292.7852 | 1.38 | 2763.09 | 815.56 | 3578.65
2019 | High-Rise Apartment | 2A | 7836.48 | 3.23 | 7.08 | 719.76 | 205.91 | 117.94 | 1130.76 | 0 | 14.48 | 266.82 | 35.56 | 1.1648 | 34.3952 | 24 | 0 | 0 | 0 | 891.37 | 0 | 1048.2052 | 7.08 | 2518.46 | 898.45 | 3416.91
2019 | High-Rise Apartment | 2B | 7836.48 | 3.94 | 6.06 | 583.81 | 205.91 | 118.03 | 1130.76 | 0 | 14.48 | 279.45 | 36.83 | 1.1648 | 35.6652 | 7.25 | 0 | 0 | 0 | 896.3 | 0 | 910.1152 | 6.06 | 2380.45 | 902.37 | 3282.82
2019 | High-Rise Apartment | 3A | 7836.48 | 56.4 | 189.22 | 378.32 | 205.91 | 118 | 1130.76 | 0 | 14.48 | 214.31 | 33.9 | 1.1648 | 32.7352 | 9.3 | 0 | 0 | 0 | 1026.88 | 0 | 691.0652 | 189.22 | 2161.37 | 1216.11 | 3377.48
2019 | High-Rise Apartment | 3B | 7836.48 | 14.25 | 37.29 | 428.44 | 205.91 | 118 | 1130.76 | 0 | 14.48 | 247.9 | 33.07 | 1.1648 | 31.9052 | 5.49 | 0 | 0 | 0 | 992.24 | 0 | 727.9852 | 37.29 | 2198.29 | 1029.53 | 3227.82
2019 | High-Rise Apartment | 3C | 7836.48 | 9.74 | 28.6 | 72.93 | 205.91 | 117.98 | 1130.76 | 0 | 14.48 | 126.76 | 14.63 | 1.1648 | 13.4652 | 1 | 0 | 0 | 0 | 1042.4 | 0 | 223.8952 | 28.6 | 1694.19 | 1071 | 2765.19
2019 | High-Rise Apartment | 4A | 7836.48 | 136.02 | 472.46 | 260.83 | 205.91 | 117.82 | 1130.76 | 0 | 14.48 | 203.46 | 36.31 | 1.1648 | 35.1452 | 6.32 | 0 | 0 | 0 | 1133.68 | 0 | 641.7752 | 472.46 | 2111.9 | 1606.14 | 3718.04
2019 | High-Rise Apartment | 4B | 7836.48 | 43.65 | 132.5 | 314.38 | 205.91 | 117.91 | 1130.76 | 0 | 14.48 | 226.23 | 32.89 | 1.1648 | 31.7252 | 3.39 | 0 | 0 | 0 | 1103.56 | 0 | 619.3752 | 132.5 | 2089.6 | 1236.06 | 3325.66
2019 | High-Rise Apartment | 4C | 7836.48 | 64.77 | 219.25 | 80.17 | 205.91 | 117.69 | 1130.76 | 0 | 14.48 | 158.48 | 29.57 | 1.1648 | 28.4052 | 1 | 0 | 0 | 0 | 1165.92 | 0 | 332.8252 | 219.25 | 1802.82 | 1385.17 | 3187.99
2019 | High-Rise Apartment | 5A | 7836.48 | 218.75 | 769.14 | 137.8 | 205.91 | 117.86 | 1130.76 | 0 | 14.48 | 197.8 | 33.75 | 1.1648 | 32.5852 | 2.42 | 0 | 0 | 0 | 1224.09 | 0 | 589.3552 | 769.14 | 2059.52 | 1993.23 | 4052.75
2019 | High-Rise Apartment | 5B | 7836.48 | 108.38 | 362.3 | 233.13 | 205.91 | 117.86 | 1130.76 | 0 | 14.48 | 221.97 | 32 | 1.1648 | 30.8352 | 2.23 | 0 | 0 | 0 | 1198.7 | 0 | 596.5452 | 362.3 | 2066.72 | 1561 | 3627.72
2019 | High-Rise Apartment | 5C | 7836.48 | 39.92 | 131.98 | 74.69 | 205.91 | 117.68 | 1130.76 | 0 | 14.48 | 151.39 | 28.64 | 1.1648 | 27.4752 | 0.8 | 0 | 0 | 0 | 1217.17 | 0 | 294.2752 | 131.98 | 1764.25 | 1349.15 | 3113.4
2019 | High-Rise Apartment | 6A | 7836.48 | 325.9 | 1129.54 | 166.52 | 205.91 | 117.81 | 1130.76 | 0 | 14.48 | 220.23 | 39.96 | 1.1648 | 38.7952 | 3.16 | 0 | 0 | 0 | 1291.03 | 0 | 754.6052 | 1129.54 | 2224.72 | 2420.57 | 4645.29
2019 | High-Rise Apartment | 6B | 7836.48 | 209.59 | 710.92 | 132.96 | 205.91 | 117.72 | 1130.76 | 0 | 14.48 | 216.56 | 33.61 | 1.1648 | 32.4452 | 1.38 | 0 | 0 | 0 | 1274.06 | 0 | 592.9352 | 710.92 | 2062.96 | 1984.98 | 4047.94
2019 | High-Rise Apartment | 7 | 7836.48 | 303.02 | 1044.88 | 142.97 | 205.91 | 117.65 | 1130.76 | 0 | 14.48 | 221.19 | 36.16 | 1.1648 | 34.9952 | 2.34 | 0 | 0 | 0 | 1370.75 | 0 | 704.5152 | 1044.88 | 2174.48 | 2415.63 | 4590.11
2019 | High-Rise Apartment | 8 | 7836.48 | 389.03 | 1304.67 | 101.46 | 205.91 | 117 | 1130.76 | 0 | 14.48 | 251.63 | 37.01 | 1.1648 | 35.8452 | 1.03 | 0 | 0 | 0 | 1477.96 | 0 | 778.9952 | 1304.67 | 2248.29 | 2782.62 | 5030.91
2004 | Mid-Rise Apartment | 0A | 3134.61 | 0 | 0 | 777.8 | 139.46 | 73.05 | 517.64 | 0 | 0 | 177.06 | 0 | 0 | 0 | 0 | 0 | 0 | 275.34 | 0 | 0 | 954.86 | 0 | 1960.35 | 0 | 1960.35
2004 | Mid-Rise Apartment | 0B | 3134.61 | 0 | 0.03 | 697.77 | 139.46 | 73.06 | 517.64 | 0 | 0 | 173.32 | 0 | 0 | 0 | 0 | 0 | 0 | 274.21 | 0 | 0 | 871.09 | 0.03 | 1875.46 | 0.03 | 1875.49
2004 | Mid-Rise Apartment | 1A | 3134.61 | 0 | 0 | 524.02 | 139.46 | 73.07 | 517.64 | 0 | 0 | 142.29 | 0 | 0 | 0 | 0 | 0 | 0 | 296.48 | 0 | 0 | 666.31 | 0 | 1692.97 | 0 | 1692.97
2004 | Mid-Rise Apartment | 1B | 3134.61 | 0 | 9.93 | 529.45 | 139.46 | 72.98 | 517.64 | 0 | 0 | 151.96 | 0 | 0 | 0 | 0 | 0 | 0 | 297.37 | 0 | 0 | 681.41 | 9.93 | 1708.86 | 9.93 | 1718.79
2004 | Mid-Rise Apartment | 2A | 3134.61 | 0 | 34.88 | 419.79 | 139.46 | 72.96 | 517.64 | 0 | 0 | 124.35 | 0 | 0 | 0 | 0 | 0 | 0 | 321.15 | 0 | 0 | 544.14 | 34.88 | 1595.35 | 34.88 | 1630.23
2004 | Mid-Rise Apartment | 2B | 3134.61 | 0 | 36.04 | 342.66 | 139.46 | 73.01 | 517.64 | 0 | 0 | 129.18 | 0 | 0 | 0 | 0 | 0 | 0 | 322.83 | 0 | 0 | 471.84 | 36.04 | 1524.78 | 36.04 | 1560.82
2004 | Mid-Rise Apartment | 3A | 3134.61 | 0 | 190.58 | 234.16 | 139.46 | 72.99 | 517.64 | 0 | 0 | 100.14 | 0 | 0 | 0 | 0 | 0 | 0 | 363.22 | 0 | 0 | 334.3 | 190.58 | 1427.62 | 190.58 | 1618.2
2004 | Mid-Rise Apartment | 3B | 3134.61 | 0 | 66.63 | 248.94 | 139.46 | 72.99 | 517.64 | 0 | 0 | 112.39 | 0 | 0 | 0 | 0 | 0 | 0 | 352.31 | 0 | 0 | 361.33 | 66.63 | 1443.74 | 66.63 | 1510.37
2004 | Mid-Rise Apartment | 3C | 3134.61 | 0 | 17.06 | 201.11 | 139.46 | 72.98 | 517.64 | 0 | 0 | 97.19 | 0 | 0 | 0 | 0 | 0 | 0 | 367.25 | 0 | 0 | 298.3 | 17.06 | 1395.64 | 17.06 | 1412.7
2004 | Mid-Rise Apartment | 4A | 3134.61 | 0 | 495.32 | 149.88 | 139.46 | 72.88 | 517.64 | 0 | 0 | 90.03 | 0 | 0 | 0 | 0 | 0 | 0 | 396.55 | 0 | 0 | 239.91 | 495.32 | 1366.44 | 495.32 | 1861.76
2004 | Mid-Rise Apartment | 4B | 3134.61 | 0 | 186.82 | 159.39 | 139.46 | 72.94 | 517.64 | 0 | 0 | 99.2 | 0 | 0 | 0 | 0 | 0 | 0 | 386.8 | 0 | 0 | 258.59 | 186.82 | 1375.44 | 186.82 | 1562.26
2004 | Mid-Rise Apartment | 4C | 3134.61 | 0 | 299.86 | 51.63 | 139.46 | 72.8 | 517.64 | 0 | 0 | 72.01 | 0 | 0 | 0 | 0 | 0 | 0 | 406.64 | 0 | 0 | 123.64 | 299.86 | 1260.19 | 299.86 | 1560.05
2004 | Mid-Rise Apartment | 5A | 3134.61 | 0 | 807.33 | 83.33 | 139.46 | 72.91 | 517.64 | 0 | 0 | 87.4 | 0 | 0 | 0 | 0 | 0 | 0 | 424.49 | 0 | 0 | 170.73 | 807.33 | 1325.22 | 807.33 | 2132.55
2004 | Mid-Rise Apartment | 5B | 3134.61 | 0 | 431.06 | 111.45 | 139.46 | 72.91 | 517.64 | 0 | 0 | 94.67 | 0 | 0 | 0 | 0 | 0 | 0 | 416.31 | 0 | 0 | 206.12 | 431.06 | 1352.45 | 431.06 | 1783.51
2004 | Mid-Rise Apartment | 5C | 3134.61 | 0 | 306.35 | 33.23 | 139.46 | 72.79 | 517.64 | 0 | 0 | 67.08 | 0 | 0 | 0 | 0 | 0 | 0 | 422.46 | 0 | 0 | 100.31 | 306.35 | 1252.67 | 306.35 | 1559.02
2004 | Mid-Rise Apartment | 6A | 3134.61 | 0 | 1157.57 | 89.66 | 139.46 | 72.87 | 517.64 | 0 | 0 | 96.5 | 0 | 0 | 0 | 0 | 0 | 0 | 445.02 | 0 | 0 | 186.16 | 1157.57 | 1361.15 | 1157.57 | 2518.72
2004 | Mid-Rise Apartment | 6B | 3134.61 | 0 | 796.7 | 67.26 | 139.46 | 72.82 | 517.64 | 0 | 0 | 90.39 | 0 | 0 | 0 | 0 | 0 | 0 | 439.86 | 0 | 0 | 157.65 | 796.7 | 1327.42 | 796.7 | 2124.12
2004 | Mid-Rise Apartment | 7 | 3134.61 | 0 | 1239.3 | 77.47 | 139.46 | 72.77 | 517.64 | 0 | 0 | 101.13 | 0 | 0 | 0 | 0 | 0 | 0 | 469.26 | 0 | 0 | 178.6 | 1239.3 | 1377.73 | 1239.3 | 2617.03
2004 | Mid-Rise Apartment | 8 | 3134.61 | 0 | 1413.31 | 47.41 | 139.46 | 72.37 | 517.64 | 0 | 0 | 103.37 | 0 | 0 | 0 | 0 | 0 | 0 | 502.13 | 0 | 0 | 150.78 | 1413.31 | 1382.38 | 1413.31 | 2795.69
2007 | Mid-Rise Apartment | 0A | 3134.61 | 0 | 0 | 635.62 | 139.46 | 73.05 | 517.64 | 0 | 0 | 175.4 | 0 | 0 | 0 | 0 | 0 | 0 | 275.33 | 0 | 0 | 811.02 | 0 | 1816.5 | 0 | 1816.5
2007 | Mid-Rise Apartment | 0B | 3134.61 | 0 | 0.01 | 571.01 | 139.46 | 73.06 | 517.64 | 0 | 0 | 172.22 | 0 | 0 | 0 | 0 | 0 | 0 | 274.2 | 0 | 0 | 743.23 | 0.01 | 1747.6 | 0.01 | 1747.61
2007 | Mid-Rise Apartment | 1A | 3134.61 | 0 | 0 | 428.97 | 139.46 | 73.07 | 517.64 | 0 | 0 | 141.27 | 0 | 0 | 0 | 0 | 0 | 0 | 296.48 | 0 | 0 | 570.24 | 0 | 1596.89 | 0 | 1596.89
2007 | Mid-Rise Apartment | 1B | 3134.61 | 0 | 7.27 | 432.84 | 139.46 | 72.98 | 517.64 | 0 | 0 | 150.59 | 0 | 0 | 0 | 0 | 0 | 0 | 297.35 | 0 | 0 | 583.43 | 7.27 | 1610.86 | 7.27 | 1618.13
2007 | Mid-Rise Apartment | 2A | 3134.61 | 0 | 17.69 | 330.53 | 139.46 | 72.96 | 517.64 | 0 | 0 | 115.66 | 0 | 0 | 0 | 0 | 0 | 0 | 321.01 | 0 | 0 | 446.19 | 17.69 | 1497.25 | 17.69 | 1514.94
2007 | Mid-Rise Apartment | 2B | 3134.61 | 0 | 15.31 | 261.6 | 139.46 | 73.01 | 517.64 | 0 | 0 | 119.45 | 0 | 0 | 0 | 0 | 0 | 0 | 322.61 | 0 | 0 | 381.05 | 15.31 | 1433.78 | 15.31 | 1449.09
2007 | Mid-Rise Apartment | 3A | 3134.61 | 0 | 189.8 | 176.08 | 139.46 | 72.99 | 517.64 | 0 | 0 | 93.76 | 0 | 0 | 0 | 0 | 0 | 0 | 363.28 | 0 | 0 | 269.84 | 189.8 | 1363.21 | 189.8 | 1553.01
2007 | Mid-Rise Apartment | 3B | 3134.61 | 0 | 62.89 | 182.56 | 139.46 | 72.99 | 517.64 | 0 | 0 | 104.1 | 0 | 0 | 0 | 0 | 0 | 0 | 352.37 | 0 | 0 | 286.66 | 62.89 | 1369.12 | 62.89 | 1432.01
2007 | Mid-Rise Apartment | 3C | 3134.61 | 0 | 13.51 | 94.99 | 139.46 | 72.98 | 517.64 | 0 | 0 | 71.27 | 0 | 0 | 0 | 0 | 0 | 0 | 367.34 | 0 | 0 | 166.26 | 13.51 | 1263.69 | 13.51 | 1277.2
2007 | Mid-Rise Apartment | 4A | 3134.61 | 0 | 431.26 | 127.55 | 139.46 | 72.88 | 517.64 | 0 | 0 | 89.88 | 0 | 0 | 0 | 0 | 0 | 0 | 396.47 | 0 | 0 | 217.43 | 431.26 | 1343.87 | 431.26 | 1775.13
2007 | Mid-Rise Apartment | 4B | 3134.61 | 0 | 143.7 | 136.78 | 139.46 | 72.94 | 517.64 | 0 | 0 | 98.89 | 0 | 0 | 0 | 0 | 0 | 0 | 386.65 | 0 | 0 | 235.67 | 143.7 | 1352.36 | 143.7 | 1496.06
2007 | Mid-Rise Apartment | 4C | 3134.61 | 0 | 242.57 | 47.43 | 139.46 | 72.8 | 517.64 | 0 | 0 | 72.14 | 0 | 0 | 0 | 0 | 0 | 0 | 406.46 | 0 | 0 | 119.57 | 242.57 | 1255.93 | 242.57 | 1498.5
2007 | Mid-Rise Apartment | 5A | 3134.61 | 0 | 709.25 | 73.42 | 139.46 | 72.91 | 517.64 | 0 | 0 | 87.67 | 0 | 0 | 0 | 0 | 0 | 0 | 424.38 | 0 | 0 | 161.09 | 709.25 | 1315.48 | 709.25 | 2024.73
2007 | Mid-Rise Apartment | 5B | 3134.61 | 0 | 347.19 | 97.97 | 139.46 | 72.91 | 517.64 | 0 | 0 | 95.25 | 0 | 0 | 0 | 0 | 0 | 0 | 416.17 | 0 | 0 | 193.22 | 347.19 | 1339.4 | 347.19 | 1686.59
2007 | Mid-Rise Apartment | 5C | 3134.61 | 0 | 228.35 | 33.21 | 139.46 | 72.79 | 517.64 | 0 | 0 | 67.24 | 0 | 0 | 0 | 0 | 0 | 0 | 422.18 | 0 | 0 | 100.45 | 228.35 | 1252.52 | 228.35 | 1480.87
2007 | Mid-Rise Apartment | 6A | 3134.61 | 0 | 1032.51 | 78.65 | 139.46 | 72.87 | 517.64 | 0 | 0 | 94.04 | 0 | 0 | 0 | 0 | 0 | 0 | 444.93 | 0 | 0 | 172.69 | 1032.51 | 1347.6 | 1032.51 | 2380.11
2007 | Mid-Rise Apartment | 6B | 3134.61 | 0 | 681.43 | 60.01 | 139.46 | 72.82 | 517.64 | 0 | 0 | 90.4 | 0 | 0 | 0 | 0 | 0 | 0 | 439.72 | 0 | 0 | 150.41 | 681.43 | 1320.06 | 681.43 | 2001.49
2007 | Mid-Rise Apartment | 7 | 3134.61 | 0 | 1018.85 | 65.35 | 139.46 | 72.77 | 517.64 | 0 | 0 | 95.25 | 0 | 0 | 0 | 0 | 0 | 0 | 469.16 | 0 | 0 | 160.6 | 1018.85 | 1359.63 | 1018.85 | 2378.48
2007 | Mid-Rise Apartment | 8 | 3134.61 | 0 | 1272.21 | 41.9 | 139.46 | 72.37 | 517.64 | 0 | 0 | 101.82 | 0 | 0 | 0 | 0 | 0 | 0 | 502.07 | 0 | 0 | 143.72 | 1272.21 | 1375.25 | 1272.21 | 2647.46
2010 | Mid-Rise Apartment | 0A | 3134.61 | 0 | 0 | 612.43 | 154.03 | 39.47 | 511.4 | 0 | 0 | 168.24 | 0 | 0 | 0 | 0 | 0 | 0 | 275.32 | 0 | 0 | 780.67 | 0 | 1760.9 | 0 | 1760.9
2010 | Mid-Rise Apartment | 0B | 3134.61 | 0 | 0 | 546.95 | 154.03 | 39.48 | 511.4 | 0 | 0 | 162.47 | 0 | 0 | 0 | 0 | 0 | 0 | 274.19 | 0 | 0 | 709.42 | 0 | 1688.52 | 0 | 1688.52
2010 | Mid-Rise Apartment | 1A | 3134.61 | 0 | 0 | 411.93 | 154.03 | 39.49 | 511.4 | 0 | 0 | 136.17 | 0 | 0 | 0 | 0 | 0 | 0 | 296.47 | 0 | 0 | 548.1 | 0 | 1549.49 | 0 | 1549.49
2010 | Mid-Rise Apartment | 1B | 3134.61 | 0 | 7.54 | 422.83 | 154.03 | 39.44 | 511.4 | 0 | 0 | 144.13 | 0 | 0 | 0 | 0 | 0 | 0 | 297.33 | 0 | 0 | 566.96 | 7.54 | 1569.16 | 7.54 | 1576.7
2010 | Mid-Rise Apartment | 2A | 3134.61 | 0 | 13.62 | 323.54 | 154.03 | 39.42 | 511.4 | 0 | 0 | 112.01 | 0 | 0 | 0 | 0 | 0 | 0 | 320.94 | 0 | 0 | 435.55 | 13.62 | 1461.34 | 13.62 | 1474.96
2010 | Mid-Rise Apartment | 2B | 3134.61 | 0 | 12.17 | 256.12 | 154.03 | 39.45 | 511.4 | 0 | 0 | 114.45 | 0 | 0 | 0 | 0 | 0 | 0 | 322.55 | 0 | 0 | 370.57 | 12.17 | 1398.01 | 12.17 | 1410.18
2010 | Mid-Rise Apartment | 3A | 3134.61 | 0 | 141.21 | 174.97 | 154.03 | 39.44 | 511.4 | 0 | 0 | 89.98 | 0 | 0 | 0 | 0 | 0 | 0 | 363.14 | 0 | 0 | 264.95 | 141.21 | 1332.96 | 141.21 | 1474.17
2010 | Mid-Rise Apartment | 3B | 3134.61 | 0 | 49.54 | 181.36 | 154.03 | 39.44 | 511.4 | 0 | 0 | 99.95 | 0 | 0 | 0 | 0 | 0 | 0 | 352.25 | 0 | 0 | 281.31 | 49.54 | 1338.43 | 49.54 | 1387.97
2010 | Mid-Rise Apartment | 3C | 3134.61 | 0 | 10.09 | 99.1 | 154.03 | 39.44 | 511.4 | 0 | 0 | 71.02 | 0 | 0 | 0 | 0 | 0 | 0 | 367.26 | 0 | 0 | 170.12 | 10.09 | 1242.24 | 10.09 | 1252.33
2010 | Mid-Rise Apartment | 4A | 3134.61 | 0 | 312.87 | 131.11 | 154.03 | 39.38 | 511.4 | 0 | 0 | 87.03 | 0 | 0 | 0 | 0 | 0 | 0 | 396.29 | 0 | 0 | 218.14 | 312.87 | 1319.24 | 312.87 | 1632.11
2010 | Mid-Rise Apartment | 4B | 3134.61 | 0 | 106.28 | 143.85 | 154.03 | 39.41 | 511.4 | 0 | 0 | 96.35 | 0 | 0 | 0 | 0 | 0 | 0 | 386.47 | 0 | 0 | 240.2 | 106.28 | 1331.52 | 106.28 | 1437.8
2010 | Mid-Rise Apartment | 4C | 3134.61 | 0 | 178.01 | 56.06 | 154.03 | 39.34 | 511.4 | 0 | 0 | 70.91 | 0 | 0 | 0 | 0 | 0 | 0 | 406.2 | 0 | 0 | 126.97 | 178.01 | 1237.94 | 178.01 | 1415.95
2010 | Mid-Rise Apartment | 5A | 3134.61 | 0 | 538.47 | 78.69 | 154.03 | 39.39 | 511.4 | 0 | 0 | 84.41 | 0 | 0 | 0 | 0 | 0 | 0 | 424.21 | 0 | 0 | 163.1 | 538.47 | 1292.14 | 538.47 | 1830.61
2010 | Mid-Rise Apartment | 5B | 3134.61 | 0 | 270.31 | 104.59 | 154.03 | 39.4 | 511.4 | 0 | 0 | 91.62 | 0 | 0 | 0 | 0 | 0 | 0 | 415.98 | 0 | 0 | 196.21 | 270.31 | 1317.03 | 270.31 | 1587.34
2010 | Mid-Rise Apartment | 5C | 3134.61 | 0 | 189.71 | 40.94 | 154.03 | 39.33 | 511.4 | 0 | 0 | 66.48 | 0 | 0 | 0 | 0 | 0 | 0 | 421.98 | 0 | 0 | 107.42 | 189.71 | 1234.16 | 189.71 | 1423.87
2010 | Mid-Rise Apartment | 6A | 3134.61 | 0 | 811.7 | 83.05 | 154.03 | 39.38 | 511.4 | 0 | 0 | 89.34 | 0 | 0 | 0 | 0 | 0 | 0 | 444.77 | 0 | 0 | 172.39 | 811.7 | 1321.96 | 811.7 | 2133.66
2010 | Mid-Rise Apartment | 6B | 3134.61 | 0 | 531.57 | 66.38 | 154.03 | 39.35 | 511.4 | 0 | 0 | 85.7 | 0 | 0 | 0 | 0 | 0 | 0 | 439.5 | 0 | 0 | 152.08 | 531.57 | 1296.36 | 531.57 | 1827.93
2010 | Mid-Rise Apartment | 7 | 3134.61 | 0 | 842.22 | 71.11 | 154.03 | 39.32 | 511.4 | 0 | 0 | 91.51 | 0 | 0 | 0 | 0 | 0 | 0 | 469.01 | 0 | 0 | 162.62 | 842.22 | 1336.38 | 842.22 | 2178.6
2010 | Mid-Rise Apartment | 8 | 3134.61 | 0 | 1151.3 | 48.14 | 154.03 | 39.11 | 511.4 | 0 | 0 | 97.63 | 0 | 0 | 0 | 0 | 0 | 0 | 501.94 | 0 | 0 | 145.77 | 1151.3 | 1352.25 | 1151.3 | 2503.55
2013 | Mid-Rise Apartment | 0A | 3134.61 | 0 | 0 | 520.76 | 130.13 | 39.47 | 511.07 | 0 | 0 | 152.1 | 0 | 0 | 0 | 0 | 0 | 0 | 274.99 | 0 | 0 | 672.86 | 0 | 1628.52 | 0 | 1628.52
2013 | Mid-Rise Apartment | 0B | 3134.61 | 0 | 0 | 467.78 | 130.13 | 39.48 | 511.07 | 0 | 0 | 148.32 | 0 | 0 | 0 | 0 | 0 | 0 | 273.82 | 0 | 0 | 616.1 | 0 | 1570.59 | 0 | 1570.59
2013 | Mid-Rise Apartment | 1A | 3134.61 | 0 | 0 | 322.07 | 130.13 | 39.49 | 511.07 | 0 | 0 | 117.86 | 0 | 0 | 0 | 0 | 0 | 0 | 295.85 | 0 | 0 | 439.93 | 0 | 1416.46 | 0 | 1416.46
2013 | Mid-Rise Apartment | 1B | 3134.61 | 0 | 3.45 | 363.2 | 130.13 | 39.44 | 511.07 | 0 | 0 | 131.97 | 0 | 0 | 0 | 0 | 0 | 0 | 296.96 | 0 | 0 | 495.17 | 3.45 | 1472.77 | 3.45 | 1476.22
2013 | Mid-Rise Apartment | 2A | 3134.61 | 0 | 9.75 | 263.11 | 130.13 | 39.42 | 511.07 | 0 | 0 | 100.55 | 0 | 0 | 0 | 0 | 0 | 0 | 320.43 | 0 | 0 | 363.66 | 9.75 | 1364.7 | 9.75 | 1374.45
2013 | Mid-Rise Apartment | 2B | 3134.61 | 0 | 7.14 | 219.59 | 130.13 | 39.45 | 511.07 | 0 | 0 | 106.32 | 0 | 0 | 0 | 0 | 0 | 0 | 322.17 | 0 | 0 | 325.91 | 7.14 | 1328.73 | 7.14 | 1335.87
2013 | Mid-Rise Apartment | 3A | 3134.61 | 0 | 117.59 | 143.27 | 130.13 | 39.44 | 511.07 | 0 | 0 | 82.83 | 0 | 0 | 0 | 0 | 0 | 0 | 362.69 | 0 | 0 | 226.1 | 117.59 | 1269.43 | 117.59 | 1387.02
2013 | Mid-Rise Apartment | 3B | 3134.61 | 0 | 35.7 | 155.79 | 130.13 | 39.44 | 511.07 | 0 | 0 | 93.49 | 0 | 0 | 0 | 0 | 0 | 0 | 351.81 | 0 | 0 | 249.28 | 35.7 | 1281.73 | 35.7 | 1317.43
2013 | Mid-Rise Apartment | 3C | 3134.61 | 0 | 5.59 | 73.61 | 130.13 | 39.44 | 511.07 | 0 | 0 | 64.58 | 0 | 0 | 0 | 0 | 0 | 0 | 366.53 | 0 | 0 | 138.19 | 5.59 | 1185.35 | 5.59 | 1190.94
2013 | Mid-Rise Apartment | 4A | 3134.61 | 0 | 105.42 | 105.22 | 130.13 | 39.38 | 511.07 | 0 | 0 | 76.82 | 0 | 0 | 0 | 0 | 0 | 0 | 395.29 | 0 | 0 | 182.04 | 105.42 | 1257.91 | 105.42 | 1363.33
2013 | Mid-Rise Apartment | 4B | 3134.61 | 0 | 81.24 | 119.27 | 130.13 | 39.41 | 511.07 | 0 | 0 | 89.01 | 0 | 0 | 0 | 0 | 0 | 0 | 386.02 | 0 | 0 | 208.28 | 81.24 | 1274.91 | 81.24 | 1356.15
2013 | Mid-Rise Apartment | 4C | 3134.61 | 0 | 147.2 | 43.87 | 130.13 | 39.34 | 511.07 | 0 | 0 | 66.12 | 0 | 0 | 0 | 0 | 0 | 0 | 405.82 | 0 | 0 | 109.99 | 147.2 | 1196.35 | 147.2 | 1343.55
2013 | Mid-Rise Apartment | 5A | 3134.61 | 0 | 207.65 | 69.86 | 130.13 | 39.39 | 511.07 | 0 | 0 | 73.5 | 0 | 0 | 0 | 0 | 0 | 0 | 423.19 | 0 | 0 | 143.36 | 207.65 | 1247.15 | 207.65 | 1454.8
2013 | Mid-Rise Apartment | 5B | 3134.61 | 0 | 217.92 | 86.02 | 130.13 | 39.4 | 511.07 | 0 | 0 | 84.94 | 0 | 0 | 0 | 0 | 0 | 0 | 415.59 | 0 | 0 | 170.96 | 217.92 | 1267.14 | 217.92 | 1485.06
2013 | Mid-Rise Apartment | 5C | 3134.61 | 0 | 147.46 | 35.16 | 130.13 | 39.33 | 511.07 | 0 | 0 | 62.96 | 0 | 0 | 0 | 0 | 0 | 0 | 421.6 | 0 | 0 | 98.12 | 147.46 | 1200.25 | 147.46 | 1347.71
2013 | Mid-Rise Apartment | 6A | 3134.61 | 0 | 361.36 | 73.41 | 130.13 | 39.38 | 511.07 | 0 | 0 | 77.49 | 0 | 0 | 0 | 0 | 0 | 0 | 443.77 | 0 | 0 | 150.9 | 361.36 | 1275.24 | 361.36 | 1636.6
2013 | Mid-Rise Apartment | 6B | 3134.61 | 0 | 250.32 | 65.13 | 130.13 | 39.35 | 511.07 | 0 | 0 | 79.49 | 0 | 0 | 0 | 0 | 0 | 0 | 438.68 | 0 | 0 | 144.62 | 250.32 | 1263.85 | 250.32 | 1514.17
2013 | Mid-Rise Apartment | 7 | 3134.61 | 0 | 402.51 | 65.59 | 130.13 | 39.32 | 511.07 | 0 | 0 | 80.13 | 0 | 0 | 0 | 0 | 0 | 0 | 468.19 | 0 | 0 | 145.72 | 402.51 | 1294.44 | 402.51 | 1696.95
2013 | Mid-Rise Apartment | 8 | 3134.61 | 0 | 594.22 | 52.27 | 130.13 | 39.11 | 511.07 | 0 | 0 | 85.18 | 0 | 0 | 0 | 0 | 0 | 0 | 501.23 | 0 | 0 | 137.45 | 594.22 | 1318.99 | 594.22 | 1913.21
2016 | Mid-Rise Apartment | 0A | 3134.61 | 0 | 0 | 505.4 | 102.12 | 25.98 | 511.07 | 0 | 0 | 146.73 | 0 | 0 | 0 | 0 | 0 | 0 | 274.99 | 0 | 0 | 652.13 | 0 | 1566.28 | 0 | 1566.28
2016 | Mid-Rise Apartment | 0B | 3134.61 | 0 | 0 | 452.6 | 102.12 | 25.99 | 511.07 | 0 | 0 | 143.3 | 0 | 0 | 0 | 0 | 0 | 0 | 273.82 | 0 | 0 | 595.9 | 0 | 1508.89 | 0 | 1508.89
2016 | Mid-Rise Apartment | 1A | 3134.61 | 0 | 0 | 315.58 | 102.12 | 25.99 | 511.07 | 0 | 0 | 115.38 | 0 | 0 | 0 | 0 | 0 | 0 | 295.85 | 0 | 0 | 430.96 | 0 | 1365.99 | 0 | 1365.99
2016 | Mid-Rise Apartment | 1B | 3134.61 | 0 | 3.97 | 356.71 | 102.12 | 25.96 | 511.07 | 0 | 0 | 129.58 | 0 | 0 | 0 | 0 | 0 | 0 | 296.98 | 0 | 0 | 486.29 | 3.97 | 1422.41 | 3.97 | 1426.38
2016 | Mid-Rise Apartment | 2A | 3134.61 | 0 | 10.35 | 257.25 | 102.12 | 25.95 | 511.07 | 0 | 0 | 98.31 | 0 | 0 | 0 | 0 | 0 | 0 | 320.44 | 0 | 0 | 355.56 | 10.35 | 1315.14 | 10.35 | 1325.49
2016 | Mid-Rise Apartment | 2B | 3134.61 | 0 | 7.76 | 213.92 | 102.12 | 25.97 | 511.07 | 0 | 0 | 103.84 | 0 | 0 | 0 | 0 | 0 | 0 | 322.19 | 0 | 0 | 317.76 | 7.76 | 1279.11 | 7.76 | 1286.87
2016 | Mid-Rise Apartment | 3A | 3134.61 | 0 | 123.63 | 139.1 | 102.12 | 25.96 | 511.07 | 0 | 0 | 81.35 | 0 | 0 | 0 | 0 | 0 | 0 | 362.73 | 0 | 0 | 220.45 | 123.63 | 1222.34 | 123.63 | 1345.97
2016 | Mid-Rise Apartment | 3B | 3134.61 | 0 | 38.6 | 150.97 | 102.12 | 25.96 | 511.07 | 0 | 0 | 91.37 | 0 | 0 | 0 | 0 | 0 | 0 | 351.85 | 0 | 0 | 242.34 | 38.6 | 1233.34 | 38.6 | 1271.94
2016 | Mid-Rise Apartment | 3C | 3134.61 | 0 | 6.49 | 69.22 | 102.12 | 25.96 | 511.07 | 0 | 0 | 62.35 | 0 | 0 | 0 | 0 | 0 | 0 | 366.58 | 0 | 0 | 131.57 | 6.49 | 1137.29 | 6.49 | 1143.78
2016 | Mid-Rise Apartment | 4A | 3134.61 | 0 | 110.5 | 98.43 | 102.12 | 25.92 | 511.07 | 0 | 0 | 73.81 | 0 | 0 | 0 | 0 | 0 | 0 | 395.35 | 0 | 0 | 172.24 | 110.5 | 1206.7 | 110.5 | 1317.2
2016 | Mid-Rise Apartment | 4B | 3134.61 | 0 | 88.22 | 109.92 | 102.12 | 25.94 | 511.07 | 0 | 0 | 85.27 | 0 | 0 | 0 | 0 | 0 | 0 | 386.1 | 0 | 0 | 195.19 | 88.22 | 1220.42 | 88.22 | 1308.64
2016 | Mid-Rise Apartment | 4C | 3134.61 | 0 | 156.8 | 38.63 | 102.12 | 25.89 | 511.07 | 0 | 0 | 63.41 | 0 | 0 | 0 | 0 | 0 | 0 | 405.9 | 0 | 0 | 102.04 | 156.8 | 1147.02 | 156.8 | 1303.82
2016 | Mid-Rise Apartment | 5A | 3134.61 | 0 | 212.34 | 65.94 | 102.12 | 25.93 | 511.07 | 0 | 0 | 71.15 | 0 | 0 | 0 | 0 | 0 | 0 | 423.23 | 0 | 0 | 137.09 | 212.34 | 1199.44 | 212.34 | 1411.78
2016 | Mid-Rise Apartment | 5B | 3134.61 | 0 | 225.46 | 80.95 | 102.12 | 25.93 | 511.07 | 0 | 0 | 82.29 | 0 | 0 | 0 | 0 | 0 | 0 | 415.64 | 0 | 0 | 163.24 | 225.46 | 1217.99 | 225.46 | 1443.45
2016 | Mid-Rise Apartment | 5C | 3134.61 | 0 | 156.68 | 31.68 | 102.12 | 25.89 | 511.07 | 0 | 0 | 61.03 | 0 | 0 | 0 | 0 | 0 | 0 | 421.67 | 0 | 0 | 92.71 | 156.68 | 1153.45 | 156.68 | 1310.13
2016 | Mid-Rise Apartment | 6A | 3134.61 | 0 | 349.03 | 72.26 | 102.12 | 25.92 | 511.07 | 0 | 0 | 75.79 | 0 | 0 | 0 | 0 | 0 | 0 | 443.76 | 0 | 0 | 148.05 | 349.03 | 1230.91 | 349.03 | 1579.94
2016 | Mid-Rise Apartment | 6B | 3134.61 | 0 | 241.98 | 64.36 | 102.12 | 25.9 | 511.07 | 0 | 0 | 78 | 0 | 0 | 0 | 0 | 0 | 0 | 438.66 | 0 | 0 | 142.36 | 241.98 | 1220.12 | 241.98 | 1462.1
2016 | Mid-Rise Apartment | 7 | 3134.61 | 0 | 392.14 | 64.39 | 102.12 | 25.88 | 511.07 | 0 | 0 | 78.47 | 0 | 0 | 0 | 0 | 0 | 0 | 468.18 | 0 | 0 | 142.86 | 392.14 | 1250.12 | 392.14 | 1642.26
2016 | Mid-Rise Apartment | 8 | 3134.61 | 0 | 527.14 | 53.81 | 102.12 | 25.74 | 511.07 | 0 | 0 | 83.1 | 0 | 0 | 0 | 0 | 0 | 0 | 501.16 | 0 | 0 | 136.91 | 527.14 | 1277 | 527.14 | 1804.14
2019 | Mid-Rise Apartment | 0A | 3134.61 | 0 | 0 | 397.25 | 83.43 | 25.98 | 511.07 | 0 | 0 | 129.2 | 0 | 0 | 0 | 0 | 0 | 0 | 275.11 | 0 | 0 | 526.45 | 0 | 1422.04 | 0 | 1422.04
2019 | Mid-Rise Apartment | 0B | 3134.61 | 0 | 0 | 381.39 | 83.43 | 25.99 | 511.07 | 0 | 0 | 132.3 | 0 | 0 | 0 | 0 | 0 | 0 | 273.88 | 0 | 0 | 513.69 | 0 | 1408.06 | 0 | 1408.06
2019 | Mid-Rise Apartment | 1A | 3134.61 | 0 | 0 | 278.12 | 83.43 | 25.99 | 511.07 | 0 | 0 | 109.9 | 0 | 0 | 0 | 0 | 0 | 0 | 295.87 | 0 | 0 | 388.02 | 0 | 1304.39 | 0 | 1304.39
2019 | Mid-Rise Apartment | 1B | 3134.61 | 0 | 1.42 | 295.89 | 83.43 | 25.96 | 511.07 | 0 | 0 | 118.75 | 0 | 0 | 0 | 0 | 0 | 0 | 296.89 | 0 | 0 | 414.64 | 1.42 | 1331.99 | 1.42 | 1333.41
2019 | Mid-Rise Apartment | 2A | 3134.61 | 0 | 1.97 | 223.87 | 83.43 | 25.95 | 511.07 | 0 | 0 | 94.06 | 0 | 0 | 0 | 0 | 0 | 0 | 320.25 | 0 | 0 | 317.93 | 1.97 | 1258.63 | 1.97 | 1260.6
2019 | Mid-Rise Apartment | 2B | 3134.61 | 0 | 2.92 | 203.15 | 83.43 | 25.97 | 511.07 | 0 | 0 | 103.95 | 0 | 0 | 0 | 0 | 0 | 0 | 321.95 | 0 | 0 | 307.1 | 2.92 | 1249.53 | 2.92 | 1252.45
2019 | Mid-Rise Apartment | 3A | 3134.61 | 0 | 42.23 | 133.15 | 83.43 | 25.96 | 511.07 | 0 | 0 | 78.54 | 0 | 0 | 0 | 0 | 0 | 0 | 362.24 | 0 | 0 | 211.69 | 42.23 | 1194.4 | 42.23 | 1236.63
2019 | Mid-Rise Apartment | 3B | 3134.61 | 0 | 10.65 | 152.08 | 83.43 | 25.96 | 511.07 | 0 | 0 | 93.4 | 0 | 0 | 0 | 0 | 0 | 0 | 351.41 | 0 | 0 | 245.48 | 10.65 | 1217.35 | 10.65 | 1228
2019 | Mid-Rise Apartment | 3C | 3134.61 | 0 | 6.53 | 67.39 | 83.43 | 25.96 | 511.07 | 0 | 0 | 60.37 | 0 | 0 | 0 | 0 | 0 | 0 | 366.59 | 0 | 0 | 127.76 | 6.53 | 1114.82 | 6.53 | 1121.35
2019 | Mid-Rise Apartment | 4A | 3134.61 | 0 | 126.44 | 95.42 | 83.43 | 25.92 | 511.07 | 0 | 0 | 72.03 | 0 | 0 | 0 | 0 | 0 | 0 | 395.46 | 0 | 0 | 167.45 | 126.44 | 1183.34 | 126.44 | 1309.78
2019 | Mid-Rise Apartment | 4B | 3134.61 | 0 | 35.8 | 117.82 | 83.43 | 25.94 | 511.07 | 0 | 0 | 85.82 | 0 | 0 | 0 | 0 | 0 | 0 | 385.64 | 0 | 0 | 203.64 | 35.8 | 1209.73 | 35.8 | 1245.53
2019 | Mid-Rise Apartment | 4C | 3134.61 | 0 | 51.1 | 53.91 | 83.43 | 25.89 | 511.07 | 0 | 0 | 63.86 | 0 | 0 | 0 | 0 | 0 | 0 | 405.2 | 0 | 0 | 117.77 | 51.1 | 1143.37 | 51.1 | 1194.47
2019 | Mid-Rise Apartment | 5A | 3134.61 | 0 | 233.7 | 61.99 | 83.43 | 25.93 | 511.07 | 0 | 0 | 69.27 | 0 | 0 | 0 | 0 | 0 | 0 | 423.36 | 0 | 0 | 131.26 | 233.7 | 1175.05 | 233.7 | 1408.75
2019 | Mid-Rise Apartment | 5B | 3134.61 | 0 | 104.85 | 89.76 | 83.43 | 25.93 | 511.07 | 0 | 0 | 79.68 | 0 | 0 | 0 | 0 | 0 | 0 | 415.14 | 0 | 0 | 169.44 | 104.85 | 1205.01 | 104.85 | 1309.86
2019 | Mid-Rise Apartment | 5C | 3134.61 | 0 | 40.58 | 53.04 | 83.43 | 25.89 | 511.07 | 0 | 0 | 62.51 | 0 | 0 | 0 | 0 | 0 | 0 | 420.81 | 0 | 0 | 115.55 | 40.58 | 1156.75 | 40.58 | 1197.33
2019 | Mid-Rise Apartment | 6A | 3134.61 | 0 | 378.94 | 66.6 | 83.43 | 25.92 | 511.07 | 0 | 0 | 73.08 | 0 | 0 | 0 | 0 | 0 | 0 | 443.89 | 0 | 0 | 139.68 | 378.94 | 1203.99 | 378.94 | 1582.93
2019 | Mid-Rise Apartment | 6B | 3134.61 | 0 | 225.97 | 60.74 | 83.43 | 25.9 | 511.07 | 0 | 0 | 73.77 | 0 | 0 | 0 | 0 | 0 | 0 | 438.63 | 0 | 0 | 134.51 | 225.97 | 1193.54 | 225.97 | 1419.51
2019 | Mid-Rise Apartment | 7 | 3134.61 | 0 | 373.9 | 59.25 | 83.43 | 25.88 | 511.07 | 0 | 0 | 72.9 | 0 | 0 | 0 | 0 | 0 | 0 | 468.16 | 0 | 0 | 132.15 | 373.9 | 1220.69 | 373.9 | 1594.59
2019 | Mid-Rise Apartment | 8 | 3134.61 | 0 | 479.52 | 49.79 | 83.43 | 25.74 | 511.07 | 0 | 0 | 76.54 | 0 | 0 | 0 | 0 | 0 | 0 | 501.1 | 0 | 0 | 126.33 | 479.52 | 1247.67 | 479.52 | 1727.19
2004 | Hospital | 0A | 22436.18 | 0 | 8262.98 | 9347.61 | 4182.88 | 261.8 | 7107.46 | 2791.97 | 2713.87 | 4657.07 | 1806.57 | 0.78826 | 1805.7817 | 2031.62 | 0 | 0 | 28.6 | 1092.05 | 222.67 | 17842.0817 | 8262.98 | 32360.15 | 12147.01 | 44507.16
2004 | Hospital | 0B | 22436.18 | 42.71 | 8261.46 | 7348.59 | 4182.88 | 261.85 | 7107.46 | 2791.97 | 2713.87 | 4726.14 | 1685.71 | 0.78826 | 1684.9217 | 1637.63 | 28.23 | 0 | 28.6 | 1090.76 | 221.56 | 15468.2217 | 8261.46 | 29985.23 | 12144.19 | 42129.42
2004 | Hospital | 1A | 22436.18 | 0 | 9107.6 | 7940.67 | 4182.88 | 261.88 | 7107.46 | 2791.97 | 2713.87 | 4425.22 | 1595.32 | 0.78826 | 1594.5317 | 1769.1 | 0 | 0 | 28.61 | 1114.85 | 218.26 | 15729.5217 | 9107.6 | 30243.25 | 13014.42 | 43257.67
2004 | Hospital | 1B | 22436.18 | 155.41 | 8327.08 | 7280.46 | 4182.88 | 261.55 | 7107.46 | 2791.97 | 2713.87 | 4692.32 | 1511.2 | 0.78826 | 1510.4117 | 1234.05 | 79.08 | 0 | 28.6 | 1116.61 | 216.43 | 14951.7317 | 8327.08 | 29463.3 | 12235.67 | 41698.97
2004 | Hospital | 2A | 22436.18 | 275.22 | 9981.69 | 6290.9 | 4182.88 | 261.46 | 7107.46 | 2791.97 | 2713.87 | 4454.56 | 1571.68 | 0.78826 | 1570.8917 | 1396.05 | 326.32 | 0 | 28.61 | 1143.47 | 212.67 | 14313.9417 | 9981.69 | 28821.68 | 13917.13 | 42738.81
2004 | Hospital | 2B | 22436.18 | 1269.41 | 8945.22 | 4660.78 | 4182.88 | 261.65 | 7107.46 | 2791.97 | 2713.87 | 4672.01 | 1199.27 | 0.78826 | 1198.4817 | 696.56 | 2740.51 | 0 | 28.61 | 1148.18 | 207.79 | 15237.7517 | 8945.22 | 29740.8 | 12885.38 | 42626.18
2004 | Hospital | 3A | 22436.18 | 703.8 | 10900.51 | 4780.22 | 4182.88 | 261.6 | 7107.46 | 2791.97 | 2713.87 | 4448.3 | 1346.18 | 0.78826 | 1345.3917 | 874.74 | 1250.85 | 0 | 28.61 | 1207.61 | 203.72 | 13403.3017 | 10900.51 | 27902.22 | 14900.09 | 42802.31
2004 | Hospital | 3B | 22436.18 | 1145.75 | 8824.25 | 3523.05 | 4182.88 | 261.59 | 7107.46 | 2791.97 | 2713.87 | 4654.08 | 1076.15 | 0.78826 | 1075.3617 | 563.52 | 2658.4 | 0 | 28.61 | 1190.83 | 203 | 13620.1617 | 8824.25 | 28118.34 | 12807.05 | 40925.39
2004 | Hospital | 3C | 22436.18 | 352.91 | 11177.49 | 3072.37 | 4182.88 | 261.55 | 7107.46 | 2791.97 | 2713.87 | 4420.98 | 1044.09 | 0.78826 | 1043.3017 | 533.88 | 527.44 | 0 | 28.61 | 1210.04 | 201.61 | 9950.8817 | 11177.49 | 24447.66 | 15179.51 | 39627.17
2004 | Hospital | 4A | 22436.18 | 1002.87 | 12472.14 | 3863.54 | 4182.88 | 261.2 | 7107.46 | 2791.97 | 2713.87 | 4371.16 | 1233.44 | 0.78826 | 1232.6517 | 623.45 | 1770.6 | 0 | 28.61 | 1265.28 | 197.8 | 12864.2717 | 12472.14 | 27356.87 | 16529.39 | 43886.26
2004 | Hospital | 4B | 22436.18 | 1255.53 | 9142.03 | 2584.67 | 4182.88 | 261.4 | 7107.46 | 2791.97 | 2713.87 | 4747.77 | 911.19 | 0.78826 | 910.4017 | 322.01 | 3407.21 | 0 | 28.61 | 1247.18 | 196.91 | 13227.5917 | 9142.03 | 27719.5 | 13181.18 | 40900.68
2004 | Hospital | 4C | 22436.18 | 943.68 | 12110.29 | 1954.62 | 4182.88 | 260.9 | 7107.46 | 2791.97 | 2713.87 | 4357.65 | 887.73 | 0.78826 | 886.9417 | 189.72 | 939.28 | 0 | 28.61 | 1283.01 | 193.85 | 9271.8917 | 12110.29 | 23760.25 | 16185.28 | 39945.53
2004 | Hospital | 5A | 22436.18 | 1146.7 | 13168.32 | 2747.24 | 4182.88 | 261.28 | 7107.46 | 2791.97 | 2713.87 | 4380.19 | 1062.43 | 0.78826 | 1061.6417 | 409.4 | 2113.74 | 0 | 28.61 | 1323.67 | 193.32 | 11858.9117 | 13168.32 | 26347.11 | 17283.97 | 43631.08
2004 | Hospital | 5B | 22436.18 | 1429.65 | 10110.04 | 2487.27 | 4182.88 | 261.29 | 7107.46 | 2791.97 | 2713.87 | 4746.65 | 875.84 | 0.78826 | 875.0517 | 240.22 | 3423.3 | 0 | 28.61 | 1305.99 | 193.2 | 13202.1417 | 10110.04 | 27690.23 | 14208.01 | 41898.24
2004 | Hospital | 5C | 22436.18 | 1074.15 | 12260.83 | 1666.71 | 4182.88 | 260.88 | 7107.46 | 2791.97 | 2713.87 | 4346.84 | 807.98 | 0.78826 | 807.1917 | 115.04 | 983.2 | 0 | 28.61 | 1314.86 | 191.14 | 8993.1317 | 12260.83 | 23478.76 | 16367.66 | 39846.42
2004 | Hospital | 6A | 22436.18 | 1164.83 | 15954.63 | 2763.87 | 4182.88 | 261.16 | 7107.46 | 2791.97 | 2713.87 | 4408.92 | 1117.3 | 0.78826 | 1116.5117 | 442.42 | 2528.15 | 0 | 28.62 | 1373.88 | 192.05 | 12424.7017 | 15954.63 | 26911.53 | 20120.48 | 47032.01
2004 | Hospital | 6B | 22436.18 | 1585.34 | 13880.51 | 2251.49 | 4182.88 | 260.97 | 7107.46 | 2791.97 | 2713.87 | 4565.28 | 901.84 | 0.78826 | 901.0517 | 172.25 | 3584.44 | 0 | 28.62 | 1359.81 | 190.19 | 13059.8517 | 13880.51 | 27544.63 | 18032.29 | 45576.92
2004 | Hospital | 7 | 22436.18 | 1333.49 | 17662.22 | 2436.52 | 4182.88 | 260.81 | 7107.46 | 2791.97 | 2713.87 | 4413.38 | 1007.7 | 0.78826 | 1006.9117 | 310.49 | 3155.38 | 0 | 28.63 | 1433.21 | 189.5 | 12656.1717 | 17662.22 | 27140.12 | 21887.4 | 49027.52
2004 | Hospital | 8 | 22436.18 | 1642.95 | 20955.08 | 1712.55 | 4182.88 | 259.37 | 7107.46 | 2791.97 | 2713.87 | 4337.06 | 841.33 | 0.78826 | 840.5417 | 119.99 | 4029.12 | 0 | 28.64 | 1521.76 | 185.34 | 12682.2117 | 20955.08 | 27160.57 | 25268.81 | 52429.38
2007 | Hospital | 0A | 22436.18 | 0 | 8327.96 | 9996.89 | 4182.88 | 261.8 | 7107.46 | 2791.97 | 2713.87 | 4491.33 | 1924.83 | 0.78826 | 1924.0417 | 2170.68 | 0 | 0 | 28.6 | 1092.08 | 222.6 | 18582.9417 | 8327.96 | 33100.94 | 12212.01 | 45312.95
2007 | Hospital | 0B | 22436.18 | 42.64 | 8246.33 | 7641.56 | 4182.88 | 261.85 | 7107.46 | 2791.97 | 2713.87 | 4590.75 | 1766.9 | 0.78826 | 1766.1117 | 1714.38 | 28.35 | 0 | 28.6 | 1090.78 | 221.45 | 15783.7917 | 8246.33 | 30300.69 | 12129.09 | 42429.78
2007 | Hospital | 1A | 22436.18 | 0 | 9131.73 | 7130.08 | 4182.88 | 261.88 | 7107.46 | 2791.97 | 2713.87 | 4310.67 | 1636.8 | 0.78826 | 1636.0117 | 1848.6 | 0 | 0 | 28.61 | 1114.88 | 218.23 | 14925.3617 | 9131.73 | 29439.08 | 13038.58 | 42477.66
2007 | Hospital | 1B | 22436.18 | 155.42 | 8171.74 | 6471.09 | 4182.88 | 261.55 | 7107.46 | 2791.97 | 2713.87 | 4583.06 | 1536.49 | 0.78826 | 1535.7017 | 1274.37 | 79.09 | 0 | 28.6 | 1116.65 | 216.44 | 14098.7317 | 8171.74 | 28610.32 | 12080.35 | 40690.67
2007 | Hospital | 2A | 22436.18 | 274.48 | 10230.5 | 6510.07 | 4182.88 | 261.46 | 7107.46 | 2791.97 | 2713.87 | 4301.61 | 1627.13 | 0.78826 | 1626.3417 | 1448.04 | 325.87 | 0 | 28.61 | 1143.52 | 212.62 | 14486.4117 | 10230.5 | 28994.1 | 14165.99 | 43160.09
2007 | Hospital | 2B | 22436.18 | 1255.86 | 9022.72 | 4548.94 | 4182.88 | 261.65 | 7107.46 | 2791.97 | 2713.87 | 4471.74 | 1191.39 | 0.78826 | 1190.6017 | 688.41 | 2714.4 | 0 | 28.61 | 1148.22 | 207.79 | 14869.9517 | 9022.72 | 29373 | 12962.92 | 42335.92
2007 | Hospital | 3A | 22436.18 | 703.79 | 11349.18 | 4841.93 | 4182.88 | 261.6 | 7107.46 | 2791.97 | 2713.87 | 4317.74 | 1377.98 | 0.78826 | 1377.1917 | 897.88 | 1250.53 | 0 | 28.61 | 1207.72 | 203.71 | 13389.0617 | 11349.18 | 27887.97 | 15348.87 | 43236.84
2007 | Hospital | 3B | 22436.18 | 1145.93 | 9093.55 | 3538.53 | 4182.88 | 261.59 | 7107.46 | 2791.97 | 2713.87 | 4514.13 | 1093.84 | 0.78826 | 1093.0517 | 572.19 | 2658.44 | 0 | 28.61 | 1190.88 | 202.99 | 13522.2717 | 9093.55 | 28020.47 | 13076.41 | 41096.88
2007 | Hospital | 3C | 22436.18 | 352.07 | 11376.96 | 3032.99 | 4182.88 | 261.55 | 7107.46 | 2791.97 | 2713.87 | 4282.31 | 1038.88 | 0.78826 | 1038.0917 | 528.4 | 526.9 | 0 | 28.61 | 1210.16 | 201.6 | 9760.7617 | 11376.96 | 24257.52 | 15379.1 | 39636.62
2007 | Hospital | 4A | 22436.18 | 1002.7 | 13220.99 | 3889.87 | 4182.88 | 261.2 | 7107.46 | 2791.97 | 2713.87 | 4207.24 | 1257.95 | 0.78826 | 1257.1617 | 636.92 | 1770.41 | 0 | 28.61 | 1265.65 | 197.8 | 12764.3017 | 13220.99 | 27256.9 | 17278.62 | 44535.52
2007 | Hospital | 4B | 22436.18 | 1255.49 | 9441.43 | 2572.49 | 4182.88 | 261.4 | 7107.46 | 2791.97 | 2713.87 | 4603.32 | 922.42 | 0.78826 | 921.6317 | 320.66 | 3407.5 | 0 | 28.61 | 1247.26 | 196.91 | 13081.0917 | 9441.43 | 27573 | 13480.66 | 41053.66
2007 | Hospital | 4C | 22436.18 | 943.49 | 12419.83 | 1946.04 | 4182.88 | 260.9 | 7107.46 | 2791.97 | 2713.87 | 4242.78 | 891.33 | 0.78826 | 890.5417 | 188.59 | 938.85 | 0 | 28.61 | 1283.3 | 193.85 | 9150.2917 | 12419.83 | 23638.65 | 16495.1 | 40133.75
2007 | Hospital | 5A | 22436.18 | 1146.77 | 14347.58 | 2714.12 | 4182.88 | 261.28 | 7107.46 | 2791.97 | 2713.87 | 4270.44 | 1088.94 | 0.78826 | 1088.1517 | 413.32 | 2114.39 | 0 | 28.61 | 1323.62 | 193.35 | 11747.1917 | 14347.58 | 26235.43 | 18463.17 | 44698.6
2007 | Hospital | 5B | 22436.18 | 1429.33 | 10758.24 | 2440.21 | 4182.88 | 261.29 | 7107.46 | 2791.97 | 2713.87 | 4616.09 | 883.22 | 0.78826 | 882.4317 | 236.32 | 3424.62 | 0 | 28.61 | 1306 | 193.21 | 13029.0017 | 10758.24 | 27517.11 | 14856.22 | 42373.33
2007 | Hospital | 5C | 22436.18 | 1074.36 | 12782.61 | 1659.8 | 4182.88 | 260.88 | 7107.46 | 2791.97 | 2713.87 | 4240.97 | 807.11 | 0.78826 | 806.3217 | 114.7 | 982.67 | 0 | 28.61 | 1314.9 | 191.14 | 8878.8217 | 12782.61 | 23364.45 | 16889.48 | 40253.93
2007 | Hospital | 6A | 22436.18 | 1164.85 | 17750.95 | 2765.01 | 4182.88 | 261.16 | 7107.46 | 2791.97 | 2713.87 | 4298.5 | 1158.45 | 0.78826 | 1157.6617 | 448.61 | 2528.94 | 0 | 28.62 | 1373.67 | 192.13 | 12363.5717 | 17750.95 | 26850.48 | 21916.59 | 48767.07
2007 | Hospital | 6B | 22436.18 | 1585.42 | 15115.05 | 2207.49 | 4182.88 | 260.97 | 7107.46 | 2791.97 | 2713.87 | 4444.88 | 905.97 | 0.78826 | 905.1817 | 168.51 | 3586.9 | 0 | 28.62 | 1359.74 | 190.25 | 12898.3817 | 15115.05 | 27383.22 | 19266.76 | 46649.98
2007 | Hospital | 7 | 22436.18 | 1330.72 | 20031.97 | 2401.74 | 4182.88 | 260.81 | 7107.46 | 2791.97 | 2713.87 | 4288.93 | 1027.92 | 0.78826 | 1027.1317 | 309.52 | 3150.88 | 0 | 28.63 | 1433.64 | 189.59 | 12508.9217 | 20031.97 | 26992.95 | 24257.59 | 51250.54
2007 | Hospital | 8 | 22436.18 | 1642.76 | 24814.95 | 1663.32 | 4182.88 | 259.37 | 7107.46 | 2791.97 | 2713.87 | 4236.33 | 857.03 | 0.78826 | 856.2417 | 113.73 | 4029.91 | 0 | 28.64 | 1522.29 | 185.35 | 12542.2917 | 24814.95 | 27020.66 | 29129.21 | 56149.87
2010 | Hospital | 0A | 22436.18 | 0 | 3830.4 | 6747.67 | 3585.83 | 212.55 | 6950.99 | 2791.97 | 2616.61 | 2994.8 | 1010.9 | 0.78826 | 1010.1117 | 1056.25 | 0 | 275.72 | 26.4 | 1084.02 | 222.36 | 12084.5517 | 3830.4 | 25700.07 | 7706.4 | 33406.47
2010 | Hospital | 0B | 22436.18 | 33.26 | 3927.38 | 5646.42 | 3585.97 | 212.59 | 6950.99 | 2791.97 | 2616.61 | 3065.97 | 922.05 | 0.78826 | 921.2617 | 757.83 | 30.18 | 0 | 26.4 | 1082.76 | 221.4 | 10454.9217 | 3927.38 | 24069.67 | 7802.12 | 31871.79
2010 | Hospital | 1A | 22436.18 | 0 | 4373.32 | 5090.28 | 3586.08 | 212.61 | 6950.99 | 2791.97 | 2616.61 | 2938.61 | 847.56 | 0.78826 | 846.7717 | 840.54 | 0 | 275.72 | 26.4 | 1106.82 | 218.21 | 9991.9217 | 4373.32 | 23603.63 | 8272.11 | 31875.74
2010 | Hospital | 1B | 22436.18 | 108.76 | 4342.81 | 5309.65 | 3586.14 | 212.35 | 6950.99 | 2791.97 | 2616.61 | 3054.43 | 826.05 | 0.78826 | 825.2617 | 581.19 | 79.62 | 0 | 26.4 | 1109.44 | 216.42 | 9958.9117 | 4342.81 | 23568.61 | 8244.22 | 31812.83
2010 | Hospital | 2A | 22436.18 | 182.65 | 5308.12 | 4364.26 | 3586.09 | 212.27 | 6950.99 | 2791.97 | 2616.61 | 2874.69 | 823.27 | 0.78826 | 822.4817 | 646.53 | 288.87 | 246.05 | 26.4 | 1135.97 | 212.38 | 9425.5317 | 5308.12 | 23031.05 | 9236.07 | 32267.12
2010 | Hospital | 2B | 22436.18 | 852.29 | 4687.22 | 2971.59 | 3586.07 | 212.43 | 6950.99 | 2791.97 | 2616.61 | 3086.75 | 612.05 | 0.78826 | 611.2617 | 280.15 | 2596.4 | 0 | 26.4 | 1141.12 | 207.75 | 10398.4417 | 4687.22 | 23999.48 | 8620.31 | 32619.79
2010 | Hospital | 3A | 22436.18 | 468.52 | 6131.49 | 2913.53 | 3586.36 | 212.39 | 6950.99 | 2791.97 | 2616.61 | 2887.26 | 690.07 | 0.78826 | 689.2817 | 370.28 | 1041.45 | 231.88 | 26.4 | 1201.52 | 203.43 | 8602.2017 | 6131.49 | 22199.17 | 10124.98 | 32324.15
2010 | Hospital | 3B | 22436.18 | 775.49 | 4839.16 | 2447.16 | 3586.01 | 212.38 | 6950.99 | 2791.97 | 2616.61 | 3161.71 | 565.5 | 0.78826 | 564.7117 | 240.64 | 2468.67 | 0 | 26.4 | 1183.9 | 203.08 | 9658.3817 | 4839.16 | 23254.65 | 8815.03 | 32069.68
2010 | Hospital | 3C | 22436.18 | 233.03 | 5744.82 | 2004.61 | 3586.02 | 212.35 | 6950.99 | 2791.97 | 2616.61 | 2937.87 | 506.81 | 0.78826 | 506.0217 | 188.95 | 486.6 | 0 | 26.4 | 1204 | 201.6 | 6357.0817 | 5744.82 | 19951.85 | 9740.8 | 29692.65
2010 | Hospital | 4A | 22436.18 | 668.12 | 7071.23 | 2337.43 | 3586.03 | 212.06 | 6950.99 | 2791.97 | 2616.61 | 2940.93 | 647.91 | 0.78826 | 647.1217 | 255.16 | 1402.34 | 238.18 | 26.4 | 1260.8 | 197.55 | 8489.2817 | 7071.23 | 22079.71 | 11123.99 | 33203.7
2010 | Hospital | 4B | 22436.18 | 857.08 | 5123.52 | 1785.32 | 3585.82 | 212.22 | 6950.99 | 2791.97 | 2616.61 | 3299.62 | 495.37 | 0.78826 | 494.5817 | 125.67 | 3114.23 | 0 | 26.4 | 1241.65 | 196.97 | 9676.5017 | 5123.52 | 23266.31 | 9157.14 | 32423.45
2010 | Hospital | 4C | 22436.18 | 626.73 | 7184.76 | 1267.49 | 3586.35 | 211.82 | 6950.99 | 2791.97 | 2616.61 | 2974.05 | 464.2 | 0.78826 | 463.4117 | 64.75 | 815.28 | 0 | 26.4 | 1278.09 | 193.86 | 6211.7117 | 7184.76 | 19798.53 | 11254.83 | 31053.36
2010 | Hospital | 5A | 22436.18 | 773.83 | 7682.58 | 1748.43 | 3586.07 | 212.13 | 6950.99 | 2791.97 | 2616.61 | 2988.88 | 581.97 | 0.78826 | 581.1817 | 153.59 | 1583.44 | 221.86 | 26.4 | 1319.92 | 193.41 | 8051.2117 | 7682.58 | 21637.61 | 11794.48 | 33432.09
2010 | Hospital | 5B | 22436.18 | 975.56 | 6202.48 | 1487.39 | 3585.94 | 212.14 | 6950.99 | 2791.97 | 2616.61 | 3335.71 | 465.83 | 0.78826 | 465.0417 | 78.98 | 2995 | 0 | 26.4 | 1301.86 | 193.19 | 9337.6817 | 6202.48 | 22923.74 | 10296.32 | 33220.06
2010 | Hospital | 5C | 22436.18 | 708.49 | 7555.2 | 1040 | 3586.46 | 211.8 | 6950.99 | 2791.97 | 2616.61 | 3007.42 | 427.3 | 0.78826 | 426.5117 | 64.11 | 827.69 | 0 | 26.4 | 1310.13 | 191.15 | 6074.2217 | 7555.2 | 19658.43 | 11657.31 | 31315.74
2010 | Hospital | 6A | 22436.18 | 788.73 | 10307.36 | 1873.56 | 3586.09 | 212.03 | 6950.99 | 2791.97 | 2616.61 | 3017.96 | 629.6 | 0.78826 | 628.8117 | 166.82 | 1736.03 | 227.82 | 26.4 | 1370.53 | 192.57 | 8439.7317 | 10307.36 | 22025.22 | 14469.86 | 36495.08
2010 | Hospital | 6B | 22436.18 | 1067.96 | 8888.15 | 1344.03 | 3586.17 | 211.88 | 6950.99 | 2791.97 | 2616.61 | 3186.64 | 477.1 | 0.78826 | 476.3117 | 54 | 2775.11 | 223.37 | 26.4 | 1356.45 | 190.51 | 9127.4217 | 8888.15 | 22710.77 | 13036.57 | 35747.34
2010 | Hospital | 7 | 22436.18 | 899.32 | 11823.73 | 1589.89 | 3586.11 | 211.75 | 6950.99 | 2791.97 | 2616.61 | 3016.26 | 566.15 | 0.78826 | 565.3617 | 110.61 | 2123.29 | 231.83 | 26.4 | 1431.63 | 190.25 | 8536.5617 | 11823.73 | 22119.46 | 16047.33 | 38166.79
2010 | Hospital | 8 | 22436.18 | 1105.88 | 14969.3 | 1063.5 | 3588.18 | 210.58 | 6950.99 | 2791.97 | 2616.61 | 2981.11 | 476.57 | 0.78826 | 475.7817 | 55.61 | 2602.64 | 239.08 | 26.4 | 1521.28 | 186.66 | 8523.6017 | 14969.3 | 22103.81 | 19282.55 | 41386.36
2013 | Hospital | 0A | 22436.18 | 0 | 3804.54 | 6328.74 | 3466.56 | 212.55 | 6916.21 | 2791.97 | 2610.47 | 2863.83 | 912.14 | 0.78826 | 911.3517 | 1007.29 | 0 | 275.72 | 26.4 | 1084.02 | 180.37 | 11386.9317 | 3804.54 | 24800.27 | 7680.54 | 32480.81
2013 | Hospital | 0B | 22436.18 | 1.21 | 3937.38 | 5221.68 | 3466.84 | 212.59 | 6916.21 | 2791.97 | 2610.47 | 2871.03 | 780.18 | 0.78826 | 779.3917 | 713.01 | 2.99 | 275.72 | 26.4 | 1082.77 | 179.37 | 9865.0317 | 3937.38 | 23277.69 | 7812.12 | 31089.81
2013 | Hospital | 1A | 22436.18 | 0 | 4297.17 | 4997.4 | 3469.84 | 212.61 | 6916.21 | 2791.97 | 2610.47 | 2812.79 | 737.6 | 0.78826 | 736.8117 | 830.64 | 0 | 275.72 | 26.4 | 1106.82 | 176.57 | 9653.3617 | 4297.17 | 23066.25 | 8195.97 | 31262.22
2013 | Hospital | 1B | 22436.18 | 3.47 | 4350.56 | 4885.28 | 3468.64 | 212.35 | 6916.21 | 2791.97 | 2610.47 | 2890.61 | 704.12 | 0.78826 | 703.3317 | 517.76 | 8.79 | 275.72 | 26.4 | 1109.45 | 174.79 | 9284.9617 | 4350.56 | 22694.6 | 8251.99 | 30946.59
2013 | Hospital | 2A | 22436.18 | 30.15 | 5145.96 | 4158.88 | 3469.41 | 212.27 | 6916.21 | 2791.97 | 2610.47 | 2770.09 | 708.24 | 0.78826 | 707.4517 | 611.37 | 146.85 | 246.68 | 26.4 | 1135.99 | 171.1 | 8671.4717 | 5145.96 | 22078.12 | 9073.92 | 31152.04
2013 | Hospital | 2B | 22436.18 | 152.21 | 4506.37 | 2755.76 | 3470.88 | 212.43 | 6916.21 | 2791.97 | 2610.47 | 2962.06 | 519 | 0.78826 | 518.2117 | 226.66 | 1122.79 | 219.32 | 26.4 | 1141.15 | 166.54 | 7957.0117 | 4506.37 | 21360.71 | 8439.49 | 29800.2
2013 | Hospital | 3A | 22436.18 | 93.52 | 5893.39 | 2856.18 | 3470.96 | 212.39 | 6916.21 | 2791.97 | 2610.47 | 2832.91 | 584.54 | 0.78826 | 583.7517 | 351.63 | 615.25 | 233.17 | 26.4 | 1201.53 | 162.68 | 7566.4117 | 5893.39 | 20966.3 | 9886.9 | 30853.2
2013 | Hospital | 3B | 22436.18 | 140.85 | 4622.27 | 2307.62 | 3469.66 | 212.38 | 6916.21 | 2791.97 | 2610.47 | 3083.84 | 478 | 0.78826 | 477.2117 | 197.45 | 1165.25 | 212.02 | 26.4 | 1183.87 | 162.22 | 7584.2417 | 4622.27 | 20982.38 | 8598.11 | 29580.49
2013 | Hospital | 3C | 22436.18 | 37.1 | 5499.42 | 2035.04 | 3468.59 | 212.35 | 6916.21 | 2791.97 | 2610.47 | 2825.14 | 429.46 | 0.78826 | 428.6717 | 165 | 266.41 | 0 | 26.4 | 1204.01 | 161.11 | 5757.3617 | 5499.42 | 19153.29 | 9495.41 | 28648.7
2013 | Hospital | 4A | 22436.18 | 142.29 | 6772.62 | 2251.19 | 3466.83 | 212.06 | 6916.21 | 2791.97 | 2610.47 | 2905.53 | 548.73 | 0.78826 | 547.9417 | 240.87 | 923.82 | 238.35 | 26.4 | 1260.68 | 157.12 | 7249.9917 | 6772.62 | 20639.86 | 10825.28 | 31465.14
2013 | Hospital | 4B | 22436.18 | 163.85 | 4752.56 | 1689.95 | 3465.63 | 212.22 | 6916.21 | 2791.97 | 2610.47 | 3250.11 | 416.24 | 0.78826 | 415.4517 | 84.6 | 1638.37 | 208.97 | 26.4 | 1241.55 | 156.47 | 7451.3017 | 4752.56 | 20839.49 | 8786.08 | 29625.57
2013 | Hospital | 4C | 22436.18 | 82.15 | 6467.3 | 1221.59 | 3469.21 | 211.82 | 6916.21 | 2791.97 | 2610.47 | 2939.34 | 383.58 | 0.78826 | 382.7917 | 42.23 | 310.36 | 209.75 | 26.4 | 1278.14 | 153.78 | 5188.2117 | 6467.3 | 18576.89 | 10537.42 | 29114.31
2013 | Hospital | 5A | 22436.18 | 161.52 | 7370.63 | 1642.66 | 3467.14 | 212.13 | 6916.21 | 2791.97 | 2610.47 | 2958.28 | 489.59 | 0.78826 | 488.8017 | 149.78 | 1005.04 | 223.65 | 26.4 | 1319.91 | 153.21 | 6629.7317 | 7370.63 | 20016.09 | 11482.52 | 31498.61
2013 | Hospital | 5B | 22436.18 | 162.69 | 5521.28 | 1366.82 | 3466.05 | 212.14 | 6916.21 | 2791.97 | 2610.47 | 3272.69 | 392.97 | 0.78826 | 392.1817 | 36.06 | 1407.21 | 217.85 | 26.4 | 1301.88 | 152.89 | 6855.5017 | 5521.28 | 20240.44 | 9615.13 | 29855.57
2013 | Hospital | 5C | 22436.18 | 101.59 | 6670.56 | 991.9 | 3469.09 | 211.8 | 6916.21 | 2791.97 | 2610.47 | 2958.38 | 349.28 | 0.78826 | 348.4917 | 37.11 | 284.17 | 222.01 | 26.4 | 1310.09 | 151.22 | 4943.6517 | 6670.56 | 18329.63 | 10772.62 | 29102.25
2013 | Hospital | 6A | 22436.18 | 174.38 | 8529.23 | 1596.79 | 3467.2 | 212.03 | 6916.21 | 2791.97 | 2610.47 | 2989.48 | 522.02 | 0.78826 | 521.2317 | 154.04 | 1133.37 | 229.01 | 26.4 | 1370.56 | 152.39 | 6798.3017 | 8529.23 | 20183.77 | 12691.76 | 32875.53
2013 | Hospital | 6B | 22436.18 | 201.54 | 7279.5 | 1137.33 | 3467.07 | 211.88 | 6916.21 | 2791.97 | 2610.47 | 3158.15 | 388.25 | 0.78826 | 387.4617 | 27.35 | 1510.17 | 224.92 | 26.4 | 1356.42 | 150.39 | 6646.9217 | 7279.5 | 20030.13 | 11427.9 | 31458.03
2013 | Hospital | 7 | 22436.18 | 202.69 | 9749.14 | 1303.61 | 3466.61 | 211.75 | 6916.21 | 2791.97 | 2610.47 | 3014.63 | 468.05 | 0.78826 | 467.2617 | 103.21 | 1466.94 | 232.55 | 26.4 | 1431.59 | 150.18 | 6790.8917 | 9749.14 | 20173.28 | 13972.7 | 34145.98
2013 | Hospital | 8 | 22436.18 | 256.32 | 12126.02 | 742.97 | 3474.18 | 210.58 | 6916.21 | 2791.97 | 2610.47 | 2992.84 | 385.76 | 0.78826 | 384.9717 | 26.68 | 1869.54 | 239.49 | 26.4 | 1521.2 | 146.75 | 6512.8117 | 12126.02 | 19898.19 | 16439.2 | 36337.39
2016 | Hospital | 0A | 22436.18 | 0 | 3828.9 | 6162.64 | 3397.88 | 155.21 | 6916.21 | 2791.97 | 2578.43 | 2839.36 | 809.01 | 0.78826 | 808.2217 | 1004.74 | 0 | 203.22 | 26.4 | 992.92 | 180.45 | 11018.1817 | 3828.9 | 24273.54 | 7613.79 | 31887.33
2016 | Hospital | 0B | 22436.18 | 1.19 | 3956.07 | 5117.85 | 3397.94 | 155.24 | 6916.21 | 2791.97 | 2578.43 | 2844.66 | 712.7 | 0.78826 | 711.9117 | 714.52 | 2.92 | 203.22 | 26.4 | 993.65 | 179.4 | 9596.2717 | 3956.07 | 22850.67 | 7741.69 | 30592.36
2016 | Hospital | 1A | 22436.18 | 0 | 4288.31 | 5062.58 | 3399.39 | 155.26 | 6916.21 | 2791.97 | 2578.43 | 2793.56 | 677.63 | 0.78826 | 676.8417 | 829.42 | 0 | 203.22 | 26.4 | 1015.73 | 176.64 | 9565.6217 | 4288.31 | 22818.72 | 8096.01 | 30914.73
2016 | Hospital | 1B | 22436.18 | 3.44 | 4356.73 | 4805.62 | 3398.2 | 155.06 | 6916.21 | 2791.97 | 2578.43 | 2872.4 | 654.22 | 0.78826 | 653.4317 | 521.14 | 8.69 | 203.22 | 26.4 | 1027.61 | 174.62 | 9067.9417 | 4356.73 | 22317.65 | 8176.32 | 30493.97
2016 | Hospital | 2A | 22436.18 | 29.99 | 5150.87 | 4146.77 | 3398.96 | 155.01 | 6916.21 | 2791.97 | 2578.43 | 2753.58 | 645.14 | 0.78826 | 644.3517 | 609.81 | 145.51 | 190.34 | 26.4 | 1058.31 | 171.14 | 8520.3517 | 5150.87 | 21767.29 | 9001.14 | 30768.43
2016 | Hospital | 2B | 22436.18 | 151.37 | 4114.12 | 2683.39 | 3400.45 | 155.12 | 6916.21 | 2791.97 | 2578.43 | 2953.49 | 492.43 | 0.78826 | 491.6417 | 225.28 | 1121.86 | 180.28 | 26.4 | 1065.38 | 166.56 | 7807.3117 | 4114.12 | 21051.26 | 7971.48 | 29022.74
2016 | Hospital | 3A | 22436.18 | 93.07 | 5872.01 | 2834.7 | 3400.53 | 155.09 | 6916.21 | 2791.97 | 2578.43 | 2818.29 | 540.24 | 0.78826 | 539.4517 | 350 | 610.7 | 183.17 | 26.4 | 1144.63 | 162.71 | 7429.3817 | 5872.01 | 20669.55 | 9808.61 | 30478.16
2016 | Hospital | 3B | 22436.18 | 139.97 | 4475.18 | 2296.38 | 3399.21 | 155.09 | 6916.21 | 2791.97 | 2578.43 | 3066.08 | 450.2 | 0.78826 | 449.4117 | 199.38 | 1152.57 | 175.79 | 26.4 | 1120.42 | 162.23 | 7479.5817 | 4475.18 | 20717.91 | 8387.57 | 29105.48
2016 | Hospital | 3C | 22436.18 | 36.92 | 5252.67 | 1976.21 | 3398.12 | 155.06 | 6916.21 | 2791.97 | 2578.43 | 2811.2 | 369.4 | 0.78826 | 368.6117 | 165.28 | 264.2 | 0 | 26.4 | 1149 | 161.3 | 5622.4217 | 5252.67 | 18858.72 | 9193.63 | 28052.35
2016 | Hospital | 4A | 22436.18 | 141.62 | 6858.02 | 2220.92 | 3397.4 | 154.86 | 6916.21 | 2791.97 | 2578.43 | 2891.23 | 465.17 | 0.78826 | 464.3817 | 239.16 | 917.7 | 187.55 | 26.4 | 1224.53 | 157.14 | 7062.5617 | 6858.02 | 20293.77 | 10874.53 | 31168.3
2016 | Hospital | 4B | 22436.18 | 162.09 | 4738.95 | 1672.03 | 3396.26 | 154.98 | 6916.21 | 2791.97 | 2578.43 | 3223.45 | 389.92 | 0.78826 | 389.1317 | 83.51 | 1614.34 | 169.12 | 26.4 | 1200.63 | 156.47 | 7313.6717 | 4738.95 | 20543.21 | 8731.55 | 29274.76
2016 | Hospital | 4C | 22436.18 | 81.61 | 6333.08 | 1186.43 | 3399.93 | 154.68 | 6916.21 | 2791.97 | 2578.43 | 2925 | 357.88 | 0.78826 | 357.0917 | 44.06 | 307.83 | 175.31 | 26.4 | 1246.8 | 153.86 | 5077.3317 | 6333.08 | 18307.63 | 10371.86 | 28679.49
2016 | Hospital | 5A | 22436.18 | 160.81 | 7426.35 | 1637.42 | 3397.19 | 154.9 | 6916.21 | 2791.97 | 2578.43 | 2946.51 | 410.87 | 0.78826 | 410.0817 | 150.42 | 1002.33 | 181.76 | 26.4 | 1297.53 | 153.21 | 6489.3317 | 7426.35 | 19716.46 | 11515.85 | 31232.31
2016 | Hospital | 5B | 22436.18 | 161.16 | 5539.85 | 1357.23 | 3396.07 | 154.91 | 6916.21 | 2791.97 | 2578.43 | 3264.02 | 332.01 | 0.78826 | 331.2217 | 35.78 | 1390 | 171.29 | 26.4 | 1275.91 | 152.89 | 6710.7017 | 5539.85 | 19936.4 | 9607.74 | 29544.14
2016 | Hospital | 5C | 22436.18 | 101.02 | 6389.74 | 948.44 | 3399.18 | 154.67 | 6916.21 | 2791.97 | 2578.43 | 2959.69 | 287.69 | 0.78826 | 286.9017 | 37.12 | 282.46 | 178 | 26.4 | 1290.58 | 151.29 | 4793.6317 | 6389.74 | 18020.57 | 10472.29 | 28492.86
2016 | Hospital | 6A | 22436.18 | 173.51 | 8380.92 | 1601.95 | 3396.77 | 154.83 | 6916.21 | 2791.97 | 2578.43 | 2980.76 | 433.14 | 0.78826 | 432.3517 | 154.17 | 1130.84 | 184.06 | 26.4 | 1355.7 | 152.4 | 6657.6417 | 8380.92 | 19883.48 | 12528.6 | 32412.08
2016 | Hospital | 6B | 22436.18 | 200.21 | 7094.48 | 1128.9 | 3396.64 | 154.72 | 6916.21 | 2791.97 | 2578.43 | 3148.78 | 314.95 | 0.78826 | 314.1617 | 26.89 | 1497.68 | 181 | 26.4 | 1340.6 | 150.39 | 6497.6217 | 7094.48 | 19721.21 | 11227.05 | 30948.26
2016 | Hospital | 7 | 22436.18 | 201.66 | 9369.27 | 1272.35 | 3396.19 | 154.63 | 6916.21 | 2791.97 | 2578.43 | 3010.4 | 369.93 | 0.78826 | 369.1417 | 103.45 | 1463.02 | 183.87 | 26.4 | 1425.51 | 150.18 | 6603.8917 | 9369.27 | 19826.71 | 13586.75 | 33413.46
2016 | Hospital | 8 | 22436.18 | 254.87 | 11518.86 | 733.38 | 3403.76 | 153.77 | 6916.21 | 2791.97 | 2578.43 | 2987.47 | 273.15 | 0.78826 | 272.3617 | 30.11 | 1862.12 | 182.9 | 26.4 | 1520.14 | 146.76 | 6323.2117 | 11518.86 | 19549.34 | 15830.97 | 35380.31
2019 | Hospital | 0A | 22436.18 | 0 | 555.18 | 6550.67 | 3276.57 | 155.21 | 6892.71 | 2791.97 | 2578.09 | 2782.75 | 739.64 | 0.78826 | 738.8517 | 955.26 | 0 | 193.06 | 26.4 | 992.96 | 128.09 | 11220.5917 | 555.18 | 24278.46 | 4340.12 | 28618.58
2019 | Hospital | 0B | 22436.18 | 1.19 | 635.2 | 5759.08 | 3277.06 | 155.24 | 6892.71 | 2791.97 | 2578.09 | 2785.55 | 659.89 | 0.78826 | 659.1017 | 649.53 | 2.91 | 193.06 | 26.4 | 993.61 | 127.45 | 10050.4217 | 635.2 | 23108.17 | 4420.78 | 27528.95
2019 | Hospital | 1A | 22436.18 | 0 | 766.52 | 5205.08 | 3278.65 | 155.26 | 6892.71 | 2791.97 | 2578.09 | 2734.02 | 598.27 | 0.78826 | 597.4817 | 759.52 | 0 | 193.06 | 26.4 | 1015.79 | 124.82 | 9489.1617 | 766.52 | 22545.88 | 4574.28 | 27120.16
2019 | Hospital | 1B | 22436.18 | 3.43 | 803.57 | 5178.29 | 3278.14 | 155.06 | 6892.71 | 2791.97 | 2578.09 | 2850.86 | 607.74 | 0.78826 | 606.9517 | 486.11 | 8.65 | 193.06 | 26.4 | 1027.56 | 123.72 | 9327.3517 | 803.57 | 22382.27 | 4623.11 | 27005.38
2019 | Hospital | 2A | 22436.18 | 29.92 | 1092.48 | 4685.19 | 3277.86 | 155.01 | 6892.71 | 2791.97 | 2578.09 | 2729.35 | 556.47 | 0.78826 | 555.6817 | 569.72 | 144.68 | 181.9 | 26.4 | 1058.34 | 120.62 | 8896.4417 | 1092.48 | 21947.91 | 4942.79 | 26890.7
2019 | Hospital | 2B | 22436.18 | 150.39 | 793.75 | 2978.09 | 3278.44 | 155.12 | 6892.71 | 2791.97 | 2578.09 | 2979.62 | 427.85 | 0.78826 | 427.0617 | 206.59 | 1116.11 | 173.77 | 26.4 | 1065.43 | 118.4 | 8031.6317 | 793.75 | 21081.58 | 4651.15 | 25732.73
2019 | Hospital | 3A | 22436.18 | 92.35 | 1766.24 | 3154.22 | 3278.94 | 155.09 | 6892.71 | 2791.97 | 2578.09 | 2889.51 | 412.41 | 0.78826 | 411.6217 | 313.86 | 597.95 | 174.72 | 26.4 | 1144.63 | 113.97 | 7634.2317 | 1766.24 | 20680.23 | 5702.84 | 26383.07
2019 | Hospital | 3B | 22436.18 | 139.58 | 1147.09 | 2590.93 | 3277.76 | 155.09 | 6892.71 | 2791.97 | 2578.09 | 3035.82 | 358.78 | 0.78826 | 357.9917 | 175.7 | 1148.56 | 169.23 | 26.4 | 1120.51 | 114.4 | 7617.8117 | 1147.09 | 20663.05 | 5059.57 | 25722.62
2019 | Hospital | 3C | 22436.18 | 36.83 | 1428.47 | 2357.17 | 3277.26 | 155.06 | 6892.71 | 2791.97 | 2578.09 | 2766.68 | 370.5 | 0.78826 | 369.7117 | 130.8 | 263.06 | 0 | 26.4 | 1149.19 | 112.8 | 5924.2517 | 1428.47 | 18967.37 | 5369.64 | 24337.01
2019 | Hospital | 4A | 22436.18 | 140.3 | 2767.89 | 2522.72 | 3277.25 | 154.86 | 6892.71 | 2791.97 | 2578.09 | 2846.92 | 340.69 | 0.78826 | 339.9017 | 214.98 | 892.8 | 174.72 | 26.4 | 1224.77 | 109.35 | 7132.3417 | 2767.89 | 20171.78 | 6784.64 | 26956.42
2019 | Hospital | 4B | 22436.18 | 161.45 | 1607.86 | 2003.24 | 3276.37 | 154.98 | 6892.71 | 2791.97 | 2578.09 | 3185.4 | 291.74 | 0.78826 | 290.9517 | 69.81 | 1602.94 | 167.65 | 26.4 | 1200.59 | 109.58 | 7481.4417 | 1607.86 | 20520.37 | 5600.42 | 26120.79
2019 | Hospital | 4C | 22436.18 | 81.24 | 2496.19 | 1558.2 | 3278.81 | 154.68 | 6892.71 | 2791.97 | 2578.09 | 2861.1 | 304.41 | 0.78826 | 303.6217 | 28.68 | 301.94 | 160.68 | 26.4 | 1246.93 | 106.87 | 5295.4617 | 2496.19 | 18333.82 | 6535.09 | 24868.91
2019 | Hospital | 5A | 22436.18 | 157.78 | 3701.59 | 1919.75 | 3277.15 | 154.9 | 6892.71 | 2791.97 | 2578.09 | 2947.39 | 270.17 | 0.78826 | 269.3817 | 130.54 | 944.98 | 171.27 | 26.4 | 1297.75 | 106.15 | 6541.0917 | 3701.59 | 19577.3 | 7791.31 | 27368.61
2019 | Hospital | 5B | 22436.18 | 159.26 | 2490.14 | 1654.44 | 3276.46 | 154.91 | 6892.71 | 2791.97 | 2578.09 | 3240.43 | 270.05 | 0.78826 | 269.2617 | 56.64 | 1355.31 | 170.11 | 26.4 | 1275.89 | 106.49 | 6905.4517 | 2490.14 | 19941.29 | 6558 | 26499.29
2019 | Hospital | 5C | 22436.18 | 100.86 | 6315.32 | 973.38 | 3278.57 | 154.67 | 6892.71 | 2791.97 | 2578.09 | 2901.01 | 281.73 | 0.78826 | 280.9417 | 37.31 | 281.37 | 160.99 | 26.4 | 1290.67 | 104.62 | 4735.8617 | 6315.32 | 17771.7 | 10397.96 | 28169.66
2019 | Hospital | 6A | 22436.18 | 170.68 | 4951.33 | 1843.21 | 3277.18 | 154.83 | 6892.71 | 2791.97 | 2578.09 | 2976.28 | 227.05 | 0.78826 | 226.2617 | 134.3 | 1073.39 | 174.37 | 26.4 | 1355.84 | 105.36 | 6598.4917 | 4951.33 | 19633.87 | 9099.14 | 28733.01
2019 | Hospital | 6B | 22436.18 | 199.66 | 7034.49 | 1151.79 | 3277.21 | 154.72 | 6892.71 | 2791.97 | 2578.09 | 3132.23 | 305.48 | 0.78826 | 304.6917 | 53.15 | 1491.18 | 170.4 | 26.4 | 1340.67 | 104.33 | 6503.1017 | 7034.49 | 19537.35 | 11167.13 | 30704.48
2019 | Hospital | 7 | 22436.18 | 200.84 | 9167.14 | 1281.95 | 3277.24 | 154.63 | 6892.71 | 2791.97 | 2578.09 | 3003.05 | 355.8 | 0.78826 | 355.0117 | 101.85 | 1456.3 | 174.83 | 26.4 | 1425.63 | 103.59 | 6573.8317 | 9167.14 | 19607.28 | 13384.75 | 32992.03
2019 | Hospital | 8 | 22436.18 | 253.81 | 11161.77 | 742.34 | 3282.98 | 153.77 | 6892.71 | 2791.97 | 2578.09 | 2932.68 | 264.95 | 0.78826 | 264.1617 | 30.02 | 1855.85 | 176.52 | 26.4 | 1520.38 | 100.92 | 6255.3817 | 11161.77 | 19291.05 | 15474.12 | 34765.17
2004 | Large Hotel | 0A | 11345.29 | 0 | 638.45 | 7746.1 | 1452.45 | 306.52 | 1751.31 | 1788.85 | 1035.42 | 1428.37 | 481.6 | 1.5108 | 480.0892 | 0 | 0 | 496.84 | 93 | 1754.97 | 75.35 | 10151.3992 | 638.45 | 14866.94 | 4182.27 | 19049.21
2004 | Large Hotel | 0B | 11345.29 | 0 | 908.57 | 8969.41 | 1452.45 | 306.58 | 1751.31 | 1788.85 | 1035.42 | 1332.15 | 448.94 | 1.5108 | 447.4292 | 0 | 0 | 57.83 | 92.98 | 1771.16 | 75.61 | 10806.8192 | 908.57 | 15522.68 | 4468.58 | 19991.26
2004 | Large Hotel | 1A | 11345.29 | 0 | 1025.85 | 5409.34 | 1452.45 | 306.61 | 1751.31 | 1788.85 | 1035.42 | 1416.15 | 383.61 | 1.5108 | 382.0992 | 0 | 0 | 484.98 | 93.01 | 1818.95 | 75.13 | 7692.5692 | 1025.85 | 12408.01 | 4633.66 | 17041.67
2004 | Large Hotel | 1B | 11345.29 | 0 | 1396.46 | 7009.83 | 1452.45 | 306.23 | 1751.31 | 1788.85 | 1035.42 | 1264.15 | 366.92 | 1.5108 | 365.4092 | 0 | 0 | 56.82 | 92.99 | 1828.3 | 75.28 | 8696.2092 | 1396.46 | 13411.4 | 5013.61 | 18425.01
2004 | Large Hotel | 2A | 11345.29 | 0 | 1890.75 | 4861.28 | 1452.45 | 306.12 | 1751.31 | 1788.85 | 1035.42 | 1275.79 | 385.46 | 1.5108 | 383.9492 | 0 | 0 | 480.21 | 93.02 | 1893.88 | 74.68 | 7001.2292 | 1890.75 | 11715.74 | 5573.49 | 17289.23
2004 | Large Hotel | 2B | 11345.29 | 0 | 2014.35 | 3674.14 | 1452.45 | 306.35 | 1751.31 | 1788.85 | 1035.42 | 1152.18 | 261.9 | 1.5108 | 260.3892 | 0 | 0 | 54.67 | 92.99 | 1898.8 | 74.11 | 5141.3792 | 2014.35 | 9855.52 | 5702.01 | 15557.53
2004 | Large Hotel | 3A | 11345.29 | 0 | 2535.47 | 2744.47 | 1452.45 | 306.29 | 1751.31 | 1788.85 | 1035.42 | 1231.91 | 267.65 | 1.5108 | 266.1392 | 0 | 0 | 477.62 | 93.03 | 2024.47 | 74.06 | 4720.1392 | 2535.47 | 9434.2 | 6348.79 | 15782.99
2004 | Large Hotel | 3B | 11345.29 | 0 | 1611.66 | 2161.84 | 1452.45 | 306.28 | 1751.31 | 1788.85 | 1035.42 | 1090.33 | 202.48 | 1.5108 | 200.9692 | 0 | 0 | 340.61 | 92.99 | 1990.8 | 74.22 | 3793.7492 | 1611.66 | 8507.92 | 5391.32 | 13899.24
2004 | Large Hotel | 3C | 11345.29 | 0 | 2802.03 | 1939.13 | 1452.45 | 306.23 | 1751.31 | 1788.85 | 1035.42 | 1228.22 | 211.2 | 1.5108 | 209.6892 | 0 | 0 | 0 | 93.02 | 2038.58 | 74.42 | 3377.0392 | 2802.03 | 8091.4 | 6629.47 | 14720.87
2004 | Large Hotel | 4A | 11345.29 | 0 | 3513.76 | 1946.83 | 1452.45 | 305.82 | 1751.31 | 1788.85 | 1035.42 | 1318.3 | 219.11 | 1.5108 | 217.5992 | 0 | 0 | 482.09 | 93.06 | 2128.47 | 73.29 | 3964.8192 | 3513.76 | 8677.67 | 7431.09 | 16108.76
2004 | Large Hotel | 4B | 11345.29 | 0 | 4237.61 | 1582.92 | 1452.45 | 306.05 | 1751.31 | 1788.85 | 1035.42 | 1062.41 | 178.39 | 1.5108 | 176.8792 | 0 | 0 | 54.21 | 93.01 | 2098.9 | 73.61 | 2876.4192 | 4237.61 | 7589.78 | 8125.36 | 15715.14
2004 | Large Hotel | 4C | 11345.29 | 0 | 3412.99 | 760.11 | 1452.45 | 305.47 | 1751.31 | 1788.85 | 1035.42 | 1219.16 | 142.61 | 1.5108 | 141.0992 | 0 | 0 | 304.91 | 93.04 | 2160.1 | 73.69 | 2425.2792 | 3412.99 | 7138.17 | 7361.94 | 14500.11
2004 | Large Hotel | 5A | 11345.29 | 0 | 4182.38 | 1240.51 | 1452.45 | 305.91 | 1751.31 | 1788.85 | 1035.42 | 1317.41 | 179.99 | 1.5108 | 178.4792 | 0 | 0 | 461.67 | 93.06 | 2217.24 | 73.05 | 3198.0692 | 4182.38 | 7910.78 | 8188.47 | 16099.25
2004 | Large Hotel | 5B | 11345.29 | 0 | 6394.25 | 1172.1 | 1452.45 | 305.93 | 1751.31 | 1788.85 | 1035.42 | 1071.3 | 160.23 | 1.5108 | 158.7192 | 0 | 0 | 56.39 | 93.03 | 2192.38 | 73.08 | 2458.5092 | 6394.25 | 7171.22 | 10375.48 | 17546.7
2004 | Large Hotel | 5C | 11345.29 | 0 | 3564 | 461.37 | 1452.45 | 305.45 | 1751.31 | 1788.85 | 1035.42 | 1234.87 | 115.89 | 1.5108 | 114.3792 | 0 | 0 | 355.13 | 93.05 | 2210.4 | 73.56 | 2165.7492 | 3564 | 6878.49 | 7563.25 | 14441.74
2004 | Large Hotel | 6A | 11345.29 | 0 | 5145.79 | 1291.41 | 1452.45 | 305.77 | 1751.31 | 1788.85 | 1035.42 | 1318.28 | 195.99 | 1.5108 | 194.4792 | 0 | 0 | 464.01 | 93.08 | 2283.38 | 72.58 | 3268.1792 | 5145.79 | 7980.29 | 9218.02 | 17198.31
2004 | Large Hotel | 6B | 11345.29 | 0 | 4111.08 | 773.49 | 1452.45 | 305.55 | 1751.31 | 1788.85 | 1035.42 | 1146.17 | 136.65 | 1.5108 | 135.1392 | 0 | 0 | 464.83 | 93.04 | 2266.39 | 72.88 | 2519.6292 | 4111.08 | 7231.79 | 8166.32 | 15398.11
2004 | Large Hotel | 7 | 11345.29 | 0 | 6494.21 | 995.87 | 1452.45 | 305.36 | 1751.31 | 1788.85 | 1035.42 | 1261.81 | 176.88 | 1.5108 | 175.3692 | 0 | 0 | 481.83 | 93.09 | 2361.82 | 72.21 | 2914.8792 | 6494.21 | 7626.23 | 10644.88 | 18271.11
2004 | Large Hotel | 8 | 11345.29 | 0 | 9041.56 | 500.61 | 1452.45 | 303.68 | 1751.31 | 1788.85 | 1035.42 | 1299.72 | 149.28 | 1.5108 | 147.7692 | 0 | 0 | 482.99 | 93.11 | 2467.58 | 71.45 | 2431.0892 | 9041.56 | 7140.02 | 13298 | 20438.02
2007 | Large Hotel | 0A | 11345.29 | 0 | 18.35 | 8062.97 | 1452.45 | 306.52 | 1751.31 | 1788.85 | 1035.42 | 918.38 | 395.07 | 1.5108 | 393.5592 | 0 | 0 | 0 | 92.94 | 1753.2 | 76.49 | 9374.9092 | 18.35 | 14091.55 | 3560.4 | 17651.95
2007 | Large Hotel | 0B | 11345.29 | 0 | 80.85 | 6960.22 | 1452.45 | 306.58 | 1751.31 | 1788.85 | 1035.42 | 942.22 | 359.58 | 1.5108 | 358.0692 | 0 | 0 | 0 | 92.93 | 1770.29 | 76.6 | 8260.5092 | 80.85 | 12977.31 | 3639.99 | 16617.3
2007 | Large Hotel | 1A | 11345.29 | 0 | 37.94 | 5032.18 | 1452.45 | 306.61 | 1751.31 | 1788.85 | 1035.42 | 818.9 | 311.66 | 1.5108 | 310.1492 | 0 | 0 | 0 | 92.95 | 1817.71 | 76.34 | 6161.2292 | 37.94 | 10877.83 | 3644.51 | 14522.34
2007 | Large Hotel | 1B | 11345.29 | 0 | 406.03 | 5461.94 | 1452.45 | 306.23 | 1751.31 | 1788.85 | 1035.42 | 862.82 | 299.24 | 1.5108 | 297.7292 | 0 | 0 | 0 | 92.94 | 1827.26 | 76.31 | 6622.4892 | 406.03 | 11338.66 | 4022.15 | 15360.81
2007 | Large Hotel | 2A | 11345.29 | 0 | 573.02 | 4450.04 | 1452.45 | 306.12 | 1751.31 | 1788.85 | 1035.42 | 697.19 | 292.57 | 1.5108 | 291.0592 | 0 | 0 | 0 | 92.96 | 1893.06 | 75.99 | 5438.2892 | 573.02 | 10154.05 | 4254.93 | 14408.98
2007 | Large Hotel | 2B | 11345.29 | 0 | 659.1 | 2735.87 | 1452.45 | 306.35 | 1751.31 | 1788.85 | 1035.42 | 690.52 | 203.33 | 1.5108 | 201.8192 | 0 | 0 | 0 | 92.95 | 1897.84 | 75.13 | 3628.2092 | 659.1 | 8343.32 | 4345.79 | 12689.11
2007 | Large Hotel | 3A | 11345.29 | 0 | 2148.72 | 2432.41 | 1452.45 | 306.29 | 1751.31 | 1788.85 | 1035.42 | 640.52 | 210.55 | 1.5108 | 209.0392 | 0 | 0 | 0 | 92.96 | 2023.84 | 75.4 | 3281.9692 | 2148.72 | 7997.32 | 5961.42 | 13958.74
2007 | Large Hotel | 3B | 11345.29 | 0 | 1392.02 | 1928.7 | 1452.45 | 306.28 | 1751.31 | 1788.85 | 1035.42 | 638.16 | 170.69 | 1.5108 | 169.1792 | 0 | 0 | 0 | 92.95 | 1989.77 | 75.15 | 2736.0392 | 1392.02 | 7451.09 | 5170.64 | 12621.73
2007 | Large Hotel | 3C | 11345.29 | 0 | 810.3 | 1357.32 | 1452.45 | 306.23 | 1751.31 | 1788.85 | 1035.42 | 607.17 | 157.27 | 1.5108 | 155.7592 | 0 | 0 | 0 | 92.96 | 2037.86 | 75.68 | 2120.2492 | 810.3 | 6835.81 | 4637.01 | 11472.82
2007 | Large Hotel | 4A | 11345.29 | 0 | 3998.02 | 1709.42 | 1452.45 | 305.82 | 1751.31 | 1788.85 | 1035.42 | 649.98 | 179.87 | 1.5108 | 178.3592 | 0 | 0 | 0 | 92.97 | 2127.84 | 74.97 | 2537.7592 | 3998.02 | 7252.22 | 7914.72 | 15166.94
2007 | Large Hotel | 4B | 11345.29 | 0 | 2396.26 | 1324.98 | 1452.45 | 306.05 | 1751.31 | 1788.85 | 1035.42 | 661.03 | 156.11 | 1.5108 | 154.5992 | 0 | 0 | 0 | 92.92 | 2097.59 | 75.33 | 2140.6092 | 2396.26 | 6855.61 | 6282.7 | 13138.31
2007 | Large Hotel | 4C | 11345.29 | 0 | 3236.18 | 632.18 | 1452.45 | 305.47 | 1751.31 | 1788.85 | 1035.42 | 594.89 | 123.7 | 1.5108 | 122.1892 | 0 | 0 | 0 | 92.96 | 2159.68 | 75.22 | 1349.2592 | 3236.18 | 6063.59 | 7184.71 | 13248.3
2007 | Large Hotel | 5A | 11345.29 | 0 | 5587.17 | 1033.13 | 1452.45 | 305.91 | 1751.31 | 1788.85 | 1035.42 | 643.93 | 152.66 | 1.5108 | 151.1492 | 0 | 0 | 0 | 92.98 | 2216.66 | 74.6 | 1828.2092 | 5587.17 | 6542.39 | 9592.68 | 16135.07
2007 | Large Hotel | 5B | 11345.29 | 0 | 4025.63 | 1019.14 | 1452.45 | 305.93 | 1751.31 | 1788.85 | 1035.42 | 655.19 | 142.41 | 1.5108 | 140.8992 | 0 | 0 | 0 | 92.93 | 2190.53 | 75.21 | 1815.2292 | 4025.63 | 6529.99 | 8005.02 | 14535.01
2007 | Large Hotel | 5C | 11345.29 | 0 | 3997.84 | 401.69 | 1452.45 | 305.45 | 1751.31 | 1788.85 | 1035.42 | 586.42 | 106.57 | 1.5108 | 105.0592 | 0 | 0 | 0 | 92.97 | 2209.97 | 75.12 | 1093.1692 | 3997.84 | 5807.39 | 7996.66 | 13804.05
2007 | Large Hotel | 6A | 11345.29 | 0 | 7385.33 | 1087.15 | 1452.45 | 305.77 | 1751.31 | 1788.85 | 1035.42 | 671.5 | 168.58 | 1.5108 | 167.0692 | 0 | 0 | 0 | 93 | 2282.68 | 74.17 | 1925.7192 | 7385.33 | 6639.35 | 11456.86 | 18096.21
2007 | Large Hotel | 6B | 11345.29 | 0 | 6035.12 | 710.9 | 1452.45 | 305.55 | 1751.31 | 1788.85 | 1035.42 | 626.41 | 134.01 | 1.5108 | 132.4992 | 0 | 0 | 0 | 92.97 | 2265.53 | 74.21 | 1469.8092 | 6035.12 | 6183.24 | 10089.5 | 16272.74
2007 | Large Hotel | 7 | 11345.29 | 0 | 8779.91 | 846.17 | 1452.45 | 305.36 | 1751.31 | 1788.85 | 1035.42 | 681.03 | 163.54 | 1.5108 | 162.0292 | 0 | 0 | 0 | 93.01 | 2361.2 | 73.78 | 1689.2292 | 8779.91 | 6402.07 | 12929.97 | 19332.04
2007 | Large Hotel | 8 | 11345.29 | 0 | 12521.39 | 449.9 | 1452.45 | 303.68 | 1751.31 | 1788.85 | 1035.42 | 729.03 | 156.11 | 1.5108 | 154.5992 | 0 | 0 | 0 | 93.01 | 2466.73 | 73.44 | 1333.5292 | 12521.39 | 6044.34 | 16776.98 | 22821.32
2010 | Large Hotel | 0A | 11345.29 | 0 | 27.89 | 5892.28 | 1267.36 | 246.53 | 1745.35 | 1788.85 | 985.33 | 900.13 | 131.86 | 1.5108 | 130.3492 | 0 | 0 | 320.9 | 90.76 | 1753.03 | 76.4 | 7243.6592 | 27.89 | 11656.89 | 3569.78 | 15226.67
2010 | Large Hotel | 0B | 11345.29 | 0 | 71.73 | 6982.66 | 1267.42 | 246.57 | 1745.35 | 1788.85 | 985.33 | 1165.95 | 169.53 | 1.5108 | 168.0192 | 0 | 0 | 36.77 | 90.73 | 1767.78 | 77.44 | 8353.3992 | 71.73 | 12767.76 | 3628.36 | 16396.12
2010 | Large Hotel | 1A | 11345.29 | 0 | 54.09 | 4168.95 | 1267.93 | 246.6 | 1745.35 | 1788.85 | 985.33 | 813.68 | 104.11 | 1.5108 | 102.5992 | 0 | 0 | 312.81 | 90.76 | 1817.78 | 76.24 | 5398.0392 | 54.09 | 9811.77 | 3660.72 | 13472.49
2010 | Large Hotel | 1B | 11345.29 | 0 | 450.28 | 5402.2 | 1267.78 | 246.29 | 1745.35 | 1788.85 | 985.33 | 1005.95 | 142.68 | 1.5108 | 141.1692 | 0 | 0 | 37.02 | 90.74 | 1825.88 | 76.89 | 6586.3392 | 450.28 | 11000.24 | 4065.02 | 15065.26
2010 | Large Hotel | 2A | 11345.29 | 0 | 311.62 | 3484.26 | 1267.39 | 246.21 | 1745.35 | 1788.85 | 985.33 | 693.78 | 103.79 | 1.5108 | 102.2792 | 0 | 0 | 260.92 | 90.76 | 1893.32 | 75.96 | 4541.2392 | 311.62 | 8953.77 | 3993.79 | 12947.56
2010 | Large Hotel | 2B | 11345.29 | 0 | 831.83 | 2591.65 | 1267.52 | 246.38 | 1745.35 | 1788.85 | 985.33 | 701.11 | 81.13 | 1.5108 | 79.6192 | 0 | 0 | 35.04 | 90.75 | 1897.9 | 75.28 | 3407.4192 | 831.83 | 7819.55 | 4518.59 | 12338.14
2010 | Large Hotel | 3A | 11345.29 | 0 | 767.52 | 2052.41 | 1267.53 | 246.34 | 1745.35 | 1788.85 | 985.33 | 635.98 | 84.75 | 1.5108 | 83.2392 | 0 | 0 | 236.82 | 90.76 | 2023.96 | 75.47 | 3008.4492 | 767.52 | 7420.73 | 4580.33 | 12001.06
2010 | Large Hotel | 3B | 11345.29 | 0 | 1740.49 | 1858 | 1267.58 | 246.33 | 1745.35 | 1788.85 | 985.33 | 659.33 | 75.67 | 1.5108 | 74.1592 | 0 | 0 | 0 | 90.75 | 1989.7 | 75.32 | 2591.4892 | 1740.49 | 7003.66 | 5519.04 | 12522.7
2010 | Large Hotel | 3C | 11345.29 | 0 | 1014.58 | 1196.64 | 1267.75 | 246.29 | 1745.35 | 1788.85 | 985.33 | 642.2 | 64.15 | 1.5108 | 62.6392 | 0 | 0 | 0 | 90.75 | 2037.87 | 76.04 | 1901.4792 | 1014.58 | 6314.51 | 4841.31 | 11155.82
2010 | Large Hotel | 4A | 11345.29 | 0 | 795.17 | 1426.56 | 1267.03 | 245.96 | 1745.35 | 1788.85 | 985.33 | 668.81 | 76.58 | 1.5108 | 75.0692 | 0 | 0 | 244.87 | 90.75 | 2127.57 | 75.67 | 2415.3092 | 795.17 | 6826.91 | 4711.6 | 11538.51
2010 | Large Hotel | 4B | 11345.29 | 0 | 2910.18 | 1262.41 | 1266.95 | 246.15 | 1745.35 | 1788.85 | 985.33 | 667.06 | 81.4 | 1.5108 | 79.8892 | 0 | 0 | 0 | 90.75 | 2097.6 | 75.04 | 2009.3592 | 2910.18 | 6420.45 | 6796.64 | 13217.09
2010 | Large Hotel | 4C | 11345.29 | 0 | 3605.91 | 551.37 | 1267.15 | 245.68 | 1745.35 | 1788.85 | 985.33 | 627.48 | 70.47 | 1.5108 | 68.9592 | 0 | 0 | 0 | 90.75 | 2159.29 | 75.61 | 1247.8092 | 3605.91 | 5659.19 | 7554.05 | 13213.24
2010 | Large Hotel | 5A | 11345.29 | 0 | 1221.5 | 900.36 | 1266.84 | 246.04 | 1745.35 | 1788.85 | 985.33 | 654.78 | 67.25 | 1.5108 | 65.7392 | 0 | 0 | 222.59 | 90.75 | 2216.06 | 75.58 | 1843.4692 | 1221.5 | 6254.88 | 5226.41 | 11481.29
2010 | Large Hotel | 5B | 11345.29 | 0 | 4654.91 | 942.31 | 1266.99 | 246.05 | 1745.35 | 1788.85 | 985.33 | 669.67 | 83.14 | 1.5108 | 81.6292 | 0 | 0 | 0 | 90.75 | 2190.68 | 74.91 | 1693.6092 | 4654.91 | 6104.5 | 8634.45 | 14738.95
2010 | Large Hotel | 5C | 11345.29 | 0 | 758.15 | 365.29 | 1267.06 | 245.66 | 1745.35 | 1788.85 | 985.33 | 640.78 | 53.1 | 1.5108 | 51.5892 | 0 | 0 | 236.69 | 90.74 | 2209.02 | 76.14 | 1294.3492 | 758.15 | 5706.14 | 4756.02 | 10462.16
2010 | Large Hotel | 6A | 11345.29 | 0 | 2192.92 | 933.23 | 1266.89 | 245.92 | 1745.35 | 1788.85 | 985.33 | 673.99 | 75.08 | 1.5108 | 73.5692 | 0 | 0 | 237.18 | 90.76 | 2282.02 | 75.2 | 1917.9692 | 2192.92 | 6328.94 | 6263.8 | 12592.74
2010 | Large Hotel | 6B | 11345.29 | 0 | 1636.67 | 634.19 | 1266.75 | 245.75 | 1745.35 | 1788.85 | 985.33 | 657.43 | 61.32 | 1.5108 | 59.8092 | 0 | 0 | 231.19 | 90.75 | 2264.8 | 75.07 | 1582.6192 | 1636.67 | 5993.13 | 5690.32 | 11683.45
2010 | Large Hotel | 7 | 11345.29 | 0 | 3110.56 | 738.94 | 1266.62 | 245.6 | 1745.35 | 1788.85 | 985.33 | 680.25 | 75.06 | 1.5108 | 73.5492 | 0 | 0 | 236.76 | 90.76 | 2360.42 | 74.85 | 1729.4992 | 3110.56 | 6139.52 | 7259.84 | 13399.36
2010 | Large Hotel | 8 | 11345.29 | 0 | 5353.59 | 404.21 | 1267.08 | 244.24 | 1745.35 | 1788.85 | 985.33 | 718.27 | 78.08 | 1.5108 | 76.5692 | 0 | 0 | 250.06 | 90.76 | 2465.42 | 74.47 | 1449.1092 | 5353.59 | 5857.84 | 9607.86 | 15465.7
2013 | Large Hotel | 0A | 11345.29 | 0 | 41.51 | 5219.05 | 911.72 | 246.53 | 1658.19 | 1788.85 | 981.58 | 599.87 | 120.84 | 1.5108 | 119.3292 | 0 | 0 | 320.22 | 90.76 | 1753.23 | 62.3 | 6258.4692 | 41.51 | 10211.06 | 3583.59 | 13794.65
2013 | Large Hotel | 0B | 11345.29 | 0 | 78.56 | 4569.4 | 912.09 | 246.57 | 1658.19 | 1788.85 | 981.58 | 565.35 | 114.28 | 1.5108 | 112.7692 | 0 | 0 | 310.24 | 90.75 | 1768.06 | 62.44 | 5557.7592 | 78.56 | 9510.89 | 3635.48 | 13146.37
2013 | Large Hotel | 1A | 11345.29 | 0 | 74.49 | 3650.72 | 913.23 | 246.6 | 1658.19 | 1788.85 | 981.58 | 567.7 | 94.19 | 1.5108 | 92.6792 | 0 | 0 | 310.1 | 90.76 | 1817.93 | 62.17 | 4621.1992 | 74.49 | 8575.24 | 3681.27 | 12256.51
2013 | Large Hotel | 1B | 11345.29 | 0 | 142.07 | 3583.94 | 912.98 | 246.29 | 1658.19 | 1788.85 | 981.58 | 550.13 | 101.62 | 1.5108 | 100.1092 | 0 | 0 | 310.85 | 90.75 | 1826.01 | 62.35 | 4545.0292 | 142.07 | 8498.68 | 3756.93 | 12255.61
2013 | Large Hotel | 2A | 11345.29 | 0 | 384.98 | 3106.01 | 912.43 | 246.21 | 1658.19 | 1788.85 | 981.58 | 548.73 | 97.35 | 1.5108 | 95.8392 | 0 | 0 | 243.12 | 90.76 | 1893.46 | 61.88 | 3993.6992 | 384.98 | 7946.26 | 4067.29 | 12013.55
2013 | Large Hotel | 2B | 11345.29 | 0 | 243.41 | 1976.58 | 912.74 | 246.38 | 1658.19 | 1788.85 | 981.58 | 551.02 | 70.33 | 1.5108 | 68.8192 | 0 | 0 | 204.53 | 90.75 | 1897.91 | 61.41 | 2800.9492 | 243.41 | 6753.52 | 3930.17 | 10683.69
2013 | Large Hotel | 3A | 11345.29 | 0 | 801.37 | 1824.46 | 912.85 | 246.34 | 1658.19 | 1788.85 | 981.58 | 528.36 | 79.63 | 1.5108 | 78.1192 | 0 | 0 | 216 | 90.76 | 2024.09 | 61.4 | 2646.9392 | 801.37 | 6599.58 | 4614.32 | 11213.9
2013 | Large Hotel | 3B | 11345.29 | 0 | 352.94 | 1456.76 | 912.68 | 246.33 | 1658.19 | 1788.85 | 981.58 | 549.08 | 62.41 | 1.5108 | 60.8992 | 0 | 0 | 202.94 | 90.75 | 1989.88 | 61.58 | 2269.6792 | 352.94 | 6222.29 | 4131.68 | 10353.97
2013 | Large Hotel | 3C | 11345.29 | 0 | 1054.05 | 1020 | 912.79 | 246.29 | 1658.19 | 1788.85 | 981.58 | 555.86 | 59.19 | 1.5108 | 57.6792 | 0 | 0 | 0 | 90.76 | 2038 | 61.97 | 1633.5392 | 1054.05 | 5586.62 | 4880.91 | 10467.53
2013 | Large Hotel | 4A | 11345.29 | 0 | 771.89 | 1250.09 | 911.2 | 245.96 | 1658.19 | 1788.85 | 981.58 | 568.37 | 71.31 | 1.5108 | 69.7992 | 0 | 0 | 245.59 | 90.75 | 2127.54 | 61.66 | 2133.8492 | 771.89 | 6084.7 | 4688.28 | 10772.98
2013 | Large Hotel | 4B | 11345.29 | 0 | 406.77 | 1020.08 | 910.82 | 246.15 | 1658.19 | 1788.85 | 981.58 | 576.41 | 61.2 | 1.5108 | 59.6892 | 0 | 0 | 197.32 | 90.74 | 2097.19 | 61.52 | 1853.4992 | 406.77 | 5804.01 | 4292.82 | 10096.83
2013 | Large Hotel | 4C | 11345.29 | 0 | 719.78 | 444.59 | 911.78 | 245.68 | 1658.19 | 1788.85 | 981.58 | 561.31 | 52.77 | 1.5108 | 51.2592 | 0 | 0 | 211.21 | 90.75 | 2158.86 | 62.04 | 1268.3692 | 719.78 | 5219.9 | 4667.49 | 9887.39
2013 | Large Hotel | 5A | 11345.29 | 0 | 1244.91 | 769.45 | 910.93 | 246.04 | 1658.19 | 1788.85 | 981.58 | 569.9 | 62.71 | 1.5108 | 61.1992 | 0 | 0 | 223.21 | 90.75 | 2216.2 | 61.54 | 1623.7592 | 1244.91 | 5574.31 | 5249.95 | 10824.26
2013 | Large Hotel | 5B | 11345.29 | 0 | 750.35 | 754.04 | 910.94 | 246.05 | 1658.19 | 1788.85 | 981.58 | 569.16 | 55.95 | 1.5108 | 54.4392 | 0 | 0 | 209.02 | 90.75 | 2190.58 | 61.39 | 1586.6592 | 750.35 | 5537.05 | 4729.78 | 10266.83
2013 | Large Hotel | 5C | 11345.29 | 0 | 761.13 | 269.61 | 911.29 | 245.66 | 1658.19 | 1788.85 | 981.58 | 571.96 | 46.95 | 1.5108 | 45.4392 | 0 | 0 | 238.9 | 90.74 | 2209.17 | 62.12 | 1125.9092 | 761.13 | 5077.01 | 4759.15 | 9836.16
2013 | Large Hotel | 6A | 11345.29 | 0 | 2175.64 | 804.94 | 910.93 | 245.92 | 1658.19 | 1788.85 | 981.58 | 572.57 | 70.62 | 1.5108 | 69.1092 | 0 | 0 | 236.84 | 90.76 | 2282.06 | 61.15 | 1683.4592 | 2175.64 | 5633.51 | 6246.55 | 11880.06
2013 | Large Hotel | 6B | 11345.29 | 0 | 1623.4 | 520.24 | 910.58 | 245.75 | 1658.19 | 1788.85 | 981.58 | 556.89 | 56.57 | 1.5108 | 55.0592 | 0 | 0 | 231.44 | 90.75 | 2264.91 | 61.04 | 1363.6292 | 1623.4 | 5313.02 | 5677.17 | 10990.19
2013 | Large Hotel | 7 | 11345.29 | 0 | 3089.52 | 622.63 | 910.31 | 245.6 | 1658.19 | 1788.85 | 981.58 | 572.93 | 70.35 | 1.5108 | 68.8392 | 0 | 0 | 237.7 | 90.76 | 2360.3 | 60.79 | 1502.0992 | 3089.52 | 5450.85 | 7238.68 | 12689.53
2013 | Large Hotel | 8 | 11345.29 | 0 | 5026.74 | 325.84 | 911.4 | 244.24 | 1658.19 | 1788.85 | 981.58 | 582.09 | 72.13 | 1.5108 | 70.6192 | 0 | 0 | 249.45 | 90.76 | 2465.56 | 60.44 | 1227.9992 | 5026.74 | 5176.12 | 9281.16 | 14457.28
2016 | Large Hotel | 0A | 11345.29 | 0 | 33.93 | 4979.11 | 827.43 | 183.06 | 1658.19 | 1788.85 | 972.27 | 537.13 | 94.36 | 1.5108 | 92.8492 | 0 | 0 | 302.08 | 90.76 | 1750.66 | 62.38 | 5911.1692 | 33.93 | 9706.75 | 3573.44 | 13280.19
2016 | Large Hotel | 0B | 11345.29 | 0 | 70.52 | 4402.38 | 827.8 | 183.09 | 1658.19 | 1788.85 | 972.27 | 504.08 | 88.93 | 1.5108 | 87.4192 | 0 | 0 | 294.14 | 90.75 | 1748.9 | 62.5 | 5288.0192 | 70.52 | 9084.13 | 3608.28 | 12692.41
2016 | Large Hotel | 1A | 11345.29 | 0 | 61.73 | 3484.63 | 828.27 | 183.11 | 1658.19 | 1788.85 | 972.27 | 510.26 | 74.46 | 1.5108 | 72.9492 | 0 | 0 | 294.43 | 90.76 | 1815.6 | 62.24 | 4362.2692 | 61.73 | 8158.62 | 3666.18 | 11824.8
2016 | Large Hotel | 1B | 11345.29 | 0 | 127.03 | 3469.7 | 828.05 | 182.88 | 1658.19 | 1788.85 | 972.27 | 491.09 | 78.72 | 1.5108 | 77.2092 | 0 | 0 | 294.78 | 90.75 | 1819.01 | 62.41 | 4332.7792 | 127.03 | 8128.84 | 3734.89 | 11863.73
2016 | Large Hotel | 2A | 11345.29 | 0 | 388.44 | 2987.29 | 827.57 | 182.82 | 1658.19 | 1788.85 | 972.27 | 494.55 | 77.66 | 1.5108 | 76.1492 | 0 | 0 | 218.3 | 90.76 | 1892.46 | 61.93 | 3776.2892 | 388.44 | 7571.34 | 4069.76 | 11641.1
2016 | Large Hotel | 2B | 11345.29 | 0 | 303.86 | 1926.71 | 827.83 | 182.95 | 1658.19 | 1788.85 | 972.27 | 515.49 | 56.96 | 1.5108 | 55.4492 | 0 | 0 | 181.66 | 90.75 | 1896.97 | 61.43 | 2679.3092 | 303.86 | 6474.25 | 3989.68 | 10463.93
2016 | Large Hotel | 3A | 11345.29 | 0 | 782.58 | 1765.71 | 827.93 | 182.92 | 1658.19 | 1788.85 | 972.27 | 473.2 | 64.01 | 1.5108 | 62.4992 | 0 | 0 | 183.67 | 90.76 | 2023.45 | 61.45 | 2485.0792 | 782.58 | 6280.1 | 4594.88 | 10874.98
2016 | Large Hotel | 3B | 11345.29 | 0 | 438.94 | 1423.35 | 827.78 | 182.91 | 1658.19 | 1788.85 | 972.27 | 526.05 | 51.54 | 1.5108 | 50.0292 | 0 | 0 | 173.85 | 90.75 | 1989.25 | 61.53 | 2173.2792 | 438.94 | 5968.22 | 4217.04 | 10185.26
2016 | Large Hotel | 3C | 11345.29 | 0 | 942.7 | 1008.63 | 827.86 | 182.88 | 1658.19 | 1788.85 | 972.27 | 504.61 | 49.12 | 1.5108 | 47.6092 | 0 | 0 | 0 | 90.75 | 2038.31 | 62.05 | 1560.8492 | 942.7 | 5356.35 | 4769.86 | 10126.21
2016 | Large Hotel | 4A | 11345.29 | 0 | 755.95 | 1202.24 | 826.92 | 182.64 | 1658.19 | 1788.85 | 972.26 | 512.34 | 54.51 | 1.5108 | 52.9992 | 0 | 0 | 221.42 | 90.75 | 2126.58 | 61.67 | 1988.9992 | 755.95 | 5782.95 | 4671.38 | 10454.33
2016 | Large Hotel | 4B | 11345.29 | 0 | 507.76 | 986.95 | 826.58 | 182.78 | 1658.19 | 1788.85 | 972.26 | 546.72 | 50.38 | 1.5108 | 48.8692 | 0 | 0 | 171.09 | 90.75 | 2096.87 | 61.43 | 1753.6292 | 507.76 | 5547.13 | 4393.48 | 9940.61
2016 | Large Hotel | 4C | 11345.29 | 0 | 732.84 | 446.43 | 827.54 | 182.43 | 1658.19 | 1788.85 | 972.26 | 502.01 | 40.61 | 1.5108 | 39.0992 | 0 | 0 | 172.04 | 90.75 | 2157.81 | 61.93 | 1159.5792 | 732.84 | 4954.19 | 4679.5 | 9633.69
2016 | Large Hotel | 5A | 11345.29 | 0 | 1190.23 | 755 | 826.49 | 182.7 | 1658.19 | 1788.85 | 972.26 | 511.52 | 49.58 | 1.5108 | 48.0692 | 0 | 0 | 200.25 | 90.75 | 2214.53 | 61.56 | 1514.8392 | 1190.23 | 5308.31 | 5193.61 | 10501.92
2016 | Large Hotel | 5B | 11345.29 | 0 | 836.88 | 745.85 | 826.46 | 182.7 | 1658.19 | 1788.85 | 972.26 | 548.49 | 46.39 | 1.5108 | 44.8792 | 0 | 0 | 190.6 | 90.74 | 2189.17 | 61.37 | 1529.8192 | 836.88 | 5323.05 | 4814.9 | 10137.95
2016 | Large Hotel | 5C | 11345.29 | 0 | 756.96 | 289.81 | 826.79 | 182.42 | 1658.19 | 1788.85 | 972.26 | 510.82 | 36.44 | 1.5108 | 34.9292 | 0 | 0 | 202.13 | 90.75 | 2207.47 | 61.97 | 1037.6892 | 756.96 | 4831.58 | 4753.29 | 9584.87
2016 | Large Hotel | 6A | 11345.29 | 0 | 2026.25 | 801.69 | 826.27 | 182.61 | 1658.19 | 1788.85 | 972.26 | 512.52 | 41.93 | 1.5108 | 40.4192 | 0 | 0 | 207.89 | 90.76 | 2279.8 | 61.19 | 1562.5192 | 2026.25 | 5355.32 | 6094.9 | 11450.22
2016 | Large Hotel | 6B | 11345.29 | 0 | 1588.11 | 540.89 | 825.96 | 182.48 | 1658.19 | 1788.85 | 972.26 | 525.24 | 36.14 | 1.5108 | 34.6292 | 0 | 0 | 204.83 | 90.75 | 2262.61 | 61.05 | 1305.5892 | 1588.11 | 5097.8 | 5639.57 | 10737.37
2016 | Large Hotel | 7 | 11345.29 | 0 | 2863.04 | 636.08 | 825.74 | 182.37 | 1658.19 | 1788.85 | 972.26 | 509.6 | 66.34 | 1.5108 | 64.8292 | 0 | 0 | 215.55 | 90.76 | 2357.35 | 60.85 | 1426.0592 | 2863.04 | 5217.75 | 7009.25 | 12227
2016 | Large Hotel | 8 | 11345.29 | 0 | 4568.22 | 365.07 | 826.67 | 181.36 | 1658.19 | 1788.85 | 972.26 | 512.66 | 55.35 | 1.5108 | 53.8392 | 0 | 0 | 224.77 | 90.76 | 2461.4 | 60.53 | 1156.3392 | 4568.22 | 4947.63 | 8818.47 | 13766.1
2019 | Large Hotel | 0A | 11345.29 | 0 | 0.08 | 4511.89 | 526.58 | 183.06 | 1648.47 | 1788.85 | 971.97 | 797.94 | 93.74 | 1.5108 | 92.2292 | 0 | 0 | 141.73 | 90.57 | 1749.02 | 48.46 | 5543.7892 | 0.08 | 9014.41 | 3537.95 | 12552.36
2019 | Large Hotel | 0B | 11345.29 | 0 | 2.25 | 3849.94 | 526.69 | 183.09 | 1648.47 | 1788.85 | 971.97 | 765.87 | 85.43 | 1.5108 | 83.9192 | 0 | 0 | 133.96 | 90.59 | 1747.26 | 47.91 | 4833.6892 | 2.25 | 8303.91 | 3538.37 | 11842.28
2019 | Large Hotel | 1A | 11345.29 | 0 | 0.26 | 2935.6 | 527.31 | 183.11 | 1648.47 | 1788.85 | 971.97 | 724.89 | 68.98 | 1.5108 | 67.4692 | 0 | 0 | 134.36 | 90.57 | 1813.98 | 48.37 | 3862.3192 | 0.26 | 7333.63 | 3603.09 | 10936.72
2019 | Large Hotel | 1B | 11345.29 | 0 | 55.61 | 3038.01 | 527.13 | 182.88 | 1648.47 | 1788.85 | 971.97 | 740.04 | 74.92 | 1.5108 | 73.4092 | 0 | 0 | 134.91 | 90.59 | 1816.97 | 47.92 | 3986.3692 | 55.61 | 7456.83 | 3661.43 | 11118.26
2019 | Large Hotel | 2A | 11345.29 | 0 | 40.49 | 2473.64 | 526.5 | 182.82 | 1648.47 | 1788.85 | 971.97 | 696.58 | 70.11 | 1.5108 | 68.5992 | 0 | 0 | 107.61 | 90.57 | 1890.33 | 48.47 | 3346.4292 | 40.49 | 6816.75 | 3719.68 | 10536.43
2019 | Large Hotel | 2B | 11345.29 | 0 | 44.76 | 1674.73 | 526.64 | 182.95 | 1648.47 | 1788.85 | 971.97 | 762.6 | 51.18 | 1.5108 | 49.6692 | 0 | 0 | 93.19 | 90.58 | 1895.15 | 47.9 | 2580.1892 | 44.76 | 6050.2 | 3728.76 | 9778.96
2019 | Large Hotel | 3A | 11345.29 | 0 | 208.8 | 1389.12 | 526.62 | 182.92 | 1648.47 | 1788.85 | 971.97 | 660.78 | 56.34 | 1.5108 | 54.8292 | 0 | 0 | 99.81 | 90.58 | 2020.7 | 48.25 | 2204.5392 | 208.8 | 5674.84 | 4018.35 | 9693.19
2019 | Large Hotel | 3B | 11345.29 | 0 | 99.63 | 1207.86 | 526.69 | 182.91 | 1648.47 | 1788.85 | 971.97 | 793.27 | 46.78 | 1.5108 | 45.2692 | 0 | 0 | 91.61 | 90.56 | 1986.61 | 48.66 | 2138.0092 | 99.63 | 5608.76 | 3875.1 | 9483.86
2019 | Large Hotel | 3C | 11345.29 | 0 | 656.62 | 804.01 | 526.87 | 182.88 | 1648.47 | 1788.85 | 971.97 | 616.93 | 43.39 | 1.5108 | 41.8792 | 0 | 0 | 0 | 90.63 | 2037.09 | 47.25 | 1462.8192 | 656.62 | 4932.39 | 4482.56 | 9414.95
2019 | Large Hotel | 4A | 11345.29 | 0 | 345.75 | 960.62 | 526.25 | 182.64 | 1648.47 | 1788.85 | 971.97 | 667.87 | 52.47 | 1.5108 | 50.9592 | 0 | 0 | 107.08 | 90.56 | 2123.02 | 48.71 | 1786.5292 | 345.75 | 5256.62 | 4257.62 | 9514.24
2019 | Large Hotel | 4B | 11345.29 | 0 | 144.87 | 837.47 | 526.04 | 182.78 | 1648.47 | 1788.85 | 971.97 | 860.01 | 47.72 | 1.5108 | 46.2092 | 0 | 0 | 95.34 | 90.55 | 2093.89 | 48.66 | 1839.0292 | 144.87 | 5309 | 4027.61 | 9336.61
2019 | Large Hotel | 4C | 11345.29 | 0 | 248.43 | 338.78 | 526.44 | 182.43 | 1648.47 | 1788.85 | 971.97 | 645.29 | 37.71 | 1.5108 | 36.1992 | 0 | 0 | 107.49 | 90.56 | 2154.16 | 48.76 | 1127.7592 | 248.43 | 4597.89 | 4191.44 | 8789.33
2019 | Large Hotel | 5A | 11345.29 | 0 | 596.91 | 600.66 | 525.89 | 182.7 | 1648.47 | 1788.85 | 971.97 | 654.93 | 49.49 | 1.5108 | 47.9792 | 0 | 0 | 101.13 | 90.57 | 2210.64 | 48.46 | 1404.6992 | 596.91 | 4874.25 | 4596.41 | 9470.66
2019 | Large Hotel | 5B | 11345.29 | 0 | 367.38 | 640.99 | 526.02 | 182.7 | 1648.47 | 1788.85 | 971.97 | 836.53 | 45.72 | 1.5108 | 44.2092 | 0 | 0 | 103.39 | 90.56 | 2185.81 | 48.34 | 1625.1192 | 367.38 | 5094.68 | 4342.04 | 9436.72
2019 | Large Hotel | 5C | 11345.29 | 0 | 258.99 | 233.15 | 526.18 | 182.42 | 1648.47 | 1788.85 | 971.97 | 645.74 | 48.38 | 1.5108 | 46.8692 | 0 | 0 | 121.17 | 90.55 | 2203.21 | 48.78 | 1046.9292 | 258.99 | 4516.8 | 4251.05 | 8767.85
2019 | Large Hotel | 6A | 11345.29 | 0 | 1112.79 | 616.78 | 525.93 | 182.61 | 1648.47 | 1788.85 | 971.97 | 664.24 | 36.92 | 1.5108 | 35.4092 | 0 | 0 | 106.48 | 90.56 | 2275.68 | 48.5 | 1422.9092 | 1112.79 | 4892.46 | 5177.32 | 10069.78
2019 | Large Hotel | 6B | 11345.29 | 0 | 809.16 | 433.47 | 525.73 | 182.48 | 1648.47 | 1788.85 | 971.97 | 747.05 | 31.27 | 1.5108 | 29.7592 | 0 | 0 | 112.1 | 90.56 | 2258.75 | 48.41 | 1322.3792 | 809.16 | 4791.51 | 4856.77 | 9648.28
2019 | Large Hotel | 7 | 11345.29 | 0 | 1576.81 | 488.81 | 525.71 | 182.37 | 1648.47 | 1788.85 | 971.97 | 649.45 | 52.13 | 1.5108 | 50.6192 | 0 | 0 | 110.6 | 90.57 | 2352.75 | 48.31 | 1299.4792 | 1576.81 | 4768.37 | 5718.42 | 10486.79
2019 | Large Hotel | 8 | 11345.29 | 0 | 2555.76 | 284.91 | 526.18 | 181.36 | 1648.47 | 1788.85 | 971.97 | 614.68 | 43.84 | 1.5108 | 42.3292 | 0 | 0 | 119.74 | 90.57 | 2457.46 | 48.16 | 1061.6592 | 2555.76 | 4529.86 | 6802.07 | 11331.93
2004 | Small Hotel | 0A | 4013.58 | 0 | 0 | 1355.81 | 498.05 | 95.41 | 601.94 | 421.49 | 0 | 323.57 | 0.26 | 0.26 | 0 | 0 | 0 | 0 | 0 | 461.8 | 0 | 1679.38 | 0 | 2875.05 | 883.29 | 3758.34
2004 | Small Hotel | 0B | 4013.58 | 0.04 | 0 | 1223.05 | 498.05 | 95.43 | 601.94 | 421.49 | 0 | 332.98 | 0.26 | 0.26 | 0 | 0 | 0 | 0 | 0 | 460.83 | 0 | 1556.07 | 0 | 2751.76 | 882.32 | 3634.08
2004 | Small Hotel | 1A | 4013.58 | 0 | 0 | 981.87 | 498.05 | 95.44 | 601.94 | 421.49 | 0 | 319.92 | 0.26 | 0.26 | 0 | 0 | 0 | 0 | 0 | 481.16 | 0 | 1301.79 | 0 | 2497.48 | 902.65 | 3400.13
2004 | Small Hotel | 1B | 4013.58 | 10.1 | 3.57 | 1013.68 | 498.05 | 95.32 | 601.94 | 421.49 | 0 | 327.72 | 0.26 | 0.26 | 0 | 0 | 0 | 0 | 0 | 481.53 | 0 | 1351.5 | 3.57 | 2547.08 | 906.59 | 3453.67
2004 | Small Hotel | 2A | 4013.58 | 24.38 | 12.4 | 847.65 | 498.05 | 95.29 | 601.94 | 421.49 | 0 | 320.32 | 0.26 | 0.26 | 0 | 0 | 0 | 0 | 0 | 503.38 | 0 | 1192.35 | 12.4 | 2387.89 | 937.27 | 3325.16
2004 | Small Hotel | 2B | 4013.58 | 27.03 | 8.98 | 677.66 | 498.05 | 95.36 | 601.94 | 421.49 | 0 | 336.36 | 0.26 | 0.26 | 0 | 0 | 0 | 0 | 0 | 506.92 | 0 | 1041.05 | 8.98 | 2236.66 | 937.39 | 3174.05
2004 | Small Hotel | 3A | 4013.58 | 124.22 | 69.72 | 544.11 | 498.05 | 95.34 | 601.94 | 421.49 | 0 | 318.46 | 0.26 | 0.26 | 0 | 0 | 0 | 0 | 0 | 556.6 | 0 | 986.79 | 69.72 | 2182.38 | 1047.81 | 3230.19
2004 | Small Hotel | 3B | 4013.58 | 57.18 | 32.79 | 527.96 | 498.05 | 95.34 | 601.94 | 421.49 | 0 | 333.06 | 0.26 | 0.26 | 0 | 0 | 0 | 0 | 0 | 542.07 | 0 | 918.2 | 32.79 | 2113.79 | 996.35 | 3110.14
2004 | Small Hotel | 3C | 4013.58 | 16.58 | 10.64 | 457.05 | 498.05 | 95.32 | 601.94 | 421.49 | 0 | 320.17 | 0.26 | 0.26 | 0 | 0 | 0 | 0 | 0 | 554.43 | 0 | 793.8 | 10.64 | 1989.38 | 986.55 | 2975.93
2004 | Small Hotel | 4A | 4013.58 | 294.8 | 166.35 | 378.7 | 498.05 | 95.19 | 601.94 | 421.49 | 0 | 313.59 | 0.26 | 0.26 | 0 | 0 | 0 | 0 | 0 | 603.7 | 0 | 987.09 | 166.35 | 2182.54 | 1191.54 | 3374.08
2004 | Small Hotel | 4B | 4013.58 | 133.72 | 76.83 | 381.05 | 498.05 | 95.27 | 601.94 | 421.49 | 0 | 337.96 | 0.26 | 0.26 | 0 | 0 | 0 | 0 | 0 | 588.89 | 0 | 852.73 | 76.83 | 2048.25 | 1087.21 | 3135.46
2004 | Small Hotel | 4C | 4013.58 | 170.35 | 116.1 | 237.87 | 498.05 | 95.08 | 601.94 | 421.49 | 0 | 312.32 | 0.26 | 0.26 | 0 | 0 | 0 | 0 | 0 | 619.12 | 0 | 720.54 | 116.1 | 1915.87 | 1156.7 | 3072.57
2004 | Small Hotel | 5A | 4013.58 | 471.98 | 244.29 | 270.98 | 498.05 | 95.22 | 601.94 | 421.49 | 0 | 311.65 | 0.26 | 0.26 | 0 | 0 | 0 | 0 | 0 | 649.98 | 0 | 1054.61 | 244.29 | 2250.09 | 1315.76 | 3565.85
2004 | Small Hotel | 5B | 4013.58 | 280.49 | 147.4 | 303.79 | 498.05 | 95.23 | 601.94 | 421.49 | 0 | 333.42 | 0.26 | 0.26 | 0 | 0 | 0 | 0 | 0 | 635.97 | 0 | 917.7 | 147.4 | 2113.18 | 1204.86 | 3318.04
2004 | Small Hotel | 5C | 4013.58 | 188.83 | 138.52 | 199.43 | 498.05 | 95.08 | 601.94 | 421.49 | 0 | 308.57 | 0.26 | 0.26 | 0 | 0 | 0 | 0 | 0 | 645.74 | 0 | 696.83 | 138.52 | 1892.16 | 1205.75 | 3097.91
2004 | Small Hotel | 6A | 4013.58 | 731.51 | 358.91 | 269.07 | 498.05 | 95.18 | 601.94 | 421.49 | 0 | 315.33 | 0.26 | 0.26 | 0 | 0 | 0 | 0 | 0 | 685.72 | 0 | 1315.91 | 358.91 | 2511.34 | 1466.12 | 3977.46
2004 | Small Hotel | 6B | 4013.58 | 497.93 | 255.13 | 222.37 | 498.05 | 95.11 | 601.94 | 421.49 | 0 | 325.07 | 0.26 | 0.26 | 0 | 0 | 0 | 0 | 0 | 676.37 | 0 | 1045.37 | 255.13 | 2240.74 | 1352.99 | 3593.73
2004 | Small Hotel | 7 | 4013.58 | 866.15 | 443.86 | 225.9 | 498.05 | 95.05 | 601.94 | 421.49 | 0 | 314.36 | 0.26 | 0.26 | 0 | 0 | 0 | 0 | 0 | 727.74 | 0 | 1406.41 | 443.86 | 2601.71 | 1593.09 | 4194.8
2004 | Small Hotel | 8 | 4013.58 | 1071.25 | 608.01 | 149.86 | 498.05 | 94.53 | 601.94 | 421.49 | 0 | 311.16 | 0.26 | 0.26 | 0 | 0 | 0 | 0 | 0 | 784.8 | 0 | 1532.27 | 608.01 | 2727.05 | 1814.3 | 4541.35
2007 | Small Hotel | 0A | 4013.58 | 0 | 0 | 1173.78 | 498.05 | 95.41 | 601.94 | 421.49 | 0 | 322.07 | 0.26 | 0.26 | 0 | 0 | 0 | 0 | 0 | 461.78 | 0 | 1495.85 | 0 | 2691.52 | 883.27 | 3574.79
2007 | Small Hotel | 0B | 4013.58 | 0.08 | 0 | 1077.37 | 498.05 | 95.43 | 601.94 | 421.49 | 0 | 331.27 | 0.26 | 0.26 | 0 | 0 | 0 | 0 | 0 | 460.81 | 0 | 1408.72 | 0 | 2604.4 | 882.3 | 3486.7
2007 | Small Hotel | 1A | 4013.58 | 0 | 0 | 886.2 | 498.05 | 95.44 | 601.94 | 421.49 | 0 | 319.63 | 0.26 | 0.26 | 0 | 0 | 0 | 0 | 0 | 481.14 | 0 | 1205.83 | 0 | 2401.53 | 902.63 | 3304.16
2007 | Small Hotel | 1B | 4013.58 | 4.34 | 0.04 | 905.89 | 498.05 | 95.32 | 601.94 | 421.49 | 0 | 326.72 | 0.26 | 0.26 | 0 | 0 | 0 | 0 | 0 | 481.48 | 0 | 1236.95 | 0.04 | 2432.52 | 903.01 | 3335.53
2007 | Small Hotel | 2A | 4013.58 | 8.62 | 1.04 | 759.19 | 498.05 | 95.29 | 601.94 | 421.49 | 0 | 318.4 | 0.26 | 0.26 | 0 | 0 | 0 | 0 | 0 | 503.15 | 0 | 1086.21 | 1.04 | 2281.74 | 925.67 | 3207.41
2007 | Small Hotel | 2B | 4013.58 | 8.15 | 0.47 | 626.71 | 498.05 | 95.36 | 601.94 | 421.49 | 0 | 334.35 | 0.26 | 0.26 | 0 | 0 | 0 | 0 | 0 | 506.67 | 0 | 969.21 | 0.47 | 2164.82 | 928.63 | 3093.45
2007 | Small Hotel | 3A | 4013.58 | 69.67 | 16.23 | 509.33 | 498.05 | 95.34 | 601.94 | 421.49 | 0 | 316.21 | 0.26 | 0.26 | 0 | 0 | 0 | 0 | 0 | 556.22 | 0 | 895.21 | 16.23 | 2090.8 | 993.94 | 3084.74
2007 | Small Hotel | 3B | 4013.58 | 25.5 | 2.75 | 489.65 | 498.05 | 95.34 | 601.94 | 421.49 | 0 | 330.51 | 0.26 | 0.26 | 0 | 0 | 0 | 0 | 0 | 541.69 | 0 | 845.66 | 2.75 | 2041.25 | 965.93 | 3007.18
2007 | Small Hotel | 3C | 4013.58 | 5.04 | 0.32 | 415.92 | 498.05 | 95.32 | 601.94 | 421.49 | 0 | 311.9 | 0.26 | 0.26 | 0 | 0 | 0 | 0 | 0 | 553.9 | 0 | 732.86 | 0.32 | 1928.44 | 975.71 | 2904.15
2007 | Small Hotel | 4A | 4013.58 | 172.34 | 46.06 | 379.48 | 498.05 | 95.19 | 601.94 | 421.49 | 0 | 311.33 | 0.26 | 0.26 | 0 | 0 | 0 | 0 | 0 | 602.94 | 0 | 863.15 | 46.06 | 2058.6 | 1070.49 | 3129.09
2007 | Small Hotel | 4B | 4013.58 | 64.87 | 9.7 | 380.01 | 498.05 | 95.27 | 601.94 | 421.49 | 0 | 335 | 0.26 | 0.26 | 0 | 0 | 0 | 0 | 0 | 588.18 | 0 | 779.88 | 9.7 | 1975.4 | 1019.37 | 2994.77
2007 | Small Hotel | 4C | 4013.58 | 82.53 | 20.8 | 263.63 | 498.05 | 95.08 | 601.94 | 421.49 | 0 | 310.85 | 0.26 | 0.26 | 0 | 0 | 0 | 0 | 0 | 618.3 | 0 | 657.01 | 20.8 | 1852.34 | 1060.58 | 2912.92
2007 | Small Hotel | 5A | 4013.58 | 299.24 | 84.68 | 283.62 | 498.05 | 95.22 | 601.94 | 421.49 | 0 | 311.28 | 0.26 | 0.26 | 0 | 0 | 0 | 0 | 0 | 649.5 | 0 | 894.14 | 84.68 | 2089.62 | 1155.67 | 3245.29
2007 | Small Hotel | 5B | 4013.58 | 159.32 | 35.53 | 320.05 | 498.05 | 95.23 | 601.94 | 421.49 | 0 | 332.89 | 0.26 | 0.26 | 0 | 0 | 0 | 0 | 0 | 635.44 | 0 | 812.26 | 35.53 | 2007.74 | 1092.46 | 3100.2
2007 | Small Hotel | 5C | 4013.58 | 85.98 | 27 | 233.31 | 498.05 | 95.08 | 601.94 | 421.49 | 0 | 308.63 | 0.26 | 0.26 | 0 | 0 | 0 | 0 | 0 | 645.11 | 0 | 627.92 | 27 | 1823.25 | 1093.6 | 2916.85
2007 | Small Hotel | 6A | 4013.58 | 497.28 | 137.85 | 280.86 | 498.05 | 95.18 | 601.94 | 421.49 | 0 | 316.58 | 0.26 | 0.26 | 0 | 0 | 0 | 0 | 0 | 685.03 | 0 | 1094.72 | 137.85 | 2290.16 | 1244.37 | 3534.53
2007 | Small Hotel | 6B | 4013.58 | 311.93 | 78.62 | 246.73 | 498.05 | 95.11 | 601.94 | 421.49 | 0 | 326.4 | 0.26 | 0.26 | 0 | 0 | 0 | 0 | 0 | 675.58 | 0 | 885.06 | 78.62 | 2080.42 | 1175.69 | 3256.11
2007 | Small Hotel | 7 | 4013.58 | 539.75 | 176.49 | 243.02 | 498.05 | 95.05 | 601.94 | 421.49 | 0 | 315.41 | 0.26 | 0.26 | 0 | 0 | 0 | 0 | 0 | 727.05 | 0 | 1098.18 | 176.49 | 2293.49 | 1325.03 | 3618.52
2007 | Small Hotel | 8 | 4013.58 | 728.95 | 268.21 | 164.31 | 498.05 | 94.53 | 601.94 | 421.49 | 0 | 311.62 | 0.26 | 0.26 | 0 | 0 | 0 | 0 | 0 | 784.48 | 0 | 1204.88 | 268.21 | 2399.66 | 1474.18 | 3873.84
2010 | Small Hotel | 0A | 4013.58 | 0 | 0 | 1027.62 | 418.28 | 65.91 | 591.01 | 421.49 | 0 | 309.95 | 0.26 | 0.26 | 0 | 0 | 0 | 0 | 0 | 457.56 | 0 | 1337.57 | 0 | 2413.03 | 879.05 | 3292.08
2010 | Small Hotel | 0B | 4013.58 | 0.12 | 0 | 943.81 | 418.28 | 65.92 | 591.01 | 421.49 | 0 | 320.35 | 0.26 | 0.26 | 0 | 0 | 0 | 0 | 0 | 456.51 | 0 | 1264.28 | 0 | 2339.75 | 878 | 3217.75
2010 | Small Hotel | 1A | 4013.58 | 0.02 | 0 | 762.62 | 418.28 | 65.93 | 591.01 | 421.49 | 0 | 305.27 | 0.26 | 0.26 | 0 | 0 | 0 | 0 | 0 | 476.82 | 0 | 1067.91 | 0 | 2143.38 | 898.31 | 3041.69
2010 | Small Hotel | 1B | 4013.58 | 4.75 | 0.17 | 793.96 | 418.28 | 65.84 | 591.01 | 421.49 | 0 | 316.95 | 0.26 | 0.26 | 0 | 0 | 0 | 0 | 0 | 477.52 | 0 | 1115.66 | 0.17 | 2191.05 | 899.18 | 3090.23
2010 | Small Hotel | 2A | 4013.58 | 8.33 | 1.6 | 649.51 | 418.28 | 65.82 | 591.01 | 421.49 | 0 | 306.59 | 0.26 | 0.26 | 0 | 0 | 0 | 0 | 0 | 499.5 | 0 | 964.43 | 1.6 | 2039.8 | 922.59 | 2962.39
2010 | Small Hotel | 2B | 4013.58 | 7.94 | 0.86 | 519.2 | 418.28 | 65.87 | 591.01 | 421.49 | 0 | 320.13 | 0.26 | 0.26 | 0 | 0 | 0 | 0 | 0 | 503.62 | 0 | 847.27 | 0.86 | 1922.69 | 925.97 | 2848.66
2010 | Small Hotel | 3A | 4013.58 | 64.4 | 19.09 | 423.98 | 412.73 | 65.86 | 591.01 | 421.49 | 0 | 304.68 | 0.26 | 0.26 | 0 | 0 | 0 | 0 | 0 | 554.29 | 0 | 793.06 | 19.09 | 1862.92 | 994.87 | 2857.79
2010 | Small Hotel | 3B | 4013.58 | 25.95 | 4.7 | 417.16 | 412.62 | 65.85 | 591.01 | 421.49 | 0 | 317.57 | 0.26 | 0.26 | 0 | 0 | 0 | 0 | 0 | 539.53 | 0 | 760.68 | 4.7 | 1830.43 | 965.72 | 2796.15
2010 | Small Hotel | 3C | 4013.58 | 5.11 | 0.74 | 338.68 | 418.28 | 65.84 | 591.01 | 421.49 | 0 | 300.75 | 0.26 | 0.26 | 0 | 0 | 0 | 0 | 0 | 553.28 | 0 | 644.54 | 0.74 | 1719.93 | 975.51 | 2695.44
2010 | Small Hotel | 4A | 4013.58 | 151.67 | 51.61 | 316.59 | 412.45 | 65.75 | 591.01 | 421.49 | 0 | 299.21 | 0.26 | 0.26 | 0 | 0 | 0 | 0 | 0 | 602.04 | 0 | 767.47 | 51.61 | 1836.94 | 1075.14 | 2912.08
2010 | Small Hotel | 4B | 4013.58 | 63.8 | 15.45 | 325.99 | 412.38 | 65.81 | 591.01 | 421.49 | 0 | 319.09 | 0.26 | 0.26 | 0 | 0 | 0 | 0 | 0 | 587.09 | 0 | 708.88 | 15.45 | 1778.32 | 1024.03 | 2802.35
2010 | Small Hotel | 4C | 4013.58 | 74.87 | 26.71 | 214.09 | 412.63 | 65.68 | 591.01 | 421.49 | 0 | 299.39 | 0.26 | 0.26 | 0 | 0 | 0 | 0 | 0 | 618.31 | 0 | 588.35 | 26.71 | 1657.93 | 1066.5 | 2724.43
2010 | Small Hotel | 5A | 4013.58 | 264.16 | 88.71 | 229.53 | 412.45 | 65.78 | 591.01 | 421.49 | 0 | 298.69 | 0.26 | 0.26 | 0 | 0 | 0 | 0 | 0 | 649.32 | 0 | 792.38 | 88.71 | 1861.87 | 1159.52 | 3021.39
2010 | Small Hotel | 5B | 4013.58 | 151.91 | 44.5 | 258.96 | 412.47 | 65.78 | 591.01 | 421.49 | 0 | 316.9 | 0.26 | 0.26 | 0 | 0 | 0 | 0 | 0 | 635.42 | 0 | 727.77 | 44.5 | 1797.29 | 1101.4 | 2898.69
2010 | Small Hotel | 5C | 4013.58 | 86.74 | 36.62 | 180.4 | 412.68 | 65.67 | 591.01 | 421.49 | 0 | 296.74 | 0.26 | 0.26 | 0 | 0 | 0 | 0 | 0 | 645.21 | 0 | 563.88 | 36.62 | 1633.5 | 1103.33 | 2736.83
2010 | Small Hotel | 6A | 4013.58 | 434.6 | 139.63 | 227.89 | 412.49 | 65.74 | 591.01 | 421.49 | 0 | 302.69 | 0.26 | 0.26 | 0 | 0 | 0 | 0 | 0 | 684.83 | 0 | 965.18 | 139.63 | 2034.69 | 1245.95 | 3280.64
2010 | Small Hotel | 6B | 4013.58 | 282.93 | 85.87 | 197.81 | 412.58 | 65.7 | 591.01 | 421.49 | 0 | 311.49 | 0.26 | 0.26 | 0 | 0 | 0 | 0 | 0 | 675.54 | 0 | 792.23 | 85.87 | 1861.77 | 1182.9 | 3044.67
2010 | Small Hotel | 7 | 4013.58 | 496.11 | 182.03 | 194.01 | 412.5 | 65.66 | 591.01 | 421.49 | 0 | 301.79 | 0.26 | 0.26 | 0 | 0 | 0 | 0 | 0 | 726.97 | 0 | 991.91 | 182.03 | 2061.34 | 1330.5 | 3391.84
2010 | Small Hotel | 8 | 4013.58 | 714.81 | 277.88 | 134.01 | 413.61 | 65.3 | 591.01 | 421.49 | 0 | 300.4 | 0.26 | 0.26 | 0 | 0 | 0 | 0 | 0 | 784.3 | 0 | 1149.22 | 277.88 | 2219.39 | 1483.67 | 3703.06
2013 | Small Hotel | 0A | 4013.58 | 0 | 0 | 940.89 | 319.26 | 65.91 | 557.66 | 421.49 | 0 | 267.45 | 0.26 | 0.26 | 0 | 0 | 0 | 0 | 0 | 457.44 | 0 | 1208.34 | 0 | 2151.44 | 878.93 | 3030.37
2013 | Small Hotel | 0B | 4013.58 | 0.12 | 0 | 861.24 | 319.59 | 65.92 | 557.66 | 421.49 | 0 | 272.1 | 0.26 | 0.26 | 0 | 0 | 0 | 0 | 0 | 456.39 | 0 | 1133.46 | 0 | 2076.88 | 877.88 | 2954.76
2013 | Small Hotel | 1A | 4013.58 | 0.05 | 0 | 674.64 | 322.42 | 65.93 | 557.66 | 421.49 | 0 | 263.64 | 0.26 | 0.26 | 0 | 0 | 0 | 0 | 0 | 476.66 | 0 | 938.33 | 0 | 1884.59 | 898.15 | 2782.74
2013 | Small Hotel | 1B | 4013.58 | 3.72 | 0.83 | 723.94 | 321.01 | 65.84 | 557.66 | 421.49 | 0 | 269.03 | 0.26 | 0.26 | 0 | 0 | 0 | 0 | 0 | 477.42 | 0 | 996.69 | 0.83 | 1941.46 | 899.74 | 2841.2
2013 | Small Hotel | 2A | 4013.58 | 8.03 | 2.94 | 584.4 | 322.08 | 65.82 | 557.66 | 421.49 | 0 | 262.87 | 0.26 | 0.26 | 0 | 0 | 0 | 0 | 0 | 499.3 | 0 | 855.3 | 2.94 | 1801.13 | 923.73 | 2724.86
2013 | Small Hotel | 2B | 4013.58 | 7.42 | 2.03 | 470.11 | 324.28 | 65.87 | 557.66 | 421.49 | 0 | 268.87 | 0.26 | 0.26 | 0 | 0 | 0 | 0 | 0 | 503.44 | 0 | 746.4 | 2.03 | 1694.47 | 926.96 | 2621.43
2013 | Small Hotel | 3A | 4013.58 | 65.61 | 25.16 | 379.23 | 323.52 | 65.86 | 557.66 | 421.49 | 0 | 261.59 | 0.26 | 0.26 | 0 | 0 | 0 | 0 | 0 | 554.24 | 0 | 706.43 | 25.16 | 1653.72 | 1000.9 | 2654.62
2013 | Small Hotel | 3B | 4013.58 | 25.94 | 9.44 | 376.19 | 323.5 | 65.85 | 557.66 | 421.49 | 0 | 268.18 | 0.26 | 0.26 | 0 | 0 | 0 | 0 | 0 | 539.51 | 0 | 670.31 | 9.44 | 1617.59 | 970.44 | 2588.03
2013 | Small Hotel | 3C | 4013.58 | 5.22 | 1.04 | 292.79 | 322.78 | 65.84 | 557.66 | 421.49 | 0 | 298.41 | 0.26 | 0.26 | 0 | 0 | 0 | 0 | 0 | 553.18 | 0 | 596.42 | 1.04 | 1542.96 | 975.7 | 2518.66
2013 | Small Hotel | 4A | 4013.58 | 150.59 | 63.14 | 282.06 | 319.02 | 65.75 | 557.66 | 421.49 | 0 | 259.07 | 0.26 | 0.26 | 0 | 0 | 0 | 0 | 0 | 601.9 | 0 | 691.72 | 63.14 | 1634.42 | 1086.53 | 2720.95
2013 | Small Hotel | 4B | 4013.58 | 60 | 24.65 | 292.73 | 319.03 | 65.81 | 557.66 | 421.49 | 0 | 269.28 | 0.26 | 0.26 | 0 | 0 | 0 | 0 | 0 | 586.94 | 0 | 622.01 | 24.65 | 1564.76 | 1033.08 | 2597.84
2013 | Small Hotel | 4C | 4013.58 | 74.45 | 27.4 | 188.99 | 321.13 | 65.68 | 557.66 | 421.49 | 0 | 298.05 | 0.26 | 0.26 | 0 | 0 | 0 | 0 | 0 | 618.08 | 0 | 561.49 | 27.4 | 1506.22 | 1066.97 | 2573.19
2013 | Small Hotel | 5A | 4013.58 | 253.1 | 100.68 | 205.1 | 319.26 | 65.78 | 557.66 | 421.49 | 0 | 258.88 | 0.26 | 0.26 | 0 | 0 | 0 | 0 | 0 | 649.08 | 0 | 717.08 | 100.68 | 1660.04 | 1171.25 | 2831.29
2013 | Small Hotel | 5B | 4013.58 | 139.36 | 44.23 | 233.27 | 319.12 | 65.78 | 557.66 | 421.49 | 0 | 289.05 | 0.26 | 0.26 | 0 | 0 | 0 | 0 | 0 | 635.19 | 0 | 661.68 | 44.23 | 1604.49 | 1100.9 | 2705.39
2013 | Small Hotel | 5C | 4013.58 | 80.45 | 36.37 | 162.69 | 320.54 | 65.67 | 557.66 | 421.49 | 0 | 295.46 | 0.26 | 0.26 | 0 | 0 | 0 | 0 | 0 | 644.97 | 0 | 538.6 | 36.37 | 1482.73 | 1102.83 | 2585.56
2013 | Small Hotel | 6A | 4013.58 | 405.88 | 153.57 | 202.55 | 319.41 | 65.74 | 557.66 | 421.49 | 0 | 260.81 | 0.26 | 0.26 | 0 | 0 | 0 | 0 | 0 | 684.74 | 0 | 869.24 | 153.57 | 1812.31 | 1259.8 | 3072.11
2013 | Small Hotel | 6B | 4013.58 | 258.61 | 87.44 | 176.65 | 319.61 | 65.7 | 557.66 | 421.49 | 0 | 283.74 | 0.26 | 0.26 | 0 | 0 | 0 | 0 | 0 | 675.44 | 0 | 719 | 87.44 | 1662.24 | 1184.38 | 2846.62
2013 | Small Hotel | 7 | 4013.58 | 477.53 | 200.25 | 170.69 | 318.97 | 65.66 | 557.66 | 421.49 | 0 | 260.18 | 0.26 | 0.26 | 0 | 0 | 0 | 0 | 0 | 726.91 | 0 | 908.4 | 200.25 | 1850.94 | 1348.65 | 3199.59
2013 | Small Hotel | 8 | 4013.58 | 666.64 | 262.32 | 118.04 | 324.33 | 65.3 | 557.66 | 421.49 | 0 | 297.6 | 0.26 | 0.26 | 0 | 0 | 0 | 0 | 0 | 783.8 | 0 | 1082.28 | 262.32 | 2029.83 | 1467.61 | 3497.44
2016 | Small Hotel | 0A | 4013.58 | 0.01 | 0 | 797.47 | 286.34 | 44.37 | 557.66 | 421.49 | 0 | 179.52 | 0.26 | 0.26 | 0 | 0 | 0 | 0 | 0 | 423.61 | 0 | 977 | 0 | 1865.63 | 845.1 | 2710.73
2016 | Small Hotel | 0B | 4013.58 | 0.13 | 0 | 744.41 | 286.94 | 44.38 | 557.66 | 421.49 | 0 | 183.25 | 0.26 | 0.26 | 0 | 0 | 0 | 0 | 0 | 424.25 | 0 | 927.79 | 0 | 1817.04 | 845.74 | 2662.78
2016 | Small Hotel | 1A | 4013.58 | 0.07 | 0 | 587.27 | 288 | 44.39 | 557.66 | 421.49 | 0 | 172.4 | 0.26 | 0.26 | 0 | 0 | 0 | 0 | 0 | 442.88 | 0 | 759.74 | 0 | 1650.05 | 864.37 | 2514.42
2016 | Small Hotel | 1B | 4013.58 | 2.41 | 0.76 | 634.43 | 286.82 | 44.33 | 557.66 | 421.49 | 0 | 178.82 | 0.26 | 0.26 | 0 | 0 | 0 | 0 | 0 | 453.11 | 0 | 815.66 | 0.76 | 1704.73 | 875.36 | 2580.09
2016 | Small Hotel | 2A | 4013.58 | 4.62 | 2.63 | 513.65 | 287.76 | 44.32 | 557.66 | 421.49 | 0 | 170.38 | 0.26 | 0.26 | 0 | 0 | 0 | 0 | 0 | 478.74 | 0 | 688.65 | 2.63 | 1578.65 | 902.87 | 2481.52
2016 | Small Hotel | 2B | 4013.58 | 4.61 | 1.83 | 424.04 | 289.73 | 44.35 | 557.66 | 421.49 | 0 | 175.87 | 0.26 | 0.26 | 0 | 0 | 0 | 0 | 0 | 484.04 | 0 | 604.52 | 1.83 | 1496.52 | 907.36 | 2403.88
2016 | Small Hotel | 3A | 4013.58 | 37.32 | 24.14 | 345.63 | 289.08 | 44.34 | 557.66 | 421.49 | 0 | 166.85 | 0.26 | 0.26 | 0 | 0 | 0 | 0 | 0 | 544.12 | 0 | 549.8 | 24.14 | 1441.13 | 989.74 | 2430.87
2016 | Small Hotel | 3B | 4013.58 | 13.26 | 8.53 | 346.8 | 289.04 | 44.34 | 557.66 | 421.49 | 0 | 173.86 | 0.26 | 0.26 | 0 | 0 | 0 | 0 | 0 | 526.63 | 0 | 533.92 | 8.53 | 1425.21 | 956.65 | 2381.86
2016 | Small Hotel | 3C | 4013.58 | 3.02 | 0.81 | 282.42 | 288.4 | 44.33 | 557.66 | 421.49 | 0 | 203.04 | 0.26 | 0.26 | 0 | 0 | 0 | 0 | 0 | 551.64 | 0 | 488.48 | 0.81 | 1379.12 | 973.94 | 2353.06
2016 | Small Hotel | 4A | 4013.58 | 85.72 | 61.35 | 263.23 | 286.08 | 44.27 | 557.66 | 421.49 | 0 | 163.61 | 0.26 | 0.26 | 0 | 0 | 0 | 0 | 0 | 600.16 | 0 | 512.56 | 61.35 | 1400.83 | 1083 | 2483.83
2016 | Small Hotel | 4B | 4013.58 | 29.93 | 23.06 | 276.52 | 286.21 | 44.31 | 557.66 | 421.49 | 0 | 174.65 | 0.26 | 0.26 | 0 | 0 | 0 | 0 | 0 | 583.94 | 0 | 481.1 | 23.06 | 1369.53 | 1028.49 | 2398.02
2016 | Small Hotel | 4C | 4013.58 | 36.59 | 25.25 | 191.01 | 288.04 | 44.22 | 557.66 | 421.49 | 0 | 200.9 | 0.26 | 0.26 | 0 | 0 | 0 | 0 | 0 | 617.14 | 0 | 428.5 | 25.25 | 1318.68 | 1063.88 | 2382.56
2016 | Small Hotel | 5A | 4013.58 | 151.58 | 98.53 | 199.34 | 285.85 | 44.29 | 557.66 | 421.49 | 0 | 162.56 | 0.26 | 0.26 | 0 | 0 | 0 | 0 | 0 | 648.14 | 0 | 513.48 | 98.53 | 1401.54 | 1168.15 | 2569.69
2016 | Small Hotel | 5B | 4013.58 | 76.74 | 42.31 | 225.89 | 285.76 | 44.29 | 557.66 | 421.49 | 0 | 193.6 | 0.26 | 0.26 | 0 | 0 | 0 | 0 | 0 | 634.24 | 0 | 496.23 | 42.31 | 1384.19 | 1098.03 | 2482.22
2016 | Small Hotel | 5C | 4013.58 | 35.77 | 32.74 | 173.35 | 286.97 | 44.22 | 557.66 | 421.49 | 0 | 198.43 | 0.26 | 0.26 | 0 | 0 | 0 | 0 | 0 | 644.07 | 0 | 407.55 | 32.74 | 1296.66 | 1098.31 | 2394.97
2016 | Small Hotel | 6A | 4013.58 | 256.46 | 150.05 | 196.69 | 285.51 | 44.26 | 557.66 | 421.49 | 0 | 165.08 | 0.26 | 0.26 | 0 | 0 | 0 | 0 | 0 | 683.59 | 0 | 618.23 | 150.05 | 1505.93 | 1255.12 | 2761.05
2016 | Small Hotel | 6B | 4013.58 | 152.04 | 83.99 | 177.65 | 285.72 | 44.23 | 557.66 | 421.49 | 0 | 187.62 | 0.26 | 0.26 | 0 | 0 | 0 | 0 | 0 | 674.37 | 0 | 517.31 | 83.99 | 1405.18 | 1179.85 | 2585.03
2016 | Small Hotel | 7 | 4013.58 | 293.06 | 195.51 | 170.92 | 285.14 | 44.21 | 557.66 | 421.49 | 0 | 164.19 | 0.26 | 0.26 | 0 | 0 | 0 | 0 | 0 | 725.7 | 0 | 628.17 | 195.51 | 1515.43 | 1342.7 | 2858.13
2016 | Small Hotel | 8 | 4013.58 | 391.36 | 252.4 | 127.87 | 289.96 | 43.96 | 557.66 | 421.49 | 0 | 201.1 | 0.26 | 0.26 | 0 | 0 | 0 | 0 | 0 | 782.27 | 0 | 720.33 | 252.4 | 1612.17 | 1456.15 | 3068.32
2019 | Small Hotel | 0A | 4013.58 | 0.01 | 0 | 767.8 | 183.71 | 44.37 | 557.66 | 421.49 | 0 | 173.41 | 0.26 | 0.26 | 0 | 0 | 0 | 0 | 0 | 423.63 | 0 | 941.22 | 0 | 1727.22 | 845.12 | 2572.34
2019 | Small Hotel | 0B | 4013.58 | 0.12 | 0 | 716.08 | 183.76 | 44.38 | 557.66 | 421.49 | 0 | 176.27 | 0.26 | 0.26 | 0 | 0 | 0 | 0 | 0 | 424.27 | 0 | 892.47 | 0 | 1678.52 | 845.76 | 2524.28
2019 | Small Hotel | 1A | 4013.58 | 0.08 | 0 | 557.83 | 185.4 | 44.39 | 557.66 | 421.49 | 0 | 164.72 | 0.26 | 0.26 | 0 | 0 | 0 | 0 | 0 | 442.9 | 0 | 722.63 | 0 | 1510.34 | 864.39 | 2374.73
2019 | Small Hotel | 1B | 4013.58 | 3.09 | 1.08 | 604.64 | 184.64 | 44.33 | 557.66 | 421.49 | 0 | 171.15 | 0.26 | 0.26 | 0 | 0 | 0 | 0 | 0 | 453.12 | 0 | 778.88 | 1.08 | 1565.76 | 875.69 | 2441.45
2019 | Small Hotel | 2A | 4013.58 | 5.54 | 3.2 | 488.08 | 184.52 | 44.32 | 557.66 | 421.49 | 0 | 162.6 | 0.26 | 0.26 | 0 | 0 | 0 | 0 | 0 | 478.75 | 0 | 656.22 | 3.2 | 1442.97 | 903.44 | 2346.41
2019 | Small Hotel | 2B | 4013.58 | 5.7 | 2.39 | 400.88 | 185.65 | 44.35 | 557.66 | 421.49 | 0 | 167.36 | 0.26 | 0.26 | 0 | 0 | 0 | 0 | 0 | 484.05 | 0 | 573.94 | 2.39 | 1361.85 | 907.93 | 2269.78
2019 | Small Hotel | 3A | 4013.58 | 42.88 | 25.27 | 324.93 | 185.25 | 44.34 | 557.66 | 421.49 | 0 | 158.36 | 0.26 | 0.26 | 0 | 0 | 0 | 0 | 0 | 544.18 | 0 | 526.17 | 25.27 | 1313.68 | 990.94 | 2304.62
2019 | Small Hotel | 3B | 4013.58 | 16.61 | 10.54 | 325.84 | 185.29 | 44.34 | 557.66 | 421.49 | 0 | 164.8 | 0.26 | 0.26 | 0 | 0 | 0 | 0 | 0 | 526.68 | 0 | 507.25 | 10.54 | 1294.79 | 958.72 | 2253.51
2019 | Small Hotel | 3C | 4013.58 | 4.04 | 1.44 | 262.31 | 184.96 | 44.33 | 557.66 | 421.49 | 0 | 193.02 | 0.26 | 0.26 | 0 | 0 | 0 | 0 | 0 | 551.71 | 0 | 459.37 | 1.44 | 1246.58 | 974.64 | 2221.22
2019 | Small Hotel | 4A | 4013.58 | 99.92 | 61.16 | 246.14 | 183.62 | 44.27 | 557.66 | 421.49 | 0 | 155.09 | 0.26 | 0.26 | 0 | 0 | 0 | 0 | 0 | 600.25 | 0 | 501.15 | 61.16 | 1286.96 | 1082.9 | 2369.86
2019 | Small Hotel | 4B | 4013.58 | 37.8 | 17.78 | 256.96 | 183.59 | 44.31 | 557.66 | 421.49 | 0 | 185.43 | 0.26 | 0.26 | 0 | 0 | 0 | 0 | 0 | 584.01 | 0 | 480.19 | 17.78 | 1265.99 | 1023.28 | 2289.27
2019 | Small Hotel | 4C | 4013.58 | 47.42 | 28.21 | 174.77 | 184.79 | 44.22 | 557.66 | 421.49 | 0 | 190.88 | 0.26 | 0.26 | 0 | 0 | 0 | 0 | 0 | 617.19 | 0 | 413.07 | 28.21 | 1200.01 | 1066.89 | 2266.9
2019 | Small Hotel | 5A | 4013.58 | 169.76 | 95.82 | 184.7 | 183.47 | 44.29 | 557.66 | 421.49 | 0 | 153.79 | 0.26 | 0.26 | 0 | 0 | 0 | 0 | 0 | 648.19 | 0 | 508.25 | 95.82 | 1293.93 | 1165.5 | 2459.43
2019 | Small Hotel | 5B | 4013.58 | 89.89 | 43.97 | 209.41 | 183.34 | 44.29 | 557.66 | 421.49 | 0 | 182.82 | 0.26 | 0.26 | 0 | 0 | 0 | 0 | 0 | 634.31 | 0 | 482.12 | 43.97 | 1267.66 | 1099.77 | 2367.43
2019 | Small Hotel | 5C | 4013.58 | 47.5 | 36.78 | 157.74 | 184.27 | 44.22 | 557.66 | 421.49 | 0 | 188.57 | 0.26 | 0.26 | 0 | 0 | 0 | 0 | 0 | 644.12 | 0 | 393.81 | 36.78 | 1180.21 | 1102.4 | 2282.61
2019 | Small Hotel | 6A | 4013.58 | 279.11 | 143.85 | 181.53 | 183.55 | 44.26 | 557.66 | 421.49 | 0 | 155.98 | 0.26 | 0.26 | 0 | 0 | 0 | 0 | 0 | 683.65 | 0 | 616.62 | 143.85 | 1402.35 | 1248.99 | 2651.34
2019 | Small Hotel | 6B | 4013.58 | 171.02 | 83.04 | 162.35 | 183.66 | 44.23 | 557.66 | 421.49 | 0 | 176.85 | 0.26 | 0.26 | 0 | 0 | 0 | 0 | 0 | 674.45 | 0 | 510.22 | 83.04 | 1296.04 | 1178.98 | 2475.02
2019 | Small Hotel | 7 | 4013.58 | 314.78 | 173.65 | 155.62 | 183.67 | 44.21 | 557.66 | 421.49 | 0 | 169.98 | 0.26 | 0.26 | 0 | 0 | 0 | 0 | 0 | 725.75 | 0 | 640.38 | 173.65 | 1426.18 | 1320.89 | 2747.07
2019 | Small Hotel | 8 | 4013.58 | 416.22 | 237.05 | 116.14 | 187.04 | 43.96 | 557.66 | 421.49 | 0 | 190.56 | 0.26 | 0.26 | 0 | 0 | 0 | 0 | 0 | 782.32 | 0 | 722.92 | 237.05 | 1511.84 | 1440.86 | 2952.7
2004 | Large Office | 0A | 46320.38 | 0 | 9.88 | 12788.96 | 5139.21 | 988 | 15213.29 | 0 | 2100.17 | 2860.03 | 1947.26 | 1.3294 | 1945.9306 | 4563.7 | 0 | 0 | 0 | 421.99 | 0 | 22158.6206 | 9.88 | 45600.63 | 431.87 | 46032.5
2004 | Large Office | 0B | 46320.38 | 0 | 150.51 | 10230.46 | 5139.21 | 988.19 | 15213.29 | 0 | 2100.17 | 2847.56 | 1616.84 | 1.3294 | 1615.5106 | 3498.05 | 19.15 | 0 | 0 | 421.17 | 0 | 18210.7306 | 150.51 | 41652.92 | 571.68 | 42224.6
2004 | Large Office | 1A | 46320.38 | 0 | 40.11 | 8622.47 | 5139.21 | 988.3 | 15213.29 | 0 | 2100.17 | 2839.47 | 1817.51 | 1.3294 | 1816.1806 | 3619.17 | 0 | 0 | 0 | 451.87 | 0 | 16897.2906 | 40.11 | 40339.59 | 491.98 | 40831.57
2004 | Large Office | 1B | 46320.38 | 0 | 555.54 | 8751.21 | 5139.21 | 987.06 | 15213.29 | 0 | 2100.17 | 2738.99 | 1345.39 | 1.3294 | 1344.0606 | 2935.77 | 110.49 | 0 | 0 | 453.64 | 0 | 15880.5206 | 555.54 | 39321.59 | 1009.18 | 40330.77
2004 | Large Office | 2A | 46320.38 | 0 | 1083.1 | 8065.85 | 5139.21 | 986.72 | 15213.29 | 0 | 2100.17 | 2607.01 | 1482.35 | 1.3294 | 1481.0206 | 3101.93 | 12.34 | 0 | 0 | 487 | 0 | 15268.1506 | 1083.1 | 38708.87 | 1570.11 | 40278.98
2004 | Large Office | 2B | 46320.38 | 0 | 1248.63 | 5860.47 | 5139.21 | 987.44 | 15213.29 | 0 | 2100.17 | 2807.81 | 1096.08 | 1.3294 | 1094.7506 | 1952.05 | 50.24 | 0 | 0 | 489.36 | 0 | 11765.3206 | 1248.63 | 35206.77 | 1737.99 | 36944.76
2004 | Large Office | 3A | 46320.38 | 0 | 3195.4 | 5365.39 | 5139.21 | 987.25 | 15213.29 | 0 | 2100.17 | 2513.47 | 1304.25 | 1.3294 | 1302.9206 | 2036.18 | 44.08 | 0 | 0 | 547.85 | 0 | 11262.0406 | 3195.4 | 34703.29 | 3743.25 | 38446.54
2004 | Large Office | 3B | 46320.38 | 0 | 1151.97 | 4862.23 | 5139.21 | 987.21 | 15213.29 | 0 | 2100.17 | 2668.21 | 796.83 | 1.3294 | 795.5006 | 1675.12 | 775.96 | 0 | 0 | 532.09 | 0 | 10777.0206 | 1151.97 | 34218.24 | 1684.07 | 35902.31
2004 | Large Office | 3C | 46320.38 | 0 | 1075.69 | 3938.64 | 5139.21 | 987.06 | 15213.29 | 0 | 2100.17 | 2491.25 | 847.01 | 1.3294 | 845.6806 | 1598.53 | 8.04 | 0 | 0 | 554.66 | 0 | 8882.1406 | 1075.69 | 32323.2 | 1630.36 | 33953.56
2004 | Large Office | 4A | 46320.38 | 0 | 5623.53 | 4653.41 | 5139.21 | 985.74 | 15213.29 | 0 | 2100.17 | 2373.47 | 1233.54 | 1.3294 | 1232.2106 | 1506.97 | 30.57 | 0 | 0 | 596.32 | 0 | 9796.6306 | 5623.53 | 33236.37 | 6219.85 | 39456.22
2004 | Large Office | 4B | 46320.38 | 0 | 2637.2 | 4331.36 | 5139.21 | 986.49 | 15213.29 | 0 | 2100.17 | 2922.95 | 710.79 | 1.3294 | 709.4606 | 1302.97 | 1195.62 | 0 | 0 | 582.36 | 0 | 10462.3606 | 2637.2 | 33902.87 | 3219.56 | 37122.43
2004 | Large Office | 4C | 46320.38 | 0 | 3868.99 | 2879.78 | 5139.21 | 984.61 | 15213.29 | 0 | 2100.17 | 2456.18 | 494.05 | 1.3294 | 492.7206 | 936.25 | 18.31 | 0 | 0 | 610.85 | 0 | 6783.2406 | 3868.99 | 30221.84 | 4479.85 | 34701.69
2004 | Large Office | 5A | 46320.38 | 0 | 8581.51 | 3464.47 | 5139.21 | 986.04 | 15213.29 | 0 | 2100.17 | 2386.99 | 685.65 | 1.3294 | 684.3206 | 1091.98 | 38.43 | 0 | 0 | 637.76 | 0 | 7666.1906 | 8581.51 | 31106.24 | 9219.27 | 40325.51
2004 | Large Office | 5B | 46320.38 | 0 | 5182.37 | 4045.01 | 5139.21 | 986.08 | 15213.29 | 0 | 2100.17 | 2887.89 | 625.13 | 1.3294 | 623.8006 | 1026.42 | 1325.37 | 0 | 0 | 625.98 | 0 | 9908.4906 | 5182.37 | 33348.57 | 5808.34 | 39156.91
2004 | Large Office | 5C | 46320.38 | 0 | 3947.87 | 2539.35 | 5139.21 | 984.54 | 15213.29 | 0 | 2100.17 | 2403.04 | 359.89 | 1.3294 | 358.5606 | 724.08 | 19.64 | 0 | 0 | 634.47 | 0 | 6044.6706 | 3947.87 | 29483.2 | 4582.34 | 34065.54
2004 | Large Office | 6A | 46320.38 | 0 | 12319.68 | 3549.66 | 5139.21 | 985.59 | 15213.29 | 0 | 2100.17 | 2483.85 | 742.3 | 1.3294 | 740.9706 | 1066.16 | 46.86 | 0 | 0 | 668.82 | 0 | 7887.5006 | 12319.68 | 31327.09 | 12988.5 | 44315.59
2004 | Large Office | 6B | 46320.38 | 0 | 8662.45 | 3451.53 | 5139.21 | 984.87 | 15213.29 | 0 | 2100.17 | 2686.39 | 517.07 | 1.3294 | 515.7406 | 861.39 | 912.56 | 0 | 0 | 660.86 | 0 | 8427.6106 | 8662.45 | 31866.49 | 9323.31 | 41189.8
2004 | Large Office | 7 | 46320.38 | 0 | 13976.28 | 3353.49 | 5139.21 | 984.27 | 15213.29 | 0 | 2100.17 | 2600.04 | 646.1 | 1.3294 | 644.7706 | 879.87 | 57.52 | 0 | 0 | 706.07 | 0 | 7535.6906 | 13976.28 | 30973.98 | 14682.35 | 45656.33
2004 | Large Office | 8 | 46320.38 | 0 | 17944.6 | 2853.01 | 5139.21 | 978.85 | 15213.29 | 0 | 2100.17 | 2523.96 | 469.68 | 1.3294 | 468.3506 | 574.86 | 306.93 | 0 | 0 | 755.93 | 0 | 6727.1106 | 17944.6 | 30159.96 | 18700.53 | 48860.49
2007 | Large Office | 0A | 46320.38 | 0 | 9.96 | 11942.36 | 5139.21 | 988 | 15213.29 | 0 | 2100.17 | 2823.78 | 1812.24 | 1.3294 | 1810.9106 | 4375.52 | 0 | 0 | 0 | 421.97 | 0 | 20952.5706 | 9.96 | 44394.58 | 431.94 | 44826.52
2007 | Large Office | 0B | 46320.38 | 0 | 145.56 | 9737.6 | 5139.21 | 988.19 | 15213.29 | 0 | 2100.17 | 2801.86 | 1523.81 | 1.3294 | 1522.4806 | 3407.08 | 17.47 | 0 | 0 | 421.22 | 0 | 17486.4906 | 145.56 | 40928.69 | 566.77 | 41495.46
2007 | Large Office | 1A | 46320.38 | 0 | 40.95 | 8181.09 | 5139.21 | 988.3 | 15213.29 | 0 | 2100.17 | 2692.09 | 1704.79 | 1.3294 | 1703.4606 | 3525.09 | 0 | 0 | 0 | 451.87 | 0 | 16101.7306 | 40.95 | 39544.04 | 492.82 | 40036.86
2007 | Large Office | 1B | 46320.38 | 0 | 513.69 | 8391.02 | 5139.21 | 987.06 | 15213.29 | 0 | 2100.17 | 2694.86 | 1283.23 | 1.3294 | 1281.9006 | 2871.87 | 106.08 | 0 | 0 | 453.65 | 0 | 15345.7306 | 513.69 | 38786.79 | 967.33 | 39754.12
2007 | Large Office | 2A | 46320.38 | 0 | 548.36 | 7484.35 | 5139.21 | 986.72 | 15213.29 | 0 | 2100.17 | 2475.74 | 1678.28 | 1.3294 | 1676.9506 | 2978.97 | 10.39 | 0 | 0 | 487 | 0 | 14626.4006 | 548.36 | 38067.12 | 1035.36 | 39102.48
2007 | Large Office | 2B | 46320.38 | 0 | 520.58 | 5552.19 | 5139.21 | 987.44 | 15213.29 | 0 | 2100.17 | 2686.62 | 989.04 | 1.3294 | 987.7106 | 1881.68 | 42.76 | 0 | 0 | 489.36 | 0 | 11150.9606 | 520.58 | 34592.4 | 1009.94 | 35602.34
2007 | Large Office | 3A | 46320.38 | 0 | 2671.15 | 5234.9 | 5139.21 | 987.25 | 15213.29 | 0 | 2100.17 | 2394.36 | 1258.92 | 1.3294 | 1257.5906 | 1987.47 | 37.57 | 0 | 0 | 547.8 | 0 | 10911.8906 | 2671.15 | 34353.14 | 3218.96 | 37572.1
2007 | Large Office | 3B | 46320.38 | 0 | 956.34 | 4812.4 | 5139.21 | 987.21 | 15213.29 | 0 | 2100.17 | 2642.76 | 772.39 | 1.3294 | 771.0606 | 1662.24 | 767.63 | 0 | 0 | 532.09 | 0 | 10656.0906 | 956.34 | 34097.3 | 1488.43 | 35585.73
2007 | Large Office | 3C | 46320.38 | 0 | 429.15 | 3755.91 | 5139.21 | 987.06 | 15213.29 | 0 | 2100.17 | 2318.12 | 796.18 | 1.3294 | 794.8506 | 1557.37 | 6.72 | 0 | 0 | 554.68 | 0 | 8432.9706 | 429.15 | 31874.02 | 983.84 | 32857.86
2007 | Large Office | 4A | 46320.38 | 0 | 4218.19 | 4634.7 | 5139.21 | 985.74 | 15213.29 | 0 | 2100.17 | 2326.39 | 1223.54 | 1.3294 | 1222.2106 | 1491.9 | 25.92 | 0 | 0 | 596.33 | 0 | 9701.1206 | 4218.19 | 33140.86 | 4814.52 | 37955.38
2007 | Large Office | 4B | 46320.38 | 0 | 1772.5 | 4315.71 | 5139.21 | 986.49 | 15213.29 | 0 | 2100.17 | 2895.62 | 697.93 | 1.3294 | 696.6006 | 1299.77 | 1183.62 | 0 | 0 | 582.42 | 0 | 10391.3206 | 1772.5 | 33831.82 | 2354.91 | 36186.73
2007 | Large Office | 4C | 46320.38 | 0 | 2829.24 | 2892.06 | 5139.21 | 984.61 | 15213.29 | 0 | 2100.17 | 2334.55 | 483.59 | 1.3294 | 482.2606 | 939.86 | 15.39 | 0 | 0 | 610.85 | 0 | 6664.1206 | 2829.24 | 30102.73 | 3440.09 | 33542.82
2007 | Large Office | 5A | 46320.38 | 0 | 6532.26 | 3488.9 | 5139.21 | 986.04 | 15213.29 | 0 | 2100.17 | 2357.85 | 663.11 | 1.3294 | 661.7806 | 1095.57 | 32.64 | 0 | 0 | 637.71 | 0 | 7636.7406 | 6532.26 | 31076.78 | 7169.97 | 38246.75
2007 | Large Office | 5B | 46320.38 | 0 | 3509.19 | 4089.76 | 5139.21 | 986.08 | 15213.29 | 0 | 2100.17 | 2885.7 | 622.05 | 1.3294 | 620.7206 | 1033.12 | 1318.58 | 0 | 0 | 626.06 | 0 | 9947.8806 | 3509.19 | 33387.96 | 4135.25 | 37523.21
2007 | Large Office | 5C | 46320.38 | 0 | 2664.92 | 2570.45 | 5139.21 | 984.54 | 15213.29 | 0 | 2100.17 | 2314.03 | 354.22 | 1.3294 | 352.8906 | 734.4 | 17.02 | 0 | 0 | 634.47 | 0 | 5988.7906 | 2664.92 | 29427.32 | 3299.39 | 32726.71
2007 | Large Office | 6A | 46320.38 | 0 | 9758.78 | 3563.83 | 5139.21 | 985.59 | 15213.29 | 0 | 2100.17 | 2449.76 | 709.39 | 1.3294 | 708.0606 | 1065 | 39.68 | 0 | 0 | 668.78 | 0 | 7826.3306 | 9758.78 | 31265.92 | 10427.56 | 41693.48
2007 | Large Office | 6B | 46320.38 | 0 | 6536.12 | 3504.83 | 5139.21 | 984.87 | 15213.29 | 0 | 2100.17 | 2663.82 | 507.55 | 1.3294 | 506.2206 | 869.31 | 904.08 | 0 | 0 | 660.83 | 0 | 8448.2606 | 6536.12 | 31887.14 | 7196.95 | 39084.09
2007 | Large Office | 7 | 46320.38 | 0 | 10577.65 | 3329.85 | 5139.21 | 984.27 | 15213.29 | 0 | 2100.17 | 2472.76 | 609.08 | 1.3294 | 607.7506 | 874.52 | 48.65 | 0 | 0 | 705.96 | 0 | 7333.5306 | 10577.65 | 30771.8 | 11283.61 | 42055.41
2007 | Large Office | 8 | 46320.38 | 0 | 14887.2 | 2883.6 | 5139.21 | 978.85 | 15213.29 | 0 | 2100.17 | 2448.49 | 453.15 | 1.3294 | 451.8206 | 578.87 | 294.07 | 0 | 0 | 755.87 | 0 | 6656.8506 | 14887.2 | 30089.69 | 15643.07 | 45732.76
2010 | Large Office | 0A | 46320.38 | 0 | 9.96 | 9480.78 | 3760.32 | 681.39 | 14695.31 | 0 | 1985.26 | 2618.01 | 1204.07 | 1.3294 | 1202.7406 | 2942.7 | 0 | 0 | 0 | 417.66 | 0 | 16244.2306 | 9.96 | 37367.83 | 427.62 | 37795.45
2010 | Large Office | 0B | 46320.38 | 0 | 41 | 8409.61 | 3763.1 | 681.1 | 14695.31 | 0 | 1985.26 | 2518.72 | 1089.92 | 1.3294 | 1088.5906 | 2456.85 | 17.77 | 0 | 0 | 416.81 | 0 | 14491.5406 | 41 | 35617.64 | 457.81 | 36075.45
2010 | Large Office | 1A | 46320.38 | 0 | 12.75 | 6838.9 | 3769.11 | 681.2 | 14695.31 | 0 | 1985.26 | 2470.05 | 943.61 | 1.3294 | 942.2806 | 2455.97 | 0 | 0 | 0 | 447.95 | 0 | 12707.2006 | 12.75 | 33839.42 | 460.7 | 34300.12
2010 | Large Office | 1B | 46320.38 | 0 | 242.85 | 7317.83 | 3769.53 | 680.09 | 14695.31 | 0 | 1985.26 | 2479.45 | 933.7 | 1.3294 | 932.3706 | 2145.07 | 105.83 | 0 | 0 | 449.29 | 0 | 12980.5506 | 242.85 | 34112.09 | 692.14 | 34804.23
2010 | Large Office | 2A | 46320.38 | 0 | 262.34 | 5735.45 | 3767.2 | 679.79 | 14695.31 | 0 | 1985.26 | 2277.48 | 855.76 | 1.3294 | 854.4306 | 2113.36 | 5.1 | 0 | 0 | 482.84 | 0 | 10985.8206 | 262.34 | 32114.7 | 745.17 | 32859.87
2010 | Large Office | 2B | 46320.38 | 0 | 208.02 | 4249.67 | 3770.46 | 680.43 | 14695.31 | 0 | 1985.26 | 2494.4 | 595.96 | 1.3294 | 594.6306 | 1391.82 | 1464.77 | 0 | 0 | 485.04 | 0 | 10195.2906 | 208.02 | 31328.08 | 693.06 | 32021.14
2010 | Large Office | 3A | 46320.38 | 0 | 1260.26 | 4318.96 | 3779.97 | 680.26 | 14695.31 | 0 | 1985.27 | 2214.72 | 643.99 | 1.3294 | 642.6606 | 1528.65 | 18.26 | 0 | 0 | 543.68 | 0 | 8723.2506 | 1260.26 | 29865.39 | 1803.93 | 31669.32
2010 | Large Office | 3B | 46320.38 | 0 | 485.9 | 3448.38 | 3772.39 | 680.22 | 14695.31 | 0 | 1985.26 | 2483.72 | 501.11 | 1.3294 | 499.7806 | 1170.48 | 1692.24 | 0 | 0 | 527.99 | 0 | 9294.6006 | 485.9 | 30429.12 | 1013.89 | 31443.01
2010 | Large Office | 3C | 46320.38 | 0 | 133.32 | 2259 | 3776.47 | 681.99 | 14695.31 | 0 | 1985.27 | 2191.01 | 472.11 | 1.3294 | 470.7806 | 944.63 | 419.92 | 0 | 0 | 550.62 | 0 | 6285.3406 | 133.32 | 27425.72 | 683.94 | 28109.66
2010 | Large Office | 4A | 46320.38 | 0 | 2310.99 | 3686.94 | 3775.75 | 682.77 | 14695.31 | 0 | 1985.27 | 2187.49 | 499.22 | 1.3294 | 497.8906 | 1185.27 | 26.44 | 0 | 0 | 592.1 | 0 | 7584.0306 | 2310.99 | 28724.48 | 2903.08 | 31627.56
2010 | Large Office | 4B | 46320.38 | 0 | 970.34 | 2710.51 | 3763.81 | 680.11 | 14695.31 | 0 | 1985.26 | 2743.52 | 458.01 | 1.3294 | 456.6806 | 845.65 | 2080.02 | 0 | 0 | 578.43 | 0 | 8836.3806 | 970.34 | 29962.21 | 1548.77 | 31510.98
2010 | Large Office | 4C | 46320.38 | 0 | 1415.49 | 1394.1 | 3787.95 | 682.99 | 14695.31 | 0 | 1985.28 | 2209.04 | 309.26 | 1.3294 | 307.9306 | 465.97 | 897.99 | 0 | 0 | 606.77 | 0 | 5275.0306 | 1415.49 | 26427.9 | 2022.25 | 28450.15
2010 | Large Office | 5A | 46320.38 | 0 | 3857.78 | 1963.33 | 3773.59 | 681 | 14695.31 | 0 | 1985.27 | 2216.21 | 425.01 | 1.3294 | 423.6806 | 649.74 | 1305.67 | 0 | 0 | 633.8 | 0 | 6558.6306 | 3857.78 | 27695.14 | 4491.58 | 32186.72
2010 | Large Office | 5B | 46320.38 | 0 | 2159.57 | 2145.83 | 3772.11 | 682.09 | 14695.31 | 0 | 1985.27 | 2728.75 | 410.21 | 1.3294 | 408.8806 | 632.89 | 2307.16 | 0 | 0 | 622 | 0 | 8223.5106 | 2159.57 | 29359.64 | 2781.58 | 32141.22
2010 | Large Office | 5C | 46320.38 | 0 | 1401.98 | 958.52 | 3791.74 | 682.49 | 14695.31 | 0 | 1985.28 | 2228.28 | 242.62 | 1.3294 | 241.2906 | 296.57 | 997.66 | 0 | 0 | 630.4 | 0 | 4722.3206 | 1401.98 | 25878.46 | 2032.37 | 27910.83
2010 | Large Office | 6A | 46320.38 | 0 | 6085.54 | 2066.46 | 3776.29 | 681.75 | 14695.31 | 0 | 1985.27 | 2291.63 | 463.75 | 1.3294 | 462.4206 | 642.76 | 1365.06 | 0 | 0 | 664.89 | 0 | 6828.3306 | 6085.54 | 27968.29 | 6750.44 | 34718.73
2010 | Large Office | 6B | 46320.38 | 0 | 4015.14 | 1634.26 | 3779.25 | 680.75 | 14695.31 | 0 | 1985.27 | 2512.62 | 349.01 | 1.3294 | 347.6806 | 479.38 | 2340.13 | 0 | 0 | 657.06 | 0 | 7314.0706 | 4015.14 | 28455.98 | 4672.19 | 33128.17
2010 | Large Office | 7 | 46320.38 | 0 | 6744.28 | 1781.35 | 3777.83 | 682.64 | 14695.31 | 0 | 1985.27 | 2318.71 | 404.6 | 1.3294 | 403.2706 | 520.4 | 1561.83 | 0 | 0 | 701.95 | 0 | 6585.5606 | 6744.28 | 27727.93 | 7446.23 | 35174.16
2010 | Large Office | 8 | 46320.38 | 0 | 10089.4 | 1115.92 | 3866.89 | 691.19 | 14695.31 | 0 | 1985.34 | 2306.47 | 314.61 | 1.3294 | 313.2806 | 293.35 | 1947.63 | 0 | 0 | 752.46 | 0 | 5976.6506 | 10089.4 | 27216.72 | 10841.86 | 38058.58
2013 | Large Office | 0A | 46320.38 | 0 | 14.92 | 8315.19 | 3399.22 | 681.39 | 14676.31 | 0 | 1980.75 | 2421.21 | 925.49 | 1.3294 | 924.1606 | 2740.56 | 0 | 128.67 | 0 | 417.66 | 0 | 14529.7906 | 14.92 | 35268.78 | 432.58 | 35701.36
2013 | Large Office | 0B | 46320.38 | 0 | 14.82 | 8241.53 | 3402.39 | 681.1 | 14676.31 | 0 | 1980.75 | 2367.63 | 917.36 | 1.3294 | 916.0306 | 2362.67 | 17.91 | 0 | 0 | 416.86 | 0 | 13905.7706 | 14.82 | 34647.66 | 431.68 | 35079.34
2013 | Large Office | 1A | 46320.38 | 0 | 16.01 | 6511.15 | 3407.05 | 681.2 | 14676.31 | 0 | 1980.75 | 2299.53 | 715.72 | 1.3294 | 714.3906 | 2335.36 | 0 | 118.24 | 0 | 447.96 | 0 | 11978.6706 | 16.01 | 32725.31 | 463.97 | 33189.28
2013 | Large Office | 1B | 46320.38 | 0 | 94.87 | 7133.27 | 3408.4 | 680.09 | 14676.31 | 0 | 1980.75 | 2327.24 | 788.17 | 1.3294 | 786.8406 | 2066.1 | 106.25 | 0 | 0 | 449.32 | 0 | 12419.7006 | 94.87 | 33166.58 | 544.19 | 33710.77
2013 | Large Office | 2A | 46320.38 | 0 | 159.18 | 5469.92 | 3406.51 | 679.79 | 14676.31 | 0 | 1980.75 | 2139.59 | 624.48 | 1.3294 | 623.1506 | 2005.08 | 5.05 | 65.81 | 0 | 482.83 | 0 | 10308.6006 | 159.18 | 31053.28 | 642.01 | 31695.29
2013 | Large Office | 2B | 46320.38 | 0 | 114.41 | 4184.97 | 3408.32 | 680.43 | 14676.31 | 0 | 1980.75 | 2390.79 | 507.38 | 1.3294 | 506.0506 | 1339.43 | 1525.35 | 0 | 0 | 485.04 | 0 | 9946.5906 | 114.41 | 30693.73 | 599.44 | 31293.17
2013 | Large Office | 3A | 46320.38 | 0 | 843.68 | 4237.46 | 3417.01 | 680.26 | 14676.31 | 0 | 1980.76 | 2115.64 | 469.77 | 1.3294 | 468.4406 | 1484.96 | 17.93 | 52.89 | 0 | 543.64 | 0 | 8377.3206 | 843.68 | 29132.98 | 1387.32 | 30520.3
2013 | Large Office | 3B | 46320.38 | 0 | 321.5 | 3686.21 | 3409.19 | 680.22 | 14676.31 | 0 | 1980.75 | 2417.27 | 427.79 | 1.3294 | 426.4606 | 1199.76 | 1527 | 0 | 0 | 527.98 | 0 | 9256.7006 | 321.5 | 30004.51 | 849.48 | 30853.99
2013 | Large Office | 3C | 46320.38 | 0 | 50.38 | 2463.79 | 3412.76 | 681.99 | 14676.31 | 0 | 1980.76 | 2058.85 | 361.36 | 1.3294 | 360.0306 | 982.41 | 340.45 | 0 | 0 | 550.64 | 0 | 6205.5306 | 50.38 | 26958.67 | 601.02 | 27559.69
2013 | Large Office | 4A | 46320.38 | 0 | 1133.23 | 3681.87 | 3412.43 | 682.77 | 14676.31 | 0 | 1980.76 | 2121.61 | 382.68 | 1.3294 | 381.3506 | 1161.43 | 26.27 | 57.51 | 0 | 592.12 | 0 | 7430.0406 | 1133.23 | 28183.63 | 1725.35 | 29908.98
2013 | Large Office | 4B | 46320.38 | 0 | 637.09 | 2840.13 | 3400.82 | 680.11 | 14676.31 | 0 | 1980.75 | 2627.96 | 362.62 | 1.3294 | 361.2906 | 855.52 | 1987 | 0 | 0 | 578.39 | 0 | 8671.9006 | 637.09 | 29411.23 | 1215.48 | 30626.71
2013 | Large Office | 4C | 46320.38 | 0 | 1012.76 | 1284.2 | 3423.99 | 682.99 | 14676.31 | 0 | 1980.76 | 2095.04 | 238.82 | 1.3294 | 237.4906 | 444.5 | 1005.71 | 0 | 0 | 606.75 | 0 | 5066.9406 | 1012.76 | 25832.31 | 1619.51 | 27451.82
2013 | Large Office | 5A | 46320.38 | 0 | 1851.22 | 1988.08 | 3410.81 | 681 | 14676.31 | 0 | 1980.76 | 2124.19 | 311.05 | 1.3294 | 309.7206 | 655.39 | 1283.12 | 48.39 | 0 | 633.69 | 0 | 6408.8906 | 1851.22 | 27159.09 | 2484.92 | 29644.01
2013 | Large Office | 5B | 46320.38 | 0 | 1666.52 | 2121.36 | 3408.45 | 682.09 | 14676.31 | 0 | 1980.75 | 2619.92 | 325.25 | 1.3294 | 323.9206 | 630.29 | 2316.61 | 0 | 0 | 621.95 | 0 | 8012.1006 | 1666.52 | 28761.03 | 2288.47 | 31049.5
2013 | Large Office | 5C | 46320.38 | 0 | 1025.26 | 1334.8 | 3426.94 | 682.49 | 14676.31 | 0 | 1980.77 | 2127.71 | 191.61 | 1.3294 | 190.2806 | 378.46 | 728.56 | 0 | 0 | 630.38 | 0 | 4759.8106 | 1025.26 | 25527.65 | 1655.64 | 27183.29
2013 | Large Office | 6A | 46320.38 | 0 | 3526.72 | 2003.91 | 3412.99 | 681.75 | 14676.31 | 0 | 1980.76 | 2201.55 | 338.41 | 1.3294 | 337.0806 | 632.78 | 1386.21 | 53.09 | 0 | 664.76 | 0 | 6614.6206 | 3526.72 | 27367.75 | 4191.47 | 31559.22
2013 | Large Office | 6B | 46320.38 | 0 | 3287.87 | 1844.42 | 3414.68 | 680.75 | 14676.31 | 0 | 1980.76 | 2409 | 276.97 | 1.3294 | 275.6406 | 531.91 | 2147.3 | 0 | 0 | 656.96 | 0 | 7208.2706 | 3287.87 | 27962.09 | 3944.83 | 31906.92
2013 | Large Office | 7 | 46320.38 | 0 | 3841.51 | 1858.9 | 3413.69 | 682.64 | 14676.31 | 0 | 1980.76 | 2251.38 | 332.61 | 1.3294 | 331.2806 | 526.37 | 1407.03 | 57.43 | 0 | 701.67 | 0 | 6432.3906 | 3841.51 | 27187.1 | 4543.18 | 31730.28
2013 | Large Office | 8 | 46320.38 | 0 | 6130.24 | 1307.11 | 3487.61 | 691.19 | 14676.31 | 0 | 1980.82 | 2261.64 | 274.87 | 1.3294 | 273.5406 | 313.8 | 1693.96 | 60.72 | 0 | 752.09 | 0 | 5910.7706 | 6130.24 | 26748.03 | 6882.33 | 33630.36
2016 | Large Office | 0A | 46320.38 | 0 | 14.05 | 7767.28 | 3161.49 | 335.81 | 14676.31 | 0 | 1955.89 | 2367.3 | 809.58 | 1.3294 | 808.2506 | 2712.95 | 0 | 128.08 | 0 | 402.09 | 0 | 13783.8606 | 14.05 | 33914.68 | 416.14 | 34330.82
2016 | Large Office | 0B | 46320.38 | 0 | 15.87 | 8084.38 | 3165.62 | 341.46 | 14676.31 | 0 | 1955.89 | 2318.93 | 844.85 | 1.3294 | 843.5206 | 2344.11 | 17.88 | 0 | 0 | 401.01 | 0 | 13608.8206 | 15.87 | 33749.42 | 416.88 | 34166.3
2016 | Large Office | 1A | 46320.38 | 0 | 15.6 | 6308.12 | 3166.44 | 343 | 14676.31 | 0 | 1955.89 | 2279.7 | 654.03 | 1.3294 | 652.7006 | 2311.13 | 0 | 117.85 | 0 | 432.54 | 0 | 11669.5006 | 15.6 | 31812.46 | 448.14 | 32260.6
2016 | Large Office | 1B | 46320.38 | 0 | 102.26 | 7104.48 | 3167.85 | 341.78 | 14676.31 | 0 | 1955.89 | 2308.98 | 739.39 | 1.3294 | 738.0606 | 2066.45 | 105.84 | 0 | 0 | 433.68 | 0 | 12323.8106 | 102.26 | 32466.95 | 535.94 | 33002.89
2016 | Large Office | 2A | 46320.38 | 0 | 143.59 | 4955.77 | 3166.17 | 342.93 | 14676.31 | 0 | 1955.89 | 2120.98 | 568.6 | 1.3294 | 567.2706 | 1858.94 | 250 | 61.38 | 0 | 467.59 | 0 | 9814.3406 | 143.59 | 29956.97 | 611.18 | 30568.15
2016 | Large Office | 2B | 46320.38 | 0 | 109.95 | 4256.03 | 3167.93 | 343.14 | 14676.31 | 0 | 1955.89 | 2370.43 | 478.06 | 1.3294 | 476.7306 | 1364.04 | 1408.72 | 0 | 0 | 469.66 | 0 | 9875.9506 | 109.95 | 30020.53 | 579.61 | 30600.14
2016 | Large Office | 3A | 46320.38 | 0 | 709.49 | 3467.36 | 3176.39 | 345.73 | 14676.31 | 0 | 1955.9 | 2100.71 | 427.19 | 1.3294 | 425.8606 | 1263.82 | 725.49 | 42.27 | 0 | 528.67 | 0 | 8025.5106 | 709.49 | 28181.16 | 1238.16 | 29419.32
2016 | Large Office | 3B | 46320.38 | 0 | 293.53 | 3661.27 | 3168.62 | 340.29 | 14676.31 | 0 | 1955.89 | 2555.7 | 434.24 | 1.3294 | 432.9106 | 1198.12 | 1527.43 | 0 | 0 | 513.03 | 0 | 9375.4306 | 293.53 | 29517.86 | 806.56 | 30324.42
2016 | Large Office | 3C | 46320.38 | 0 | 41.32 | 2482.56 | 3172.03 | 339.86 | 14676.31 | 0 | 1955.89 | 2049.32 | 342.77 | 1.3294 | 341.4406 | 984.3 | 348.38 | 0 | 0 | 535.38 | 0 | 6206.0006 | 41.32 | 26351.42 | 576.7 | 26928.12
2016 | Large Office | 4A | 46320.38 | 0 | 903 | 2800.18 | 3175.07 | 343.99 | 14676.31 | 0 | 1955.9 | 2071.78 | 337.21 | 1.3294 | 335.8806 | 920.14 | 780.88 | 49.75 | 0 | 577.36 | 0 | 6958.6106 | 903 | 27111.19 | 1480.36 | 28591.55
2016 | Large Office | 4B | 46320.38 | 0 | 633.34 | 2801.07 | 3162.88 | 341.09 | 14676.31 | 0 | 1955.89 | 2567.14 | 331.08 | 1.3294 | 329.7506 | 853.92 | 1990.57 | 0 | 0 | 563.48 | 0 | 8542.4506 | 633.34 | 28679.95 | 1196.82 | 29876.77
2016 | Large Office | 4C | 46320.38 | 0 | 969.65 | 1353.8 | 3187.59 | 348.75 | 14676.31 | 0 | 1955.9 | 2076.54 | 219.29 | 1.3294 | 217.9606 | 461.68 | 880.75 | 0 | 0 | 592.25 | 0 | 4990.7306 | 969.65 | 25160.6 | 1561.9 | 26722.5
2016 | Large Office | 5A | 46320.38 | 0 | 1473.69 | 1963.82 | 3172.12 | 345.67 | 14676.31 | 0 | 1955.89 | 2091.18 | 275.03 | 1.3294 | 273.7006 | 653.18 | 1267.44 | 40.21 | 0 | 618.88 | 0 | 6289.5306 | 1473.69 | 26440.84 | 2092.58 | 28533.42
2016 | Large Office | 5B | 46320.38 | 0 | 1606.36 | 2108.61 | 3169.56 | 343.44 | 14676.31 | 0 | 1955.89 | 2584.85 | 293.88 | 1.3294 | 292.5506 | 631.39 | 2320.22 | 0 | 0 | 607.16 | 0 | 7937.6206 | 1606.36 | 28084.16 | 2213.52 | 30297.68
2016 | Large Office | 5C | 46320.38 | 0 | 998.66 | 1254.03 | 3188.21 | 349.24 | 14676.31 | 0 | 1955.9 | 2101.88 | 175.04 | 1.3294 | 173.7106 | 355.97 | 734.21 | 0 | 0 | 615.92 | 0 | 4619.8006 | 998.66 | 24790.79 | 1614.57 | 26405.36
2016 | Large Office | 6A | 46320.38 | 0 | 2631.87 | 1980.22 | 3172.82 | 346.08 | 14676.31 | 0 | 1955.9 | 2180.98 | 291.37 | 1.3294 | 290.0406 | 630.88 | 1399.71 | 45.94 | 0 | 650.01 | 0 | 6527.7706 | 2631.87 | 26680.19 | 3281.88 | 29962.07
2016 | Large Office | 6B | 46320.38 | 0 | 3035.59 | 1844.49 | 3174.48 | 348.85 | 14676.31 | 0 | 1955.9 | 2462.53 | 253.06 | 1.3294 | 251.7306 | 533.85 | 2149.19 | 0 | 0 | 642.14 | 0 | 7241.7906 | 3035.59 | 27398.66 | 3677.74 | 31076.4
2016 | Large Office | 7 | 46320.38 | 0 | 2729.97 | 1860.35 | 3173.7 | 349.58 | 14676.31 | 0 | 1955.9 | 2231.03 | 281.89 | 1.3294 | 280.5606 | 524.44 | 1396.24 | 50.85 | 0 | 686.94 | 0 | 6343.4706 | 2729.97 | 26500.28 | 3416.92 | 29917.2
2016 | Large Office | 8 | 46320.38 | 0 | 3843.2 | 1359.61 | 3246.75 | 376.91 | 14676.31 | 0 | 1955.93 | 2240.5 | 219.43 | 1.3294 | 218.1006 | 315.99 | 1641.49 | 55.29 | 0 | 736.88 | 0 | 5830.9806 | 3843.2 | 26088.21 | 4580.08 | 30668.29
2019 | Large Office | 0A | 46320.38 | 0 | 14.86 | 7392.13 | 2574.7 | 335.81 | 14676.31 | 0 | 1955.63 | 2337.01 | 787.63 | 1.3294 | 786.3006 | 2455.6 | 0 | 106.46 | 0 | 402.11 | 0 | 13077.5006 | 14.86 | 32621.28 | 416.96 | 33038.24
2019 | Large Office | 0B | 46320.38 | 0 | 18.21 | 7735.48 | 2576.27 | 341.46 | 14676.31 | 0 | 1955.63 | 2292.27 | 800.2 | 1.3294 | 798.8706 | 2123.69 | 18.34 | 0 | 0 | 401.04 | 0 | 12968.6506 | 18.21 | 32519.65 | 419.25 | 32938.9
2019 | Large Office | 1A | 46320.38 | 0 | 20.96 | 5890.71 | 2579.39 | 343 | 14676.31 | 0 | 1955.63 | 2219.08 | 627.57 | 1.3294 | 626.2406 | 2079.42 | 0 | 97.28 | 0 | 432.52 | 0 | 10912.7306 | 20.96 | 30468.39 | 453.49 | 30921.88
2019 | Large Office | 1B | 46320.38 | 0 | 87.58 | 6684.4 | 2580.03 | 341.78 | 14676.31 | 0 | 1955.63 | 2247.56 | 694.5 | 1.3294 | 693.1706 | 1858.19 | 106.87 | 0 | 0 | 433.65 | 0 | 11590.1906 | 87.58 | 31145.27 | 521.23 | 31666.5
2019 | Large Office | 2A | 46320.38 | 0 | 80.08 | 4595.48 | 2576.74 | 342.93 | 14676.31 | 0 | 1955.63 | 2073.42 | 548.41 | 1.3294 | 547.0806 | 1661.34 | 276.91 | 50.26 | 0 | 467.55 | 0 | 9204.4906 | 80.08 | 28757.45 | 547.64 | 29305.09
2019 | Large Office | 2B | 46320.38 | 0 | 92.59 | 4015.37 | 2578.03 | 343.14 | 14676.31 | 0 | 1955.63 | 2321.93 | 459.85 | 1.3294 | 458.5206 | 1228.97 | 1334.6 | 0 | 0 | 469.68 | 0 | 9359.3906 | 92.59 | 28913.82 | 562.27 | 29476.09
2019 | Large Office | 3A | 46320.38 | 0 | 355.24 | 3119.47 | 2582.34 | 345.73 | 14676.31 | 0 | 1955.64 | 2047.85 | 396.69 | 1.3294 | 395.3606 | 1104.24 | 786.85 | 40.86 | 0 | 528.6 | 0 | 7494.6306 | 355.24 | 27055.95 | 883.84 | 27939.79
2019 | Large Office | 3B | 46320.38 | 0 | 352.72 | 3495.58 | 2579.34 | 340.29 | 14676.31 | 0 | 1955.63 | 2486.57 | 419.72 | 1.3294 | 418.3906 | 1091.07 | 1440.84 | 0 | 0 | 513.03 | 0 | 8932.4506 | 352.72 | 28485.36 | 865.75 | 29351.11
2019 | Large Office | 3C | 46320.38 | 0 | 53.01 | 2248.84 | 2582.74 | 339.86 | 14676.31 | 0 | 1955.64 | 2001.33 | 329.22 | 1.3294 | 327.8906 | 862.81 | 385.78 | 0 | 0 | 535.44 | 0 | 5826.6506 | 53.01 | 25382.53 | 588.45 | 25970.98
2019 | Large Office | 4A | 46320.38 | 0 | 715.39 | 2290.59 | 2584.57 | 343.99 | 14676.31 | 0 | 1955.64 | 1976.55 | 317.29 | 1.3294 | 315.9606 | 768.29 | 1200.39 | 44.33 | 0 | 577.34 | 0 | 6596.1106 | 715.39 | 26157.94 | 1292.73 | 27450.67
2019 | Large Office | 4B | 46320.38 | 0 | 769.95 | 2570.83 | 2576.4 | 341.09 | 14676.31 | 0 | 1955.63 | 2518.09 | 326.05 | 1.3294 | 324.7206 | 748.83 | 2037.27 | 0 | 0 | 563.52 | 0 | 8199.7406 | 769.95 | 27750.5 | 1333.47 | 29083.97
2019 | Large Office | 4C | 46320.38 | 0 | 1094.73 | 1276.53 | 2591.76 | 348.75 | 14676.31 | 0 | 1955.64 | 1979.81 | 213.09 | 1.3294 | 211.7606 | 411.61 | 854.3 | 0 | 0 | 592.28 | 0 | 4734.0106 | 1094.73 | 24307.82 | 1687.01 | 25994.83
2019 | Large Office | 5A | 46320.38 | 0 | 1228.52 | 2112.71 | 2581.89 | 345.67 | 14676.31 | 0 | 1955.64 | 2014.71 | 270.72 | 1.3294 | 269.3906 | 618.82 | 854.12 | 36.51 | 0 | 618.86 | 0 | 5906.2606 | 1228.52 | 25467.1 | 1847.37 | 27314.47
2019 | Large Office | 5B | 46320.38 | 0 | 1753.92 | 1955.23 | 2581.33 | 343.44 | 14676.31 | 0 | 1955.64 | 2485.53 | 287.39 | 1.3294 | 286.0606 | 561.21 | 2322.76 | 0 | 0 | 607.13 | 0 | 7610.7906 | 1753.92 | 27168.83 | 2361.04 | 29529.87
2019 | Large Office | 5C | 46320.38 | 0 | 1210.75 | 991.38 | 2593.49 | 349.24 | 14676.31 | 0 | 1955.64 | 2004.55 | 172.43 | 1.3294 | 171.1006 | 288.19 | 972.36 | 0 | 0 | 615.92 | 0 | 4427.5806 | 1210.75 | 24003.59 | 1826.68 | 25830.27
2019 | Large Office | 6A | 46320.38 | 0 | 2400.32 | 2012.66 | 2583.76 | 346.08 | 14676.31 | 0 | 1955.64 | 2080.65 | 281.49 | 1.3294 | 280.1606 | 583.29 | 1188.02 | 40.7 | 0 | 650.1 | 0 | 6185.4806 | 2400.32 | 25748.6 | 3050.42 | 28799.02
2019 | Large Office | 6B | 46320.38 | 0 | 3186.33 | 1712.17 | 2585.16 | 348.85 | 14676.31 | 0 | 1955.64 | 2360.31 | 247.61 | 1.3294 | 246.2806 | 474.13 | 2144.14 | 0 | 0 | 642.08 | 0 | 6937.0306 | 3186.33 | 26504.31 | 3828.42 | 30332.73
2019 | Large Office | 7 | 46320.38 | 0 | 2350.98 | 1710.77 | 2585.9 | 349.58 | 14676.31 | 0 | 1955.64 | 2100.9 | 275.45 | 1.3294 | 274.1206 | 466.39 | 1403.32 | 46.3 | 0 | 686.96 | 0 | 6001.8006 | 2350.98 | 25570.54 | 3037.93 | 28608.47
2019 | Large Office | 8 | 46320.38 | 0 | 3299.47 | 1229.42 | 2642.46 | 376.91 | 14676.31 | 0 | 1955.67 | 2097.71 | 219.02 | 1.3294 | 217.6906 | 285.6 | 1697.79 | 48.81 | 0 | 736.99 | 0 | 5577.0206 | 3299.47 | 25229.7 | 4036.47 | 29266.17
2004 | Medium Office | 0A | 4982.19 | 0.05 | 0 | 1697.18 | 552.77 | 225.64 | 816.24 | 0 | 33.76 | 167.55 | 0.15 | 0.15 | 0 | 0 | 0 | 0 | 0 | 69.53 | 0 | 1864.78 | 0 | 3493.34 | 69.53 | 3562.87
2004 | Medium Office | 0B | 4982.19 | 7.54 | 0 | 1347.75 | 552.77 | 225.68 | 816.24 | 0 | 33.76 | 163.76 | 0.15 | 0.15 | 0 | 0 | 0 | 0 | 0 | 70.23 | 0 | 1519.05 | 0 | 3147.64 | 70.23 | 3217.87
2004 | Medium Office | 1A | 4982.19 | 1.73 | 0 | 1071.53 | 552.77 | 225.71 | 816.24 | 0 | 33.76 | 147.87 | 0.15 | 0.15 | 0 | 0 | 0 | 0 | 0 | 72.35 | 0 | 1221.13 | 0 | 2849.75 | 72.35 | 2922.1
2004 | Medium Office | 1B | 4982.19 | 38.54 | 1.34 | 1084.77 | 552.77 | 225.42 | 816.24 | 0 | 33.76 | 153.9 | 0.15 | 0.15 | 0 | 0 | 0 | 0 | 0 | 72.81 | 0 | 1277.21 | 1.34 | 2905.56 | 74.15 | 2979.71
2004 | Medium Office | 2A | 4982.19 | 70.97 | 13.2 | 975 | 552.77 | 225.34 | 816.24 | 0 | 33.76 | 129.59 | 0.15 | 0.15 | 0 | 0 | 0 | 0 | 0 | 75.81 | 0 | 1175.56 | 13.2 | 2803.82 | 89.01 | 2892.83
2004 | Medium Office | 2B | 4982.19 | 88.64 | 2.53 | 678.53 | 552.77 | 225.51 | 816.24 | 0 | 33.76 | 151.39 | 0.15 | 0.15 | 0 | 0 | 0 | 0 | 0 | 76.03 | 0 | 918.56 | 2.53 | 2546.98 | 78.56 | 2625.54
2004 | Medium Office | 3A | 4982.19 | 187.28 | 144.62 | 537.44 | 552.77 | 225.46 | 816.24 | 0 | 33.76 | 105.96 | 0.15 | 0.15 | 0 | 0 | 0 | 0 | 0 | 81.97 | 0 | 830.68 | 144.62 | 2459.06 | 226.59 | 2685.65
2004 | Medium Office | 3B | 4982.19 | 102.1 | 26.57 | 449.47 | 552.77 | 225.46 | 816.24 | 0 | 33.76 | 127.35 | 0.15 | 0.15 | 0 | 0 | 0 | 0 | 0 | 80.34 | 0 | 678.92 | 26.57 | 2307.29 | 106.91 | 2414.2
2004 | Medium Office | 3C | 4982.19 | 98.73 | 1.13 | 398.67 | 552.77 | 225.42 | 816.24 | 0 | 33.76 | 109.35 | 0.15 | 0.15 | 0 | 0 | 0 | 0 | 0 | 82.56 | 0 | 606.75 | 1.13 | 2235.09 | 83.69 | 2318.78
2004 | Medium Office | 4A | 4982.19 | 404.63 | 230.05 | 380.81 | 552.77 | 225.12 | 816.24 | 0 | 33.76 | 102.03 | 0.15 | 0.15 | 0 | 0 | 0 | 0 | 0 | 87.05 | 0 | 887.47 | 230.05 | 2515.5 | 317.1 | 2832.6
2004 | Medium Office | 4B | 4982.19 | 214.98 | 70.28 | 348.65 | 552.77 | 225.29 | 816.24 | 0 | 33.76 | 127.82 | 0.15 | 0.15 | 0 | 0 | 0 | 0 | 0 | 85.61 | 0 | 691.45 | 70.28 | 2319.66 | 155.89 | 2475.55
2004 | Medium Office | 4C | 4982.19 | 362.28 | 97.4 | 168.32 | 552.77 | 224.86 | 816.24 | 0 | 33.76 | 94.09 | 0.15 | 0.15 | 0 | 0 | 0 | 0 | 0 | 88.54 | 0 | 624.69 | 97.4 | 2252.46 | 185.94 | 2438.4
2004 | Medium Office | 5A | 4982.19 | 546 | 411.21 | 223.22 | 552.77 | 225.19 | 816.24 | 0 | 33.76 | 97.55 | 0.15 | 0.15 | 0 | 0 | 0 | 0 | 0 | 91.42 | 0 | 866.77 | 411.21 | 2494.87 | 502.63 | 2997.5
2004 | Medium Office | 5B | 4982.19 | 359.37 | 207.49 | 259.67 | 552.77 | 225.2 | 816.24 | 0 | 33.76 | 119.74 | 0.15 | 0.15 | 0 | 0 | 0 | 0 | 0 | 90.18 | 0 | 738.78 | 207.49 | 2366.89 | 297.68 | 2664.57
2004 | Medium Office | 5C | 4982.19 | 331.91 | 146.32 | 109.12 | 552.77 | 224.85 | 816.24 | 0 | 33.76 | 88.51 | 0.15 | 0.15 | 0 | 0 | 0 | 0 | 0 | 91.06 | 0 | 529.54 | 146.32 | 2157.31 | 237.39 | 2394.7
2004 | Medium Office | 6A | 4982.19 | 778.79 | 618.61 | 239.96 | 552.77 | 225.09 | 816.24 | 0 | 33.76 | 105.94 | 0.15 | 0.15 | 0 | 0 | 0 | 0 | 0 | 94.76 | 0 | 1124.69 | 618.61 | 2752.68 | 713.36 | 3466.04
2004 | Medium Office | 6B | 4982.19 | 600.76 | 390.71 | 175.76 | 552.77 | 224.92 | 816.24 | 0 | 33.76 | 109.95 | 0.15 | 0.15 | 0 | 0 | 0 | 0 | 0 | 93.87 | 0 | 886.47 | 390.71 | 2514.31 | 484.59 | 2998.9
2004 | Medium Office | 7 | 4982.19 | 860.58 | 765.4 | 202.59 | 552.77 | 224.78 | 816.24 | 0 | 33.76 | 115.33 | 0.15 | 0.15 | 0 | 0 | 0 | 0 | 0 | 98.76 | 0 | 1178.5 | 765.4 | 2806.2 | 864.16 | 3670.36
2004 | Medium Office | 8 | 4982.19 | 1012.36 | 1149.7 | 111.86 | 552.77 | 223.55 | 816.24 | 0 | 33.76 | 115.24 | 0.15 | 0.15 | 0 | 0 | 0 | 0 | 0 | 104.08 | 0 | 1239.46 | 1149.7 | 2865.93 | 1253.78 | 4119.71
2007 | Medium Office | 0A | 4982.19 | 0.06 | 0 | 1550.95 | 552.77 | 225.64 | 816.24 | 0 | 33.76 | 148.91 | 0.15 | 0.15 | 0 | 0 | 0 | 0 | 0 | 69.53 | 0 | 1699.92 | 0 | 3328.48 | 69.53 | 3398.01
2007 | Medium Office | 0B | 4982.19 | 7.07 | 0 | 1259.09 | 552.77 | 225.68 | 816.24 | 0 | 33.76 | 144.12 | 0.15 | 0.15 | 0 | 0 | 0 | 0 | 0 | 70.23 | 0 | 1410.28 | 0 | 3038.87 | 70.23 | 3109.1
2007 | Medium Office | 1A | 4982.19 | 1.7 | 0 | 1007.43 | 552.77 | 225.71 | 816.24 | 0 | 33.76 | 131.2 | 0.15 | 0.15 | 0 | 0 | 0 | 0 | 0 | 72.35 | 0 | 1140.33 | 0 | 2768.95 | 72.35 | 2841.3
2007 | Medium Office | 1B | 4982.19 | 36.61 | 0.41 | 1019.86 | 552.77 | 225.42 | 816.24 | 0 | 33.76 | 135.13 | 0.15 | 0.15 | 0 | 0 | 0 | 0 | 0 | 72.81 | 0 | 1191.6 | 0.41 | 2819.94 | 73.22 | 2893.16
2007 | Medium Office | 2A | 4982.19 | 41.84 | 7.52 | 891.02 | 552.77 | 225.34 | 816.24 | 0 | 33.76 | 109.64 | 0.15 | 0.15 | 0 | 0 | 0 | 0 | 0 | 75.81 | 0 | 1042.5 | 7.52 | 2670.77 | 83.33 | 2754.1
2007 | Medium Office | 2B | 4982.19 | 49.83 | 1.26 | 628.63 | 552.77 | 225.51 | 816.24 | 0 | 33.76 | 127.79 | 0.15 | 0.15 | 0 | 0 | 0 | 0 | 0 | 76.04 | 0 | 806.25 | 1.26 | 2434.67 | 77.3 | 2511.97
2007 | Medium Office | 3A | 4982.19 | 156.87 | 94.33 | 507.96 | 552.77 | 225.46 | 816.24 | 0 | 33.76 | 91.29 | 0.15 | 0.15 | 0 | 0 | 0 | 0 | 0 | 81.95 | 0 | 756.12 | 94.33 | 2384.5 | 176.28 | 2560.78
2007 | Medium Office | 3B | 4982.19 | 82.39 | 12.78 | 431.38 | 552.77 | 225.46 | 816.24 | 0 | 33.76 | 110.14 | 0.15 | 0.15 | 0 | 0 | 0 | 0 | 0 | 80.33 | 0 | 623.91 | 12.78 | 2252.28 | 93.11 | 2345.39
2007 | Medium Office | 3C | 4982.19 | 35.3 | 1.33 | 343.12 | 552.77 | 225.42 | 816.24 | 0 | 33.76 | 81.7 | 0.15 | 0.15 | 0 | 0 | 0 | 0 | 0 | 82.56 | 0 | 460.12 | 1.33 | 2088.46 | 83.89 | 2172.35
2007 | Medium Office | 4A | 4982.19 | 282.19 | 154.16 | 370.12 | 552.77 | 225.12 | 816.24 | 0 | 33.76 | 86.69 | 0.15 | 0.15 | 0 | 0 | 0 | 0 | 0 | 87.04 | 0 | 739 | 154.16 | 2367.04 | 241.21 | 2608.25
2007 | Medium Office | 4B | 4982.19 | 136.9 | 29.93 | 340.11 | 552.77 | 225.29 | 816.24 | 0 | 33.76 | 112.15 | 0.15 | 0.15 | 0 | 0 | 0 | 0 | 0 | 85.61 | 0 | 589.16 | 29.93 | 2217.36 | 115.54 | 2332.9
2007 | Medium Office | 4C | 4982.19 | 247.07 | 52.11 | 173.07 | 552.77 | 224.86 | 816.24 | 0 | 33.76 | 80.73 | 0.15 | 0.15 | 0 | 0 | 0 | 0 | 0 | 88.51 | 0 | 500.87 | 52.11 | 2128.64 | 140.62 | 2269.26
2007 | Medium Office | 5A | 4982.19 | 416.49 | 299.13 | 221.15 | 552.77 | 225.19 | 816.24 | 0 | 33.76 | 82.68 | 0.15 | 0.15 | 0 | 0 | 0 | 0 | 0 | 91.39 | 0 | 720.32 | 299.13 | 2348.43 | 390.53 | 2738.96
2007 | Medium Office | 5B | 4982.19 | 260.57 | 108.64 | 259.56 | 552.77 | 225.2 | 816.24 | 0 | 33.76 | 105.21 | 0.15 | 0.15 | 0 | 0 | 0 | 0 | 0 | 90.17 | 0 | 625.34 | 108.64 | 2253.45 | 198.81 | 2452.26
2007 | Medium Office | 5C | 4982.19 | 230.61 | 79.86 | 115.98 | 552.77 | 224.85 | 816.24 | 0 | 33.76 | 76.66 | 0.15 | 0.15 | 0 | 0 | 0 | 0 | 0 | 91.05 | 0 | 423.25 | 79.86 | 2051.02 | 170.91 | 2221.93
2007 | Medium Office | 6A | 4982.19 | 607.42 | 471.27 | 237.4 | 552.77 | 225.09 | 816.24 | 0 | 33.76 | 89.86 | 0.15 | 0.15 | 0 | 0 | 0 | 0 | 0 | 94.72 | 0 | 934.68 | 471.27 | 2562.68 | 566 | 3128.68
2007 | Medium Office | 6B | 4982.19 | 452.06 | 256.25 | 178.57 | 552.77 | 224.92 | 816.24 | 0 | 33.76 | 95.07 | 0.15 | 0.15 | 0 | 0 | 0 | 0 | 0 | 93.85 | 0 | 725.7 | 256.25 | 2353.54 | 350.1 | 2703.64
2007 | Medium Office | 7 | 4982.19 | 637.02 | 594.91 | 194.7 | 552.77 | 224.78 | 816.24 | 0 | 33.76 | 93.27 | 0.15 | 0.15 | 0 | 0 | 0 | 0 | 0 | 98.73 | 0 | 924.99 | 594.91 | 2552.69 | 693.64 | 3246.33
2007 | Medium Office | 8 | 4982.19 | 911.02 | 903.7 | 115.26 | 552.77 | 223.55 | 816.24 | 0 | 33.76 | 96.75 | 0.15 | 0.15 | 0 | 0 | 0 | 0 | 0 | 104.05 | 0 | 1123.03 | 903.7 | 2749.5 | 1007.75 | 3757.25
2010 | Medium Office | 0A | 4982.19 | 0 | 0 | 1201.35 | 370.13 | 103.11 | 757.68 | 0 | 17.38 | 130.1 | 0.15 | 0.15 | 0 | 0 | 0 | 0 | 0 | 67.15 | 0 | 1331.45 | 0 | 2579.89 | 67.15 | 2647.04
2010 | Medium Office | 0B | 4982.19 | 1.27 | 0 | 1011.9 | 370.65 | 103.08 | 757.68 | 0 | 17.38 | 125.75 | 0.15 | 0.15 | 0 | 0 | 0 | 0 | 0 | 67.6 | 0 | 1138.92 | 0 | 2387.86 | 67.6 | 2455.46
2010 | Medium Office | 1A | 4982.19 | 0.13 | 0 | 799.93 | 371.68 | 103.1 | 757.68 | 0 | 17.38 | 110.84 | 0.15 | 0.15 | 0 | 0 | 0 | 0 | 0 | 70.11 | 0 | 910.9 | 0 | 2160.89 | 70.11 | 2231
2010 | Medium Office | 1B | 4982.19 | 13.97 | 1.96 | 815.97 | 371.71 | 102.94 | 757.68 | 0 | 17.38 | 117.66 | 0.15 | 0.15 | 0 | 0 | 0 | 0 | 0 | 70.36 | 0 | 947.6 | 1.96 | 2197.46 | 72.32 | 2269.78
2010 | Medium Office | 2A | 4982.19 | 28.06 | 1.77 | 673.69 | 371.48 | 102.9 | 757.68 | 0 | 17.38 | 91.27 | 0.15 | 0.15 | 0 | 0 | 0 | 0 | 0 | 73.61 | 0 | 793.02 | 1.77 | 2042.61 | 75.37 | 2117.98
2010 | Medium Office | 2B | 4982.19 | 18.08 | 6.36 | 489.17 | 372.23 | 102.99 | 757.68 | 0 | 17.38 | 110.26 | 0.15 | 0.15 | 0 | 0 | 0 | 0 | 0 | 73.82 | 0 | 617.51 | 6.36 | 1867.94 | 80.18 | 1948.12
2010 | Medium Office | 3A | 4982.19 | 133.91 | 35.37 | 376.25 | 373.7 | 102.96 | 757.68 | 0 | 17.39 | 74.44 | 0.15 | 0.15 | 0 | 0 | 0 | 0 | 0 | 79.93 | 0 | 584.6 | 35.37 | 1836.47 | 115.3 | 1951.77
2010 | Medium Office | 3B | 4982.19 | 34.15 | 28.51 | 327.84 | 372.35 | 102.96 | 757.68 | 0 | 17.38 | 95.08 | 0.15 | 0.15 | 0 | 0 | 0 | 0 | 0 | 78.28 | 0 | 457.07 | 28.51 | 1707.58 | 106.79 | 1814.37
2010 | Medium Office | 3C | 4982.19 | 15.06 | 4.71 | 216.59 | 372.88 | 103.14 | 757.68 | 0 | 17.39 | 70.38 | 0.15 | 0.15 | 0 | 0 | 0 | 0 | 0 | 80.53 | 0 | 302.03 | 4.71 | 1553.25 | 85.24 | 1638.49
2010 | Medium Office | 4A | 4982.19 | 152.49 | 122.59 | 249.59 | 372.64 | 103.18 | 757.68 | 0 | 17.39 | 74.34 | 0.15 | 0.15 | 0 | 0 | 0 | 0 | 0 | 85.12 | 0 | 476.42 | 122.59 | 1727.44 | 207.71 | 1935.15
2010 | Medium Office | 4B | 4982.19 | 55.9 | 47.32 | 245.66 | 370.78 | 102.92 | 757.68 | 0 | 17.38 | 99.9 | 0.15 | 0.15 | 0 | 0 | 0 | 0 | 0 | 83.61 | 0 | 401.46 | 47.32 | 1650.37 | 130.93 | 1781.3
2010 | Medium Office | 4C | 4982.19 | 121.13 | 59.52 | 90.98 | 374.66 | 103.17 | 757.68 | 0 | 17.39 | 69.31 | 0.15 | 0.15 | 0 | 0 | 0 | 0 | 0 | 86.74 | 0 | 281.42 | 59.52 | 1534.47 | 146.26 | 1680.73
2010 | Medium Office | 5A | 4982.19 | 245.05 | 227.8 | 161.72 | 372.32 | 103 | 757.68 | 0 | 17.39 | 69.7 | 0.15 | 0.15 | 0 | 0 | 0 | 0 | 0 | 89.66 | 0 | 476.47 | 227.8 | 1727.01 | 317.46 | 2044.47
2010 | Medium Office | 5B | 4982.19 | 136.21 | 124.06 | 177.14 | 372.12 | 103.12 | 757.68 | 0 | 17.39 | 91.45 | 0.15 | 0.15 | 0 | 0 | 0 | 0 | 0 | 88.32 | 0 | 404.8 | 124.06 | 1655.24 | 212.38 | 1867.62
2010 | Medium Office | 5C | 4982.19 | 119.08 | 81.52 | 49.32 | 375.2 | 103.11 | 757.68 | 0 | 17.39 | 68.36 | 0.15 | 0.15 | 0 | 0 | 0 | 0 | 0 | 89.29 | 0 | 236.76 | 81.52 | 1490.29 | 170.81 | 1661.1
2010 | Medium Office | 6A | 4982.19 | 374.32 | 358.82 | 176.43 | 372.78 | 103.07 | 757.68 | 0 | 17.39 | 74.64 | 0.15 | 0.15 | 0 | 0 | 0 | 0 | 0 | 93.01 | 0 | 625.39 | 358.82 | 1876.44 | 451.83 | 2328.27
2010 | Medium Office | 6B | 4982.19 | 258.25 | 233.21 | 115.49 | 373.28 | 102.94 | 757.68 | 0 | 17.39 | 80.63 | 0.15 | 0.15 | 0 | 0 | 0 | 0 | 0 | 92.16 | 0 | 454.37 | 233.21 | 1705.8 | 325.37 | 2031.17
2010 | Medium Office | 7 | 4982.19 | 401.11 | 460.16 | 136.57 | 372.99 | 103.12 | 757.68 | 0 | 17.39 | 77.09 | 0.15 | 0.15 | 0 | 0 | 0 | 0 | 0 | 97.09 | 0 | 614.77 | 460.16 | 1866.09 | 557.25 | 2423.34
2010 | Medium Office | 8 | 4982.19 | 635.33 | 701.33 | 58.62 | 386.98 | 103.85 | 757.68 | 0 | 17.41 | 80.43 | 0.15 | 0.15 | 0 | 0 | 0 | 0 | 0 | 102.61 | 0 | 774.38 | 701.33 | 2040.45 | 803.94 | 2844.39
2013 | Medium Office | 0A | 4982.19 | 0 | 0 | 983.59 | 326.07 | 103.11 | 750.07 | 0 | 17.05 | 121.85 | 0.15 | 0.15 | 0 | 0 | 0 | 0 | 0 | 67.15 | 0 | 1105.44 | 0 | 2301.88 | 67.15 | 2369.03
2013 | Medium Office | 0B | 4982.19 | 0.51 | 0 | 914.38 | 326.66 | 103.08 | 750.07 | 0 | 17.05 | 108.82 | 0.15 | 0.15 | 0 | 0 | 0 | 0 | 0 | 67.6 | 0 | 1023.71 | 0 | 2220.73 | 67.6 | 2288.33
2013 | Medium Office | 1A | 4982.19 | 0.02 | 0 | 660.53 | 327.52 | 103.1 | 750.07 | 0 | 17.06 | 102.83 | 0.15 | 0.15 | 0 | 0 | 0 | 16.82 | 0 | 70.1 | 0 | 780.2 | 0 | 1978.08 | 70.1 | 2048.18
2013 | Medium Office | 1B | 4982.19 | 4.45 | 1.84 | 741.09 | 327.68 | 102.94 | 750.07 | 0 | 17.06 | 101.6 | 0.15 | 0.15 | 0 | 0 | 0 | 0 | 0 | 70.36 | 0 | 847.14 | 1.84 | 2045.04 | 72.19 | 2117.23
2013 | Medium Office | 2A | 4982.19 | 12.7 | 0.91 | 551.19 | 327.52 | 102.9 | 750.07 | 0 | 17.06 | 84.77 | 0.15 | 0.15 | 0 | 0 | 0 | 11.09 | 0 | 73.6 | 0 | 659.75 | 0.91 | 1857.43 | 74.51 | 1931.94
2013 | Medium Office | 2B | 4982.19 | 7.8 | 5.31 | 452.31 | 328.02 | 102.99 | 750.07 | 0 | 17.06 | 98.51 | 0.15 | 0.15 | 0 | 0 | 0 | 0 | 0 | 73.84 | 0 | 558.62 | 5.31 | 1756.89 | 79.15 | 1836.04
2013 | Medium Office | 3A | 4982.19 | 93.51 | 31.19 | 332.8 | 329.35 | 102.96 | 750.07 | 0 | 17.06 | 71.56 | 0.15 | 0.15 | 0 | 0 | 0 | 0 | 0 | 79.92 | 0 | 497.87 | 31.19 | 1697.45 | 111.12 | 1808.57
2013 | Medium Office | 3B | 4982.19 | 18.92 | 25.53 | 315.32 | 327.97 | 102.96 | 750.07 | 0 | 17.06 | 89.01 | 0.15 | 0.15 | 0 | 0 | 0 | 0 | 0 | 78.27 | 0 | 423.25 | 25.53 | 1621.45 | 103.8 | 1725.25
2013 | Medium Office | 3C | 4982.19 | 4.93 | 3.04 | 206.79 | 328.44 | 103.14 | 750.07 | 0 | 17.06 | 64.59 | 0.15 | 0.15 | 0 | 0 | 0 | 0 | 0 | 80.48 | 0 | 276.31 | 3.04 | 1475.17 | 83.52 | 1558.69
2013 | Medium Office | 4A | 4982.19 | 107.59 | 118.66 | 233.72 | 328.24 | 103.18 | 750.07 | 0 | 17.06 | 74.28 | 0.15 | 0.15 | 0 | 0 | 0 | 0 | 0 | 85.07 | 0 | 415.59 | 118.66 | 1614.29 | 203.73 | 1818.02
2013 | Medium Office | 4B | 4982.19 | 27.89 | 42.76 | 233.73 | 326.37 | 102.92 | 750.07 | 0 | 17.05 | 97.2 | 0.15 | 0.15 | 0 | 0 | 0 | 0 | 0 | 83.56 | 0 | 358.82 | 42.76 | 1555.39 | 126.32 | 1681.71
2013 | Medium Office | 4C | 4982.19 | 75.83 | 57.28 | 88.48 | 330.19 | 103.17 | 750.07 | 0 | 17.06 | 65.08 | 0.15 | 0.15 | 0 | 0 | 0 | 0 | 0 | 86.72 | 0 | 229.39 | 57.28 | 1430.02 | 144 | 1574.02
2013 | Medium Office | 5A | 4982.19 | 189.95 | 219.33 | 150.77 | 328.01 | 103 | 750.07 | 0 | 17.06 | 69.63 | 0.15 | 0.15 | 0 | 0 | 0 | 0 | 0 | 89.61 | 0 | 410.35 | 219.33 | 1608.64 | 308.94 | 1917.58
2013 | Medium Office | 5B | 4982.19 | 88.47 | 115.34 | 173.25 | 327.62 | 103.12 | 750.07 | 0 | 17.06 | 89.09 | 0.15 | 0.15 | 0 | 0 | 0 | 0 | 0 | 88.28 | 0 | 350.81 | 115.34 | 1548.82 | 203.62 | 1752.44
2013 | Medium Office | 5C | 4982.19 | 70.36 | 77.56 | 50.67 | 330.61 | 103.11 | 750.07 | 0 | 17.06 | 65.51 | 0.15 | 0.15 | 0 | 0 | 0 | 0 | 0 | 89.27 | 0 | 186.54 | 77.56 | 1387.55 | 166.83 | 1554.38
2013 | Medium Office | 6A | 4982.19 | 296.92 | 344.71 | 164.57 | 328.39 | 103.07 | 750.07 | 0 | 17.06 | 73.19 | 0.15 | 0.15 | 0 | 0 | 0 | 0 | 0 | 92.96 | 0 | 534.68 | 344.71 | 1733.41 | 437.67 | 2171.08
2013 | Medium Office | 6B | 4982.19 | 188.15 | 221.19 | 111.25 | 328.66 | 102.94 | 750.07 | 0 | 17.06 | 79.38 | 0.15 | 0.15 | 0 | 0 | 0 | 0 | 0 | 92.11 | 0 | 378.78 | 221.19 | 1577.66 | 313.29 | 1890.95
2013 | Medium Office | 7 | 4982.19 | 314 | 184.42 | 127.9 | 328.45 | 103.12 | 750.07 | 0 | 17.06 | 75.93 | 0.15 | 0.15 | 0 | 0 | 0 | 26.49 | 0 | 97.04 | 0 | 544.32 | 184.42 | 1743.15 | 281.46 | 2024.61
2013 | Medium Office | 8 | 4982.19 | 476.04 | 382.08 | 57.58 | 340.12 | 103.85 | 750.07 | 0 | 17.08 | 79.33 | 0.15 | 0.15 | 0 | 0 | 0 | 27.1 | 0 | 102.55 | 0 | 640.05 | 382.08 | 1851.31 | 484.63 | 2335.94
2016 | Medium Office | 0A | 4982.19 | 0 | 0 | 893.77 | 301.86 | 45.59 | 750.07 | 0 | 11.76 | 115.78 | 0.15 | 0.15 | 0 | 0 | 0 | 17.17 | 0 | 64.69 | 0 | 1026.72 | 0 | 2136.15 | 64.69 | 2200.84
2016 | Medium Office | 0B | 4982.19 | 0.51 | 0 | 882.22 | 302.6 | 46.56 | 750.07 | 0 | 11.76 | 104.38 | 0.15 | 0.15 | 0 | 0 | 0 | 0 | 0 | 64.88 | 0 | 987.11 | 0 | 2098.25 | 64.88 | 2163.13
2016 | Medium Office | 1A | 4982.19 | 0.02 | 0 | 643.51 | 302.77 | 46.81 | 750.07 | 0 | 11.76 | 101.14 | 0.15 | 0.15 | 0 | 0 | 0 | 16.79 | 0 | 67.7 | 0 | 761.46 | 0 | 1873.03 | 67.7 | 1940.73
2016 | Medium Office | 1B | 4982.19 | 4.82 | 1.91 | 733.94 | 302.95 | 46.64 | 750.07 | 0 | 11.76 | 100.17 | 0.15 | 0.15 | 0 | 0 | 0 | 0 | 0 | 68.03 | 0 | 838.93 | 1.91 | 1950.49 | 69.94 | 2020.43
2016 | Medium Office | 2A | 4982.19 | 12.2 | 0.91 | 538.29 | 302.82 | 46.84 | 750.07 | 0 | 11.76 | 83.52 | 0.15 | 0.15 | 0 | 0 | 0 | 12.13 | 0 | 71.5 | 0 | 646.14 | 0.91 | 1757.77 | 72.42 | 1830.19
2016 | Medium Office | 2B | 4982.19 | 7.48 | 5.41 | 446.83 | 303.3 | 46.85 | 750.07 | 0 | 11.76 | 97.17 | 0.15 | 0.15 | 0 | 0 | 0 | 0 | 0 | 71.74 | 0 | 551.48 | 5.41 | 1663.61 | 77.15 | 1740.76
2016 | Medium Office | 3A | 4982.19 | 85.24 | 30.17 | 330.04 | 304.59 | 47.29 | 750.07 | 0 | 11.77 | 70.74 | 0.15 | 0.15 | 0 | 0 | 0 | 0 | 0 | 78.14 | 0 | 486.02 | 30.17 | 1599.88 | 108.31 | 1708.19
2016 | Medium Office | 3B | 4982.19 | 15.93 | 25.41 | 311.72 | 303.23 | 46.38 | 750.07 | 0 | 11.76 | 88.42 | 0.15 | 0.15 | 0 | 0 | 0 | 0 | 0 | 76.4 | 0 | 416.07 | 25.41 | 1527.66 | 101.81 | 1629.47
2016 | Medium Office | 3C | 4982.19 | 4.35 | 3.04 | 205.75 | 303.67 | 46.2 | 750.07 | 0 | 11.77 | 64.56 | 0.15 | 0.15 | 0 | 0 | 0 | 0 | 0 | 78.82 | 0 | 274.66 | 3.04 | 1386.52 | 81.85 | 1468.37
2016 | Medium Office | 4A | 4982.19 | 103.95 | 122.13 | 225.22 | 304.07 | 46.81 | 750.07 | 0 | 11.77 | 70.67 | 0.15 | 0.15 | 0 | 0 | 0 | 0 | 0 | 83.46 | 0 | 399.84 | 122.13 | 1512.71 | 205.59 | 1718.3
2016 | Medium Office | 4B | 4982.19 | 26.71 | 45.22 | 223.09 | 302.12 | 46.5 | 750.07 | 0 | 11.76 | 91.85 | 0.15 | 0.15 | 0 | 0 | 0 | 0 | 0 | 81.91 | 0 | 341.65 | 45.22 | 1452.25 | 127.13 | 1579.38
2016 | Medium Office | 4C | 4982.19 | 70.79 | 60.37 | 84.04 | 306.2 | 47.55 | 750.07 | 0 | 11.77 | 61.95 | 0.15 | 0.15 | 0 | 0 | 0 | 0 | 0 | 85.08 | 0 | 216.78 | 60.37 | 1332.52 | 145.45 | 1477.97
2016 | Medium Office | 5A | 4982.19 | 179.08 | 220.84 | 147.05 | 303.61 | 47.2 | 750.07 | 0 | 11.77 | 67.89 | 0.15 | 0.15 | 0 | 0 | 0 | 0 | 0 | 88 | 0 | 394.02 | 220.84 | 1506.82 | 308.84 | 1815.66
2016 | Medium Office | 5B | 4982.19 | 81.27 | 116.6 | 168.69 | 303.18 | 46.77 | 750.07 | 0 | 11.77 | 86.54 | 0.15 | 0.15 | 0 | 0 | 0 | 0 | 0 | 86.69 | 0 | 336.5 | 116.6 | 1448.42 | 203.29 | 1651.71
2016 | Medium Office | 5C | 4982.19 | 63.96 | 79.32 | 49.3 | 306.19 | 47.66 | 750.07 | 0 | 11.77 | 64.08 | 0.15 | 0.15 | 0 | 0 | 0 | 0 | 0 | 87.66 | 0 | 177.34 | 79.32 | 1293.19 | 166.98 | 1460.17
2016 | Medium Office | 6A | 4982.19 | 263.01 | 341.98 | 164.45 | 303.71 | 47.21 | 750.07 | 0 | 11.77 | 72.88 | 0.15 | 0.15 | 0 | 0 | 0 | 0 | 0 | 91.51 | 0 | 500.34 | 341.98 | 1613.25 | 433.49 | 2046.74
2016 | Medium Office | 6B | 4982.19 | 161.21 | 218.57 | 111.34 | 303.98 | 47.71 | 750.07 | 0 | 11.77 | 79.85 | 0.15 | 0.15 | 0 | 0 | 0 | 0 | 0 | 90.56 | 0 | 352.4 | 218.57 | 1466.08 | 309.13 | 1775.21
2016 | Medium Office | 7 | 4982.19 | 278.53 | 83.5 | 126.85 | 303.8 | 47.7 | 750.07 | 0 | 11.77 | 75.65 | 0.15 | 0.15 | 0 | 0 | 0 | 23.28 | 0 | 95.61 | 0 | 504.31 | 83.5 | 1617.79 | 179.11 | 1796.9
2016 | Medium Office | 8 | 4982.19 | 383.83 | 188.94 | 57.93 | 315.34 | 51.59 | 750.07 | 0 | 11.78 | 78.93 | 0.15 | 0.15 | 0 | 0 | 0 | 24.34 | 0 | 101.22 | 0 | 545.03 | 188.94 | 1673.96 | 290.16 | 1964.12
2019 | Medium Office | 0A | 4982.19 | 0 | 0 | 945.14 | 245.68 | 45.59 | 750.07 | 0 | 11.7 | 117 | 0.15 | 0.15 | 0 | 0 | 0 | 0 | 0 | 64.7 | 0 | 1062.14 | 0 | 2115.32 | 64.7 | 2180.02
2019 | Medium Office | 0B | 4982.19 | 0.39 | 0 | 871.23 | 245.98 | 46.56 | 750.07 | 0 | 11.7 | 105.4 | 0.15 | 0.15 | 0 | 0 | 0 | 0 | 0 | 64.88 | 0 | 977.02 | 0 | 2031.48 | 64.88 | 2096.36
2019 | Medium Office | 1A | 4982.19 | 0.01 | 0 | 638.96 | 246.52 | 46.81 | 750.07 | 0 | 11.7 | 98.22 | 0.15 | 0.15 | 0 | 0 | 0 | 0 | 0 | 67.7 | 0 | 737.19 | 0 | 1792.45 | 67.7 | 1860.15
2019 | Medium Office | 1B | 4982.19 | 3.39 | 2.37 | 701.51 | 246.61 | 46.64 | 750.07 | 0 | 11.7 | 97.49 | 0.15 | 0.15 | 0 | 0 | 0 | 0 | 0 | 68.03 | 0 | 802.39 | 2.37 | 1857.54 | 70.4 | 1927.94
2019 | Medium Office | 2A | 4982.19 | 5.98 | 3.51 | 548.27 | 246.11 | 46.84 | 750.07 | 0 | 11.7 | 81.92 | 0.15 | 0.15 | 0 | 0 | 0 | 0 | 0 | 71.49 | 0 | 636.17 | 3.51 | 1691.03 | 75 | 1766.03
2019 | Medium Office | 2B | 4982.19 | 3.58 | 10.41 | 433.15 | 246.37 | 46.85 | 750.07 | 0 | 11.7 | 96.56 | 0.15 | 0.15 | 0 | 0 | 0 | 0 | 0 | 71.74 | 0 | 533.29 | 10.41 | 1588.43 | 82.15 | 1670.58
2019 | Medium Office | 3A | 4982.19 | 64.18 | 45.77 | 318.03 | 247.08 | 47.29 | 750.07 | 0 | 11.7 | 66.59 | 0.15 | 0.15 | 0 | 0 | 0 | 0 | 0 | 78.13 | 0 | 448.8 | 45.77 | 1505.09 | 123.9 | 1628.99
2019 | Medium Office | 3B | 4982.19 | 9.89 | 39.4 | 305.27 | 246.51 | 46.38 | 750.07 | 0 | 11.7 | 86.9 | 0.15 | 0.15 | 0 | 0 | 0 | 0 | 0 | 76.4 | 0 | 402.06 | 39.4 | 1456.87 | 115.81 | 1572.68
2019 | Medium Office | 3C | 4982.19 | 2.93 | 6.82 | 193.53 | 247 | 46.2 | 750.07 | 0 | 11.7 | 61.88 | 0.15 | 0.15 | 0 | 0 | 0 | 0 | 0 | 78.82 | 0 | 258.34 | 6.82 | 1313.47 | 85.64 | 1399.11
2019 | Medium Office | 4A | 4982.19 | 84.37 | 157.41 | 217.87 | 247.29 | 46.81 | 750.07 | 0 | 11.71 | 64.5 | 0.15 | 0.15 | 0 | 0 | 0 | 0 | 0 | 83.45 | 0 | 366.74 | 157.41 | 1422.75 | 240.86 | 1663.61
2019 | Medium Office | 4B | 4982.19 | 15.93 | 71.43 | 218.56 | 245.97 | 46.5 | 750.07 | 0 | 11.7 | 89.95 | 0.15 | 0.15 | 0 | 0 | 0 | 0 | 0 | 81.9 | 0 | 324.44 | 71.43 | 1378.82 | 153.32 | 1532.14
2019 | Medium Office | 4C | 4982.19 | 51.49 | 91.84 | 81.96 | 248.51 | 47.55 | 750.07 | 0 | 11.71 | 56.89 | 0.15 | 0.15 | 0 | 0 | 0 | 0 | 0 | 85.09 | 0 | 190.34 | 91.84 | 1248.32 | 176.93 | 1425.25
2019 | Medium Office | 5A | 4982.19 | 149.58 | 259.99 | 141.63 | 246.87 | 47.2 | 750.07 | 0 | 11.7 | 61.56 | 0.15 | 0.15 | 0 | 0 | 0 | 0 | 0 | 88 | 0 | 352.77 | 259.99 | 1408.75 | 347.99 | 1756.74
2019 | Medium Office | 5B | 4982.19 | 57.44 | 153.15 | 165.06 | 246.76 | 46.77 | 750.07 | 0 | 11.7 | 82.3 | 0.15 | 0.15 | 0 | 0 | 0 | 0 | 0 | 86.68 | 0 | 304.8 | 153.15 | 1360.24 | 239.83 | 1600.07
2019 | Medium Office | 5C | 4982.19 | 43.89 | 119.15 | 47.03 | 248.73 | 47.66 | 750.07 | 0 | 11.71 | 57.93 | 0.15 | 0.15 | 0 | 0 | 0 | 0 | 0 | 87.66 | 0 | 148.85 | 119.15 | 1207.16 | 206.8 | 1413.96
2019 | Medium Office | 6A | 4982.19 | 224.67 | 380.8 | 155.75 | 247.17 | 47.21 | 750.07 | 0 | 11.71 | 64.57 | 0.15 | 0.15 | 0 | 0 | 0 | 0 | 0 | 91.5 | 0 | 444.99 | 380.8 | 1501.29 | 472.3 | 1973.59
2019 | Medium Office | 6B | 4982.19 | 128.48 | 262.44 | 106.41 | 247.39 | 47.71 | 750.07 | 0 | 11.71 | 71.2 | 0.15 | 0.15 | 0 | 0 | 0 | 0 | 0 | 90.55 | 0 | 306.09 | 262.44 | 1363.12 | 352.99 | 1716.11
2019 | Medium Office | 7 | 4982.19 | 228.22 | 98.27 | 116.58 | 247.5 | 47.7 | 750.07 | 0 | 11.71 | 65.87 | 0.15 | 0.15 | 0 | 0 | 0 | 20.74 | 0 | 95.61 | 0 | 431.41 | 98.27 | 1488.53 | 193.88 | 1682.41
2019 | Medium Office | 8 | 4982.19 | 311.15 | 207.16 | 52.23 | 256.44 | 51.59 | 750.07 | 0 | 11.72 | 68.19 | 0.15 | 0.15 | 0 | 0 | 0 | 21.18 | 0 | 101.21 | 0 | 452.75 | 207.16 | 1522.71 | 308.37 | 1831.08
2004 | Small Office | 0A | 511.16 | 0 | 0 | 135.63 | 70.96 | 24.9 | 52.8 | 0 | 0 | 33.4 | 0 | 0 | 0 | 0 | 0 | 0 | 18.04 | 0 | 0 | 169.03 | 0 | 335.74 | 0 | 335.74
2004 | Small Office | 0B | 511.16 | 0 | 0 | 105.92 | 70.96 | 24.91 | 52.8 | 0 | 0 | 30.17 | 0 | 0 | 0 | 0 | 0 | 0 | 18.04 | 0 | 0 | 136.09 | 0 | 302.8 | 0 | 302.8
2004 | Small Office | 1A | 511.16 | 0 | 0 | 96.7 | 70.96 | 24.91 | 52.8 | 0 | 0 | 30.21 | 0 | 0 | 0 | 0 | 0 | 0 | 18.04 | 0 | 0 | 126.91 | 0 | 293.62 | 0 | 293.62
2004 | Small Office | 1B | 511.16 | 0.05 | 0 | 84.43 | 70.96 | 24.88 | 52.8 | 0 | 0 | 28.12 | 0 | 0 | 0 | 0 | 0 | 0 | 18.04 | 0 | 0 | 112.6 | 0 | 279.27 | 0 | 279.27
2004 | Small Office | 2A | 511.16 | 0.48 | 0.01 | 79.22 | 70.96 | 24.87 | 52.8 | 0 | 0 | 29.3 | 0 | 0 | 0 | 0 | 0 | 0 | 18.04 | 0 | 0 | 109 | 0.01 | 275.67 | 0.01 | 275.68
2004 | Small Office | 2B | 511.16 | 0.45 | 0.01 | 59.21 | 70.96 | 24.89 | 52.8 | 0 | 0 | 29.44 | 0 | 0 | 0 | 0 | 0 | 0 | 18.04 | 0 | 0 | 89.1 | 0.01 | 255.79 | 0.01 | 255.8
2004 | Small Office | 3A | 511.16 | 7.56 | 1.93 | 44.03 | 70.96 | 24.89 | 52.8 | 0 | 0 | 26.73 | 0 | 0 | 0 | 0 | 0 | 0 | 18.04 | 0 | 0 | 78.32 | 1.93 | 245 | 1.93 | 246.93
2004 | Small Office | 3B | 511.16 | 2.88 | 0.22 | 41 | 70.96 | 24.88 | 52.8 | 0 | 0 | 28.19 | 0 | 0 | 0 | 0 | 0 | 0 | 18.04 | 0 | 0 | 72.07 | 0.22 | 238.75 | 0.22 | 238.97
2004 | Small Office | 3C | 511.16 | 0.26 | 0 | 30.4 | 70.96 | 24.88 | 52.8 | 0 | 0 | 21.91 | 0 | 0 | 0 | 0 | 0 | 0 | 18.04 | 0 | 0 | 52.57 | 0 | 219.24 | 0 | 219.24
2004 | Small Office | 4A | 511.16 | 16.82 | 6.23 | 29.05 | 70.96 | 24.85 | 52.8 | 0 | 0 | 23.23 | 0 | 0 | 0 | 0 | 0 | 0 | 18.04 | 0 | 0 | 69.1 | 6.23 | 235.75 | 6.23 | 241.98
2004 | Small Office | 4B | 511.16 | 7.16 | 1.28 | 33.28 | 70.96 | 24.87 | 52.8 | 0 | 0 | 29.15 | 0 | 0 | 0 | 0 | 0 | 0 | 18.04 | 0 | 0 | 69.59 | 1.28 | 236.26 | 1.28 | 237.54
2004 | Small Office | 4C | 511.16 | 10.01 | 1.29 | 12.75 | 70.96 | 24.82 | 52.8 | 0 | 0 | 22.53 | 0 | 0 | 0 | 0 | 0 | 0 | 18.04 | 0 | 0 | 45.29 | 1.29 | 211.91 | 1.29 | 213.2
2004 | Small Office | 5A | 511.16 | 29.61 | 25.63 | 16.59 | 70.96 | 24.86 | 52.8 | 0 | 0 | 22.93 | 0 | 0 | 0 | 0 | 0 | 0 | 18.04 | 0 | 0 | 69.13 | 25.63 | 235.79 | 25.63 | 261.42
2004 | Small Office | 5B | 511.16 | 17.86 | 13.96 | 22.52 | 70.96 | 24.86 | 52.8 | 0 | 0 | 27.52 | 0 | 0 | 0 | 0 | 0 | 0 | 18.04 | 0 | 0 | 67.9 | 13.96 | 234.56 | 13.96 | 248.52
2004 | Small Office | 5C | 511.16 | 12.56 | 2.57 | 8.21 | 70.96 | 24.82 | 52.8 | 0 | 0 | 20.59 | 0 | 0 | 0 | 0 | 0 | 0 | 18.04 | 0 | 0 | 41.36 | 2.57 | 207.98 | 2.57 | 210.55
2004 | Small Office | 6A | 511.16 | 33.52 | 72.95 | 17.03 | 70.96 | 24.84 | 52.8 | 0 | 0 | 26.32 | 0 | 0 | 0 | 0 | 0 | 0 | 18.04 | 0 | 0 | 76.87 | 72.95 | 243.51 | 72.95 | 316.46
2004 | Small Office | 6B | 511.16 | 21.96 | 46.26 | 13.68 | 70.96 | 24.83 | 52.8 | 0 | 0 | 26.28 | 0 | 0 | 0 | 0 | 0 | 0 | 18.04 | 0 | 0 | 61.92 | 46.26 | 228.54 | 46.26 | 274.8
2004 | Small Office | 7 | 511.16 | 29.99 | 117.52 | 13.74 | 70.96 | 24.81 | 52.8 | 0 | 0 | 28 | 0 | 0 | 0 | 0 | 0 | 0 | 18.06 | 0 | 0 | 71.73 | 117.52 | 238.36 | 117.52 | 355.88
2004 | Small Office | 8 | 511.16 | 23.65 | 172.83 | 8.91 | 70.96 | 24.67 | 52.8 | 0 | 0 | 28.21 | 0 | 0 | 0 | 0 | 0 | 0 | 18.11 | 0 | 0 | 60.77 | 172.83 | 227.32 | 172.83 | 400.15
2007 | Small Office | 0A | 511.16 | 0 | 0 | 105.21 | 70.96 | 24.9 | 52.8 | 0 | 0 | 33.43 | 0 | 0 | 0 | 0 | 0 | 0 | 18.04 | 0 | 0 | 138.64 | 0 | 305.35 | 0 | 305.35
2007 | Small Office | 0B | 511.16 | 0 | 0 | 83.33 | 70.96 | 24.91 | 52.8 | 0 | 0 | 30.16 | 0 | 0 | 0 | 0 | 0 | 0 | 18.04 | 0 | 0 | 113.49 | 0 | 280.2 | 0 | 280.2
2007 | Small Office | 1A | 511.16 | 0 | 0 | 76.17 | 70.96 | 24.91 | 52.8 | 0 | 0 | 30.28 | 0 | 0 | 0 | 0 | 0 | 0 | 18.04 | 0 | 0 | 106.45 | 0 | 273.16 | 0 | 273.16
2007 | Small Office | 1B | 511.16 | 0.03 | 0 | 66.73 | 70.96 | 24.88 | 52.8 | 0 | 0 | 28.11 | 0 | 0 | 0 | 0 | 0 | 0 | 18.04 | 0 | 0 | 94.87 | 0 | 261.55 | 0 | 261.55
2007 | Small Office | 2A | 511.16 | 0.37 | 0 | 61.71 | 70.96 | 24.87 | 52.8 | 0 | 0 | 28.8 | 0 | 0 | 0 | 0 | 0 | 0 | 18.04 | 0 | 0 | 90.88 | 0 | 257.55 | 0 | 257.55
2007 | Small Office | 2B | 511.16 | 0.34 | 0 | 46.93 | 70.96 | 24.89 | 52.8 | 0 | 0 | 28.77 | 0 | 0 | 0 | 0 | 0 | 0 | 18.04 | 0 | 0 | 76.04 | 0 | 242.73 | 0 | 242.73
2007 | Small Office | 3A | 511.16 | 5.11 | 1.31 | 34.38 | 70.96 | 24.89 | 52.8 | 0 | 0 | 25.07 | 0 | 0 | 0 | 0 | 0 | 0 | 18.04 | 0 | 0 | 64.56 | 1.31 | 231.24 | 1.31 | 232.55
2007 | Small Office | 3B | 511.16 | 1.82 | 0.1 | 32.56 | 70.96 | 24.88 | 52.8 | 0 | 0 | 26.2 | 0 | 0 | 0 | 0 | 0 | 0 | 18.04 | 0 | 0 | 60.58 | 0.1 | 227.27 | 0.1 | 227.37
2007 | Small Office | 3C | 511.16 | 0.19 | 0 | 24.85 | 70.96 | 24.88 | 52.8 | 0 | 0 | 21.65 | 0 | 0 | 0 | 0 | 0 | 0 | 18.04 | 0 | 0 | 46.69 | 0 | 213.37 | 0 | 213.37
2007 | Small Office | 4A | 511.16 | 12.66 | 5.16 | 23.45 | 70.96 | 24.85 | 52.8 | 0 | 0 | 22.79 | 0 | 0 | 0 | 0 | 0 | 0 | 18.04 | 0 | 0 | 58.9 | 5.16 | 225.55 | 5.16 | 230.71
2007 | Small Office | 4B | 511.16 | 5.32 | 0.79 | 27.49 | 70.96 | 24.87 | 52.8 | 0 | 0 | 28.67 | 0 | 0 | 0 | 0 | 0 | 0 | 18.04 | 0 | 0 | 61.48 | 0.79 | 228.14 | 0.79 | 228.93
2007 | Small Office | 4C | 511.16 | 7.12 | 0.89 | 11.35 | 70.96 | 24.82 | 52.8 | 0 | 0 | 22.38 | 0 | 0 | 0 | 0 | 0 | 0 | 18.04 | 0 | 0 | 40.85 | 0.89 | 207.47 | 0.89 | 208.36
2007 | Small Office | 5A | 511.16 | 20.62 | 17.24 | 14.02 | 70.96 | 24.86 | 52.8 | 0 | 0 | 21.62 | 0 | 0 | 0 | 0 | 0 | 0 | 18.04 | 0 | 0 | 56.26 | 17.24 | 222.91 | 17.24 | 240.15
2007 | Small Office | 5B | 511.16 | 11.48 | 8.13 | 18.88 | 70.96 | 24.86 | 52.8 | 0 | 0 | 25.98 | 0 | 0 | 0 | 0 | 0 | 0 | 18.04 | 0 | 0 | 56.34 | 8.13 | 222.99 | 8.13 | 231.12
2007 | Small Office | 5C | 511.16 | 7.23 | 1.08 | 8.27 | 70.96 | 24.82 | 52.8 | 0 | 0 | 20.15 | 0 | 0 | 0 | 0 | 0 | 0 | 18.04 | 0 | 0 | 35.65 | 1.08 | 202.26 | 1.08 | 203.34
2007 | Small Office | 6A | 511.16 | 22.34 | 53.9 | 15.59 | 70.96 | 24.84 | 52.8 | 0 | 0 | 24.38 | 0 | 0 | 0 | 0 | 0 | 0 | 18.04 | 0 | 0 | 62.31 | 53.9 | 228.95 | 53.9 | 282.85
2007 | Small Office | 6B | 511.16 | 13.82 | 30.14 | 13.21 | 70.96 | 24.83 | 52.8 | 0 | 0 | 25.68 | 0 | 0 | 0 | 0 | 0 | 0 | 18.04 | 0 | 0 | 52.71 | 30.14 | 219.34 | 30.14 | 249.48
2007 | Small Office | 7 | 511.16 | 19.39 | 79.82 | 12.95 | 70.96 | 24.81 | 52.8 | 0 | 0 | 25.06 | 0 | 0 | 0 | 0 | 0 | 0 | 18.06 | 0 | 0 | 57.4 | 79.82 | 224.03 | 79.82 | 303.85
2007 | Small Office | 8 | 511.16 | 17.55 | 129.31 | 8.29 | 70.96 | 24.67 | 52.8 | 0 | 0 | 26.09 | 0 | 0 | 0 | 0 | 0 | 0 | 18.11 | 0 | 0 | 51.93 | 129.31 | 218.47 | 129.31 | 347.78
2010 | Small Office | 0A | 511.16 | 0 | 0 | 97.51 | 51.67 | 11.92 | 49.19 | 0 | 0 | 30.34 | 0 | 0 | 0 | 0 | 0 | 0 | 18.01 | 0 | 0 | 127.85 | 0 | 258.64 | 0 | 258.64
2010 | Small Office | 0B | 511.16 | 0 | 0 | 77.08 | 51.79 | 11.92 | 49.19 | 0 | 0 | 27.59 | 0 | 0 | 0 | 0 | 0 | 0 | 18.01 | 0 | 0 | 104.67 | 0 | 235.58 | 0 | 235.58
2010 | Small Office | 1A | 511.16 | 0 | 0 | 69.65 | 52.15 | 11.92 | 49.19 | 0 | 0 | 27.49 | 0 | 0 | 0 | 0 | 0 | 0 | 18.01 | 0 | 0 | 97.14 | 0 | 228.41 | 0 | 228.41
2010 | Small Office | 1B | 511.16 | 0.06 | 0 | 61.37 | 52.07 | 11.9 | 49.19 | 0 | 0 | 25.74 | 0 | 0 | 0 | 0 | 0 | 0 | 18.01 | 0 | 0 | 87.17 | 0 | 218.34 | 0 | 218.34
2010 | Small Office | 2A | 511.16 | 0.4 | 0 | 55.9 | 52.14 | 11.9 | 49.19 | 0 | 0 | 26.19 | 0 | 0 | 0 | 0 | 0 | 0 | 18.01 | 0 | 0 | 82.49 | 0 | 213.72 | 0 | 213.72
2010 | Small Office | 2B | 511.16 | 0.4 | 0 | 42.46 | 52.38 | 11.91 | 49.19 | 0 | 0 | 26.36 | 0 | 0 | 0 | 0 | 0 | 0 | 18.01 | 0 | 0 | 69.22 | 0 | 200.71 | 0 | 200.71
2010 | Small Office | 3A | 511.16 | 5.4 | 1.36 | 30.3 | 52.29 | 11.9 | 49.19 | 0 | 0 | 22.64 | 0 | 0 | 0 | 0 | 0 | 0 | 18.01 | 0 | 0 | 58.34 | 1.36 | 189.73 | 1.36 | 191.09
2010 | Small Office | 3B | 511.16 | 2.05 | 0.14 | 28.88 | 52.34 | 11.9 | 49.19 | 0 | 0 | 23.91 | 0 | 0 | 0 | 0 | 0 | 0 | 18.01 | 0 | 0 | 54.84 | 0.14 | 186.29 | 0.14 | 186.43
2010 | Small Office | 3C | 511.16 | 0.24 | 0 | 20.62 | 52.35 | 11.92 | 49.19 | 0 | 0 | 19.48 | 0 | 0 | 0 | 0 | 0 | 0 | 18.01 | 0 | 0 | 40.34 | 0 | 171.82 | 0 | 171.82
2010 | Small Office | 4A | 511.16 | 11.86 | 3.38 | 20.18 | 51.84 | 11.93 | 49.19 | 0 | 0 | 20.29 | 0 | 0 | 0 | 0 | 0 | 0 | 18.01 | 0 | 0 | 52.33 | 3.38 | 183.29 | 3.38 | 186.67
2010 | Small Office | 4B | 511.16 | 5.02 | 0.48 | 24.21 | 51.82 | 11.9 | 49.19 | 0 | 0 | 25.88 | 0 | 0 | 0 | 0 | 0 | 0 | 18.01 | 0 | 0 | 55.11 | 0.48 | 186.04 | 0.48 | 186.52
2010 | Small Office | 4C | 511.16 | 7.13 | 0.66 | 9.59 | 52.12 | 11.93 | 49.19 | 0 | 0 | 20.34 | 0 | 0 | 0 | 0 | 0 | 0 | 18.01 | 0 | 0 | 37.06 | 0.66 | 168.3 | 0.66 | 168.96
2010 | Small Office | 5A | 511.16 | 19.29 | 14.3 | 11.78 | 51.89 | 11.91 | 49.19 | 0 | 0 | 19.01 | 0 | 0 | 0 | 0 | 0 | 0 | 18.01 | 0 | 0 | 50.08 | 14.3 | 181.09 | 14.3 | 195.39
2010 | Small Office | 5B | 511.16 | 11.51 | 7.01 | 16.28 | 51.85 | 11.92 | 49.19 | 0 | 0 | 23.27 | 0 | 0 | 0 | 0 | 0 | 0 | 18.01 | 0 | 0 | 51.06 | 7.01 | 182.03 | 7.01 | 189.04
2010 | Small Office | 5C | 511.16 | 8.34 | 1.11 | 6.58 | 52.02 | 11.92 | 49.19 | 0 | 0 | 18.27 | 0 | 0 | 0 | 0 | 0 | 0 | 18.01 | 0 | 0 | 33.19 | 1.11 | 164.32 | 1.11 | 165.43
2010 | Small Office | 6A | 511.16 | 20.86 | 40.65 | 13.32 | 51.9 | 11.92 | 49.19 | 0 | 0 | 21.33 | 0 | 0 | 0 | 0 | 0 | 0 | 18.01 | 0 | 0 | 55.51 | 40.65 | 186.53 | 40.65 | 227.18
2010 | Small Office | 6B | 511.16 | 13.75 | 23.38 | 11.43 | 51.94 | 11.9 | 49.19 | 0 | 0 | 23.01 | 0 | 0 | 0 | 0 | 0 | 0 | 18.01 | 0 | 0 | 48.19 | 23.38 | 179.23 | 23.38 | 202.61
2010 | Small Office | 7 | 511.16 | 18.69 | 63.26 | 10.99 | 51.81 | 11.92 | 49.19 | 0 | 0 | 22.07 | 0 | 0 | 0 | 0 | 0 | 0 | 18.01 | 0 | 0 | 51.75 | 63.26 | 182.69 | 63.26 | 245.95
2010 | Small Office | 8 | 511.16 | 17.22 | 110.44 | 7 | 52.4 | 12 | 49.19 | 0 | 0 | 23.46 | 0 | 0 | 0 | 0 | 0 | 0 | 18.01 | 0 | 0 | 47.68 | 110.44 | 179.28 | 110.44 | 289.72
2013 | Small Office | 0A | 511.16 | 0 | 0 | 70.36 | 43.77 | 11.92 | 48.29 | 0 | 0 | 19.91 | 0 | 0 | 0 | 0 | 0 | 0 | 18.01 | 0 | 0 | 90.27 | 0 | 212.26 | 0 | 212.26
2013 | Small Office | 0B | 511.16 | 0 | 0 | 66.75 | 43.93 | 11.92 | 48.29 | 0 | 0 | 23.49 | 0 | 0 | 0 | 0 | 0 | 0 | 18.01 | 0 | 0 | 90.24 | 0 | 212.39 | 0 | 212.39
2013 | Small Office | 1A | 511.16 | 0 | 0 | 51.09 | 44.49 | 11.92 | 48.29 | 0 | 0 | 19.03 | 0 | 0 | 0 | 0 | 0 | 0 | 18.01 | 0 | 0 | 70.12 | 0 | 192.83 | 0 | 192.83
2013 | Small Office | 1B | 511.16 | 0.02 | 0 | 53.29 | 44.37 | 11.9 | 48.29 | 0 | 0 | 21.91 | 0 | 0 | 0 | 0 | 0 | 0 | 18.01 | 0 | 0 | 75.22 | 0 | 197.78 | 0 | 197.78
2013 | Small Office | 2A | 511.16 | 0.22 | 0 | 42.16 | 44.47 | 11.9 | 48.29 | 0 | 0 | 19.66 | 0 | 0 | 0 | 0 | 0 | 0 | 18.01 | 0 | 0 | 62.04 | 0 | 184.7 | 0 | 184.7
2013 | Small Office | 2B | 511.16 | 0.27 | 0 | 37.15 | 44.84 | 11.91 | 48.29 | 0 | 0 | 23.12 | 0 | 0 | 0 | 0 | 0 | 0 | 18.01 | 0 | 0 | 60.54 | 0 | 183.6 | 0 | 183.6
2013 | Small Office | 3A | 511.16 | 4.77 | 1.25 | 23.23 | 44.64 | 11.9 | 48.29 | 0 | 0 | 18.74 | 0 | 0 | 0 | 0 | 0 | 0 | 18.01 | 0 | 0 | 46.74 | 1.25 | 169.59 | 1.25 | 170.84
2013 | Small Office | 3B | 511.16 | 1.78 | 0.12 | 25.82 | 44.71 | 11.9 | 48.29 | 0 | 0 | 22 | 0 | 0 | 0 | 0 | 0 | 0 | 18.01 | 0 | 0 | 49.6 | 0.12 | 172.51 | 0.12 | 172.63
2013 | Small Office | 3C | 511.16 | 0.19 | 0 | 17.14 | 44.64 | 11.92 | 48.29 | 0 | 0 | 17.28 | 0 | 0 | 0 | 0 | 0 | 0 | 18.01 | 0 | 0 | 34.61 | 0 | 157.47 | 0 | 157.47
2013 | Small Office | 4A | 511.16 | 8.96 | 2.39 | 17.49 | 43.84 | 11.93 | 48.29 | 0 | 0 | 17.6 | 0 | 0 | 0 | 0 | 0 | 0 | 18.01 | 0 | 0 | 44.05 | 2.39 | 166.12 | 2.39 | 168.51
2013 | Small Office | 4B | 511.16 | 3.37 | 0.19 | 20.64 | 43.79 | 11.9 | 48.29 | 0 | 0 | 22.06 | 0 | 0 | 0 | 0 | 0 | 0 | 18.01 | 0 | 0 | 46.07 | 0.19 | 168.06 | 0.19 | 168.25
2013 | Small Office | 4C | 511.16 | 4.81 | 0.36 | 9.25 | 44.29 | 11.93 | 48.29 | 0 | 0 | 18.6 | 0 | 0 | 0 | 0 | 0 | 0 | 18.01 | 0 | 0 | 32.66 | 0.36 | 155.18 | 0.36 | 155.54
2013 | Small Office | 5A | 511.16 | 16.11 | 11.48 | 10.78 | 43.93 | 11.91 | 48.29 | 0 | 0 | 17.31 | 0 | 0 | 0 | 0 | 0 | 0 | 18.01 | 0 | 0 | 44.2 | 11.48 | 166.33 | 11.48 | 177.81
2013 | Small Office | 5B | 511.16 | 8.6 | 5.04 | 14.45 | 43.82 | 11.92 | 48.29 | 0 | 0 | 20.95 | 0 | 0 | 0 | 0 | 0 | 0 | 18.01 | 0 | 0 | 44 | 5.04 | 166.05 | 5.04 | 171.09
2013 | Small Office | 5C | 511.16 | 6.12 | 0.62 | 6.74 | 44.12 | 11.92 | 48.29 | 0 | 0 | 17.3 | 0 | 0 | 0 | 0 | 0 | 0 | 18.01 | 0 | 0 | 30.16 | 0.62 | 152.51 | 0.62 | 153.13
2013 | Small Office | 6A | 511.16 | 19.2 | 37.7 | 10.97 | 43.93 | 11.92 | 48.29 | 0 | 0 | 19.06 | 0 | 0 | 0 | 0 | 0 | 0 | 18.01 | 0 | 0 | 49.23 | 37.7 | 171.38 | 37.7 | 209.08
2013 | Small Office | 6B | 511.16 | 12.47 | 21.44 | 9.2 | 43.99 | 11.9 | 48.29 | 0 | 0 | 20.61 | 0 | 0 | 0 | 0 | 0 | 0 | 18.01 | 0 | 0 | 42.28 | 21.44 | 164.48 | 21.44 | 185.92
2013 | Small Office | 7 | 511.16 | 16.76 | 57.09 | 9.01 | 43.82 | 11.92 | 48.29 | 0 | 0 | 19.39 | 0 | 0 | 0 | 0 | 0 | 0 | 18.01 | 0 | 0 | 45.16 | 57.09 | 167.2 | 57.09 | 224.29
2013 | Small Office | 8 | 511.16 | 15.47 | 100.29 | 6.33 | 44.7 | 12 | 48.29 | 0 | 0 | 21.43 | 0 | 0 | 0 | 0 | 0 | 0 | 18.01 | 0 | 0 | 43.23 | 100.29 | 166.24 | 100.29 | 266.53
2016 | Small Office | 0A | 511.16 | 0 | 0 | 67.15 | 31.97 | 5.56 | 48.29 | 0 | 0 | 19.08 | 0 | 0 | 0 | 0 | 0 | 0 | 18.01 | 0 | 0 | 86.23 | 0 | 190.06 | 0 | 190.06
2016 | Small Office | 0B | 511.16 | 0 | 0 | 63.15 | 32.07 | 5.66 | 48.29 | 0 | 0 | 22.44 | 0 | 0 | 0 | 0 | 0 | 0 | 18.01 | 0 | 0 | 85.59 | 0 | 189.62 | 0 | 189.62
2016 | Small Office | 1A | 511.16 | 0 | 0 | 49.13 | 32.22 | 5.69 | 48.29 | 0 | 0 | 18.8 | 0 | 0 | 0 | 0 | 0 | 0 | 18.01 | 0 | 0 | 67.93 | 0 | 172.13 | 0 | 172.13
2016 | Small Office | 1B | 511.16 | 0.04 | 0 | 51.01 | 32.11 | 5.67 | 48.29 | 0 | 0 | 21.54 | 0 | 0 | 0 | 0 | 0 | 0 | 18.01 | 0 | 0 | 72.59 | 0 | 176.66 | 0 | 176.66
2016 | Small Office | 2A | 511.16 | 0.25 | 0 | 40.25 | 32.2 | 5.69 | 48.29 | 0 | 0 | 19.37 | 0 | 0 | 0 | 0 | 0 | 0 | 18.01 | 0 | 0 | 59.87 | 0 | 164.05 | 0 | 164.05
2016 | Small Office | 2B | 511.16 | 0.33 | 0 | 35.23 | 32.52 | 5.69 | 48.29 | 0 | 0 | 22.7 | 0 | 0 | 0 | 0 | 0 | 0 | 18.01 | 0 | 0 | 58.26 | 0 | 162.77 | 0 | 162.77
2016 | Small Office | 3A | 511.16 | 5.14 | 1.39 | 21.92 | 32.34 | 5.73 | 48.29 | 0 | 0 | 18.45 | 0 | 0 | 0 | 0 | 0 | 0 | 18.01 | 0 | 0 | 45.51 | 1.39 | 149.88 | 1.39 | 151.27
2016 | Small Office | 3B | 511.16 | 1.95 | 0.15 | 24.4 | 32.4 | 5.64 | 48.29 | 0 | 0 | 21.59 | 0 | 0 | 0 | 0 | 0 | 0 | 18.01 | 0 | 0 | 47.94 | 0.15 | 152.28 | 0.15 | 152.43
2016 | Small Office | 3C | 511.16 | 0.26 | 0 | 15.74 | 32.36 | 5.63 | 48.29 | 0 | 0 | 17.03 | 0 | 0 | 0 | 0 | 0 | 0 | 18.01 | 0 | 0 | 33.03 | 0 | 137.31 | 0 | 137.31
2016 | Small Office | 4A | 511.16 | 9.97 | 2.87 | 15.84 | 31.87 | 5.69 | 48.29 | 0 | 0 | 16.94 | 0 | 0 | 0 | 0 | 0 | 0 | 18.01 | 0 | 0 | 42.75 | 2.87 | 146.61 | 2.87 | 149.48
2016 | Small Office | 4B | 511.16 | 3.96 | 0.33 | 18.35 | 31.84 | 5.65 | 48.29 | 0 | 0 | 21.19 | 0 | 0 | 0 | 0 | 0 | 0 | 18.01 | 0 | 0 | 43.5 | 0.33 | 147.3 | 0.33 | 147.63
2016 | Small Office | 4C | 511.16 | 5.7 | 0.53 | 7.75 | 32.27 | 5.77 | 48.29 | 0 | 0 | 17.69 | 0 | 0 | 0 | 0 | 0 | 0 | 18.01 | 0 | 0 | 31.14 | 0.53 | 135.48 | 0.53 | 136.01
2016 | Small Office | 5A | 511.16 | 16.94 | 12.33 | 9.69 | 31.87 | 5.73 | 48.29 | 0 | 0 | 16.91 | 0 | 0 | 0 | 0 | 0 | 0 | 18.01 | 0 | 0 | 43.54 | 12.33 | 147.43 | 12.33 | 159.76
2016 | Small Office | 5B | 511.16 | 9.43 | 5.56 | 13.06 | 31.74 | 5.68 | 48.29 | 0 | 0 | 20.41 | 0 | 0 | 0 | 0 | 0 | 0 | 18.01 | 0 | 0 | 42.9 | 5.56 | 146.63 | 5.56 | 152.19
2016 | Small Office | 5C | 511.16 | 7 | 0.86 | 5.71 | 32.02 | 5.78 | 48.29 | 0 | 0 | 16.78 | 0 | 0 | 0 | 0 | 0 | 0 | 18.01 | 0 | 0 | 29.49 | 0.86 | 133.59 | 0.86 | 134.45
2016 | Small Office | 6A | 511.16 | 19.48 | 37.46 | 10.24 | 31.76 | 5.73 | 48.29 | 0 | 0 | 18.81 | 0 | 0 | 0 | 0 | 0 | 0 | 18.01 | 0 | 0 | 48.53 | 37.46 | 152.31 | 37.46 | 189.77
2016 | Small Office | 6B | 511.16 | 12.83 | 21.32 | 8.57 | 31.81 | 5.78 | 48.29 | 0 | 0 | 20.33 | 0 | 0 | 0 | 0 | 0 | 0 | 18.01 | 0 | 0 | 41.73 | 21.32 | 145.62 | 21.32 | 166.94
2016 | Small Office | 7 | 511.16 | 17.11 | 56.9 | 8.35 | 31.65 | 5.78 | 48.29 | 0 | 0 | 19.16 | 0 | 0 | 0 | 0 | 0 | 0 | 18.01 | 0 | 0 | 44.62 | 56.9 | 148.34 | 56.9 | 205.24
2016 | Small Office | 8 | 511.16 | 15.17 | 95.83 | 5.94 | 32.42 | 6.19 | 48.29 | 0 | 0 | 20.9 | 0 | 0 | 0 | 0 | 0 | 0 | 18.01 | 0 | 0 | 42.01 | 95.83 | 146.93 | 95.83 | 242.76
2019 | Small Office | 0A | 511.16 | 0 | 0 | 65.37 | 25.55 | 5.56 | 48.29 | 0 | 0 | 18.05 | 0 | 0 | 0 | 0 | 0 | 0 | 18.01 | 0 | 0 | 83.42 | 0 | 180.83 | 0 | 180.83
2019 | Small Office | 0B | 511.16 | 0 | 0 | 61.29 | 25.67 | 5.66 | 48.29 | 0 | 0 | 21.31 | 0 | 0 | 0 | 0 | 0 | 0 | 18.01 | 0 | 0 | 82.6 | 0 | 180.23 | 0 | 180.23
2019 | Small Office | 1A | 511.16 | 0 | 0 | 46.81 | 26.01 | 5.69 | 48.29 | 0 | 0 | 17.23 | 0 | 0 | 0 | 0 | 0 | 0 | 18.01 | 0 | 0 | 64.04 | 0 | 162.04 | 0 | 162.04
2019 | Small Office | 1B | 511.16 | 0.04 | 0 | 48.46 | 25.94 | 5.67 | 48.29 | 0 | 0 | 19.8 | 0 | 0 | 0 | 0 | 0 | 0 | 18.01 | 0 | 0 | 68.3 | 0 | 166.21 | 0 | 166.21
2019 | Small Office | 2A | 511.16 | 0.24 | 0 | 38.75 | 25.86 | 5.69 | 48.29 | 0 | 0 | 17.82 | 0 | 0 | 0 | 0 | 0 | 0 | 18.01 | 0 | 0 | 56.81 | 0 | 154.66 | 0 | 154.66
2019 | Small Office | 2B | 511.16 | 0.31 | 0 | 33.71 | 26.11 | 5.69 | 48.29 | 0 | 0 | 20.94 | 0 | 0 | 0 | 0 | 0 | 0 | 18.01 | 0 | 0 | 54.96 | 0 | 153.06 | 0 | 153.06
2019 | Small Office | 3A | 511.16 | 5.24 | 1.48 | 20.84 | 25.98 | 5.73 | 48.29 | 0 | 0 | 16.98 | 0 | 0 | 0 | 0 | 0 | 0 | 18.01 | 0 | 0 | 43.06 | 1.48 | 141.06 | 1.48 | 142.54
2019 | Small Office | 3B | 511.16 | 2.02 | 0.17 | 23.15 | 26.03 | 5.64 | 48.29 | 0 | 0 | 19.95 | 0 | 0 | 0 | 0 | 0 | 0 | 18.01 | 0 | 0 | 45.12 | 0.17 | 143.09 | 0.17 | 143.26
2019 | Small Office | 3C | 511.16 | 0.28 | 0 | 14.56 | 25.99 | 5.63 | 48.29 | 0 | 0 | 15.53 | 0 | 0 | 0 | 0 | 0 | 0 | 18.01 | 0 | 0 | 30.37 | 0 | 128.28 | 0 | 128.28
2019 | Small Office | 4A | 511.16 | 10.23 | 3.08 | 15.04 | 25.69 | 5.69 | 48.29 | 0 | 0 | 15.57 | 0 | 0 | 0 | 0 | 0 | 0 | 18.01 | 0 | 0 | 40.84 | 3.08 | 138.51 | 3.08 | 141.59
2019 | Small Office | 4B | 511.16 | 4.11 | 0.39 | 17.3 | 25.65 | 5.65 | 48.29 | 0 | 0 | 19.5 | 0 | 0 | 0 | 0 | 0 | 0 | 18.01 | 0 | 0 | 40.91 | 0.39 | 138.52 | 0.39 | 138.91
2019 | Small Office | 4C | 511.16 | 6.05 | 0.62 | 7.1 | 25.97 | 5.77 | 48.29 | 0 | 0 | 16.17 | 0 | 0 | 0 | 0 | 0 | 0 | 18.01 | 0 | 0 | 29.32 | 0.62 | 127.35 | 0.62 | 127.97
2019 | Small Office | 5A | 511.16 | 17.02 | 13.03 | 9.07 | 25.66 | 5.73 | 48.29 | 0 | 0 | 15.49 | 0 | 0 | 0 | 0 | 0 | 0 | 18.01 | 0 | 0 | 41.58 | 13.03 | 139.26 | 13.03 | 152.29
2019 | Small Office | 5B | 511.16 | 9.62 | 5.9 | 12.22 | 25.62 | 5.68 | 48.29 | 0 | 0 | 18.68 | 0 | 0 | 0 | 0 | 0 | 0 | 18.01 | 0 | 0 | 40.52 | 5.9 | 138.11 | 5.9 | 144.01
2019 | Small Office | 5C | 511.16 | 7.37 | 1.05 | 5.17 | 25.8 | 5.78 | 48.29 | 0 | 0 | 15.29 | 0 | 0 | 0 | 0 | 0 | 0 | 18.01 | 0 | 0 | 27.83 | 1.05 | 125.72 | 1.05 | 126.77
2019 | Small Office | 6A | 511.16 | 19.69 | 38.56 | 9.35 | 25.68 | 5.73 | 48.29 | 0 | 0 | 17.07 | 0 | 0 | 0 | 0 | 0 | 0 | 18.01 | 0 | 0 | 46.11 | 38.56 | 143.82 | 38.56 | 182.38
2019 | Small Office | 6B | 511.16 | 13.26 | 22.3 | 7.68 | 25.72 | 5.78 | 48.29 | 0 | 0 | 18.35 | 0 | 0 | 0 | 0 | 0 | 0 | 18.01 | 0 | 0 | 39.29 | 22.3 | 137.08 | 22.3 | 159.38
2019 | Small Office | 7 | 511.16 | 17.16 | 58.47 | 7.21 | 25.7 | 5.78 | 48.29 | 0 | 0 | 16.78 | 0 | 0 | 0 | 0 | 0 | 0 | 18.01 | 0 | 0 | 41.15 | 58.47 | 138.93 | 58.47 | 197.4
2019 | Small Office | 8 | 511.16 | 15.08 | 97.03 | 4.93 | 26.35 | 6.19 | 48.29 | 0 | 0 | 18.49 | 0 | 0 | 0 | 0 | 0 | 0 | 18.01 | 0 | 0 | 38.5 | 97.03 | 137.33 | 97.03 | 234.36
2004 | Outpatient Healthcare | 0A | 3804.01 | 233.17 | 518.48 | 2796.57 | 611.28 | 227.27 | 1853.61 | 188.37 | 0 | 651.27 | 4.49 | 0.22745 | 4.2626 | 0 | 0 | 0 | 0 | 240.92 | 0 | 3685.2726 | 518.48 | 6377.67 | 947.78 | 7325.45
2004 | Outpatient Healthcare | 0B | 3804.01 | 413.84 | 493.14 | 2470.7 | 611.28 | 227.31 | 1853.61 | 188.37 | 0 | 629.64 | 3.72 | 0.22745 | 3.4926 | 0 | 0.52 | 0 | 0 | 240.92 | 0 | 3518.1926 | 493.14 | 6210.63 | 922.44 | 7133.07
2004 | Outpatient Healthcare | 1A | 3804.01 | 292.81 | 477.53 | 2068.53 | 611.28 | 227.34 | 1853.61 | 188.37 | 0 | 601.13 | 4.36 | 0.22745 | 4.1326 | 0 | 0 | 0 | 0 | 240.92 | 0 | 2966.6026 | 477.53 | 5659.06 | 906.83 | 6565.89
2004 | Outpatient Healthcare | 1B | 3804.01 | 446.23 | 397.26 | 2125.51 | 611.28 | 227.05 | 1853.61 | 188.37 | 0 | 603.24 | 2.58 | 0.22745 | 2.3526 | 0 | 0.42 | 0 | 0 | 240.92 | 0 | 3177.7526 | 397.26 | 5869.92 | 826.56 | 6696.48
2004 | Outpatient Healthcare | 2A | 3804.01 | 494.65 | 431 | 1944.46 | 611.28 | 226.98 | 1853.61 | 188.37 | 0 | 590.44 | 2.75 | 0.22745 | 2.5226 | 0 | 12.24 | 0 | 0 | 240.92 | 0 | 3044.3126 | 431 | 5736.4 | 860.29 | 6596.69
2004 | Outpatient Healthcare | 2B | 3804.01 | 643.36 | 288.68 | 1405.38 | 611.28 | 227.14 | 1853.61 | 188.37 | 0 | 619.36 | 2.13 | 0.22745 | 1.9026 | 0 | 201.01 | 0 | 0 | 240.92 | 0 | 2871.0126 | 288.68 | 5563.28 | 717.98 | 6281.26
2004 | Outpatient Healthcare | 3A | 3804.01 | 677.55 | 552.53 | 1340.17 | 611.28 | 227.1 | 1853.61 | 188.37 | 0 | 561.29 | 4.14 | 0.22745 | 3.9126 | 0 | 109.55 | 0 | 0 | 243.89 | 0 | 2692.4726 | 552.53 | 5384.68 | 984.79 | 6369.47
2004 | Outpatient Healthcare | 3B | 3804.01 | 652.05 | 348.36 | 1077.33 | 611.28 | 227.09 | 1853.61 | 188.37 | 0 | 594.86 | 2.84 | 0.22745 | 2.6126 | 0 | 243.54 | 0 | 0 | 242.65 | 0 | 2570.3926 | 348.36 | 5262.6 | 779.39 | 6041.99
2004 | Outpatient Healthcare | 3C | 3804.01 | 610.38 | 379.9 | 1082.21 | 611.28 | 227.05 | 1853.61 | 188.37 | 0 | 578.78 | 2.48 | 0.22745 | 2.2526 | 0 | 32.77 | 0 | 0 | 241.58 | 0 | 2306.3926 | 379.9 | 4998.56 | 809.86 | 5808.42
2004 | Outpatient Healthcare | 4A | 3804.01 | 884.13 | 764.88 | 1088.43 | 611.28 | 226.75 | 1853.61 | 188.37 | 0 | 552.85 | 5.51 | 0.22745 | 5.2826 | 0 | 170.59 | 0 | 0 | 248.38 | 0 | 2701.2826 | 764.88 | 5393.15 | 1201.63 | 6594.78
2004 | Outpatient Healthcare | 4B | 3804.01 | 755.07 | 472.77 | 818.78 | 611.28 | 226.92 | 1853.61 | 188.37 | 0 | 621.31 | 3.68 | 0.22745 | 3.4526 | 0 | 340.1 | 0 | 0 | 246.77 | 0 | 2538.7126 | 472.77 | 5230.76 | 907.91 | 6138.67
2004 | Outpatient Healthcare | 4C | 3804.01 | 856.08 | 635.72 | 603.85 | 611.28 | 226.49 | 1853.61 | 188.37 | 0 | 558.27 | 4.65 | 0.22745 | 4.4226 | 0 | 45.28 | 0 | 0 | 249.28 | 0 | 2067.9026 | 635.72 | 4759.5 | 1073.37 | 5832.87
2004 | Outpatient Healthcare | 5A | 3804.01 | 956.44 | 1001.3 | 641.26 | 611.28 | 226.82 | 1853.61 | 188.37 | 0 | 548.37 | 6.15 | 0.22745 | 5.9226 | 0 | 216.06 | 0 | 0 | 253.89 | 0 | 2368.0526 | 1001.3 | 5059.99 | 1443.57 | 6503.56
2004 | Outpatient Healthcare | 5B | 3804.01 | 842.99 | 607.36 | 630.31 | 611.28 | 226.83 | 1853.61 | 188.37 | 0 | 607.78 | 4.38 | 0.22745 | 4.1526 | 0 | 327.76 | 0 | 0 | 251.85 | 0 | 2412.9926 | 607.36 | 5104.94 | 1047.58 | 6152.52
2004 | Outpatient Healthcare | 5C | 3804.01 | 802.74 | 504.34 | 426.58 | 611.28 | 226.47 | 1853.61 | 188.37 | 0 | 555.49 | 3.86 | 0.22745 | 3.6326 | 0 | 15.8 | 0 | 0 | 253.17 | 0 | 1804.2426 | 504.34 | 4495.84 | 945.88 | 5441.72
2004 | Outpatient Healthcare | 6A | 3804.01 | 1112.85 | 1521.5 | 662.1 | 611.28 | 226.72 | 1853.61 | 188.37 | 0 | 579.56 | 8.11 | 0.22745 | 7.8826 | 0 | 347.34 | 0 | 0 | 259.22 | 0 | 2709.7326 | 1521.5 | 5401.55 | 1969.09 | 7370.64
2004 | Outpatient Healthcare | 6B | 3804.01 | 1048.24 | 1212.84 | 524.98 | 611.28 | 226.55 | 1853.61 | 188.37 | 0 | 608.93 | 7.05 | 0.22745 | 6.8226 | 0 | 427.98 | 0 | 0 | 257.86 | 0 | 2616.9526 | 1212.84 | 5308.62 | 1659.08 | 6967.7
2004 | Outpatient Healthcare | 7 | 3804.01 | 1202.37 | 1845.62 | 553.1 | 611.28 | 226.41 | 1853.61 | 188.37 | 0 | 592.8 | 9.1 | 0.22745 | 8.8726 | 0 | 452.17 | 0 | 0 | 265.98 | 0 | 2809.3126 | 1845.62 | 5500.84 | 2299.97 | 7800.81
2004 | Outpatient Healthcare | 8 | 3804.01 | 1347.43 | 2490.03 | 340.88 | 611.28 | 225.17 | 1853.61 | 188.37 | 0 | 601.91 | 11.18 | 0.22745 | 10.9526 | 0 | 592.04 | 0 | 0 | 274.87 | 0 | 2893.2126 | 2490.03 | 5583.5 | 2953.28 | 8536.78
2007 | Outpatient Healthcare | 0A | 3804.01 | 216.71 | 532.51 | 2593.8 | 611.28 | 227.27 | 1853.61 | 188.37 | 0 | 584.18 | 4.62 | 0.22745 | 4.3926 | 0 | 0 | 0 | 0 | 240.92 | 0 | 3399.0826 | 532.51 | 6091.48 | 961.81 | 7053.29
2007 | Outpatient Healthcare | 0B | 3804.01 | 376.98 | 497.8 | 2316.63 | 611.28 | 227.31 | 1853.61 | 188.37 | 0 | 569.74 | 3.82 | 0.22745 | 3.5926 | 0 | 0.39 | 0 | 0 | 240.92 | 0 | 3267.3326 | 497.8 | 5959.76 | 927.1 | 6886.86
2007 | Outpatient Healthcare | 1A | 3804.01 | 258.62 | 472.45 | 1926.68 | 611.28 | 227.34 | 1853.61 | 188.37 | 0 | 551.38 | 4.34 | 0.22745 | 4.1126 | 0 | 0 | 0 | 0 | 240.92 | 0 | 2740.7926 | 472.45 | 5433.25 | 901.75 | 6335
2007 | Outpatient Healthcare | 1B | 3804.01 | 403.16 | 397.01 | 1992 | 611.28 | 227.05 | 1853.61 | 188.37 | 0 | 548.58 | 2.55 | 0.22745 | 2.3226 | 0 | 0.29 | 0 | 0 | 240.92 | 0 | 2946.3526 | 397.01 | 5638.51 | 826.31 | 6464.82
2007 | Outpatient Healthcare | 2A | 3804.01 | 403.62 | 452.56 | 1787.62 | 611.28 | 226.98 | 1853.61 | 188.37 | 0 | 530.26 | 2.9 | 0.22745 | 2.6726 | 0 | 9.53 | 0 | 0 | 240.92 | 0 | 2733.7026 | 452.56 | 5425.81 | 881.85 | 6307.66
2007 | Outpatient Healthcare | 2B | 3804.01 | 537.76 | 390.92 | 1330.44 | 611.28 | 227.14 | 1853.61 | 188.37 | 0 | 557.13 | 2.46 | 0.22745 | 2.2326 | 0 | 170.39 | 0 | 0 | 240.92 | 0 | 2597.9526 | 390.92 | 5290.21 | 820.21 | 6110.42
2007 | Outpatient Healthcare | 3A | 3804.01 | 567.9 | 514.09 | 1259.91 | 611.28 | 227.1 | 1853.61 | 188.37 | 0 | 506.89 | 3.83 | 0.22745 | 3.6026 | 0 | 88.63 | 0 | 0 | 243.89 | 0 | 2426.9326 | 514.09 | 5119.15 | 946.35 | 6065.5
2007 | Outpatient Healthcare | 3B | 3804.01 | 539.88 | 438.64 | 1033.13 | 611.28 | 227.09 | 1853.61 | 188.37 | 0 | 537.48 | 3.31 | 0.22745 | 3.0826 | 0 | 201.27 | 0 | 0 | 242.65 | 0 | 2314.8426 | 438.64 | 5007.04 | 869.67 | 5876.71
2007 | Outpatient Healthcare | 3C | 3804.01 | 453.09 | 460.39 | 967.79 | 611.28 | 227.05 | 1853.61 | 188.37 | 0 | 502.72 | 3.37 | 0.22745 | 3.1426 | 0 | 26.51 | 0 | 0 | 241.58 | 0 | 1953.2526 | 460.39 | 4645.44 | 890.35 | 5535.79
2007 | Outpatient Healthcare | 4A | 3804.01 | 697.31 | 603.26 | 1032.85 | 611.28 | 226.75 | 1853.61 | 188.37 | 0 | 500.14 | 4.47 | 0.22745 | 4.2426 | 0 | 134.82 | 0 | 0 | 248.38 | 0 | 2369.3626 | 603.26 | 5061.23 | 1040.02 | 6101.25
2007 | Outpatient Healthcare | 4B | 3804.01 | 593.39 | 371.72 | 771.52 | 611.28 | 226.92 | 1853.61 | 188.37 | 0 | 560.73 | 3.05 | 0.22745 | 2.8226 | 0 | 289.62 | 0 | 0 | 246.77 | 0 | 2218.0826 | 371.72 | 4910.12 | 806.86 | 5716.98
2007 | Outpatient Healthcare | 4C | 3804.01 | 646.09 | 441.74 | 571.7 | 611.28 | 226.49 | 1853.61 | 188.37 | 0 | 500.4 | 3.32 | 0.22745 | 3.0926 | 0 | 20.32 | 0 | 0 | 249.28 | 0 | 1741.6026 | 441.74 | 4433.21 | 879.39 | 5312.6
2007 | Outpatient Healthcare | 5A | 3804.01 | 788.35 | 730.23 | 624.54 | 611.28 | 226.82 | 1853.61 | 188.37 | 0 | 496.7 | 4.98 | 0.22745 | 4.7526 | 0 | 173.33 | 0 | 0 | 253.91 | 0 | 2087.6726 | 730.23 | 4779.61 | 1172.51 | 5952.12
2007 | Outpatient Healthcare | 5B | 3804.01 | 698.23 | 511.95 | 627.59 | 611.28 | 226.83 | 1853.61 | 188.37 | 0 | 554.67 | 3.97 | 0.22745 | 3.7426 | 0 | 281.39 | 0 | 0 | 251.85 | 0 | 2165.6226 | 511.95 | 4857.58 | 952.17 | 5809.75
2007 | Outpatient Healthcare | 5C | 3804.01 | 645.33 | 595.63 | 455.35 | 611.28 | 226.47 | 1853.61 | 188.37 | 0 | 501.38 | 4.55 | 0.22745 | 4.3226 | 0 | 12.34 | 0 | 0 | 253.17 | 0 | 1618.7226 | 595.63 | 4310.3 | 1037.18 | 5347.48
2007 | Outpatient Healthcare | 6A | 3804.01 | 906.34 | 1283.69 | 652.62 | 611.28 | 226.72 | 1853.61 | 188.37 | 0 | 525.43 | 7.33 | 0.22745 | 7.1026 | 0 | 290.68 | 0 | 0 | 259.2 | 0 | 2382.1726 | 1283.69 | 5074 | 1731.26 | 6805.26
2007 | Outpatient Healthcare | 6B | 3804.01 | 861.27 | 1062.55 | 532.11 | 611.28 | 226.55 | 1853.61 | 188.37 | 0 | 554.89 | 6.58 | 0.22745 | 6.3526 | 0 | 365.42 | 0 | 0 | 257.86 | 0 | 2320.0426 | 1062.55 | 5011.71 | 1508.79 | 6520.5
2007 | Outpatient Healthcare | 7 | 3804.01 | 985.71 | 1529.53 | 546.15 | 611.28 | 226.41 | 1853.61 | 188.37 | 0 | 533.8 | 7.98 | 0.22745 | 7.7526 | 0 | 380.45 | 0 | 0 | 265.96 | 0 | 2453.8626 | 1529.53 | 5145.4 | 1983.86 | 7129.26
2007 | Outpatient Healthcare | 8 | 3804.01 | 1242.11 | 2052.63 | 352.74 | 611.28 | 225.17 | 1853.61 | 188.37 | 0 | 539.85 | 9.69 | 0.22745 | 9.4626 | 0 | 494.59 | 0 | 0 | 274.86 | 0 | 2638.7526 | 2052.63 | 5329.04 | 2515.87 | 7844.91
2010 | Outpatient Healthcare | 0A | 3804.01 | 107.59 | 378.3 | 2254.59 | 541 | 112.36 | 1833.75 | 188.37 | 0 | 464 | 3.25 | 0.22745 | 3.0226 | 0 | 0 | 0 | 0 | 236.98 | 0 | 2829.2026 | 378.3 | 5316.54 | 803.66 | 6120.2
2010 | Outpatient Healthcare | 0B | 3804.01 | 174.96 | 368.54 | 1982.7 | 541.08 | 112.34 | 1833.75 | 188.37 | 0 | 436.62 | 2.97 | 0.22745 | 2.7426 | 0 | 0.97 | 0 | 0 | 236.98 | 0 | 2597.9926 | 368.54 | 5085.39 | 793.89 | 5879.28
2010 | Outpatient Healthcare | 1A | 3804.01 | 140.89 | 378.87 | 1609.03 | 541.11 | 112.36 | 1833.75 | 188.37 | 0 | 429.26 | 3.48 | 0.22745 | 3.2526 | 0 | 0 | 30.21 | 0 | 236.98 | 0 | 2212.6426 | 378.87 | 4700.09 | 804.23 | 5504.32
2010 | Outpatient Healthcare | 1B | 3804.01 | 166.51 | 336.45 | 1694.44 | 541.15 | 112.19 | 1833.75 | 188.37 | 0 | 423.42 | 2.35 | 0.22745 | 2.1226 | 0 | 1.84 | 0 | 0 | 236.98 | 0 | 2288.3326 | 336.45 | 4775.65 | 761.8 | 5537.45
2010 | Outpatient Healthcare | 2A | 3804.01 | 258.44 | 360.46 | 1422.61 | 541.14 | 112.15 | 1833.75 | 188.37 | 0 | 405.11 | 2.76 | 0.22745 | 2.5326 | 0 | 19.72 | 24.55 | 0 | 236.98 | 0 | 2132.9626 | 360.46 | 4620.24 | 785.82 | 5406.06
2010 | Outpatient Healthcare | 2B | 3804.01 | 272.9 | 277.91 | 1070.5 | 541.23 | 112.24 | 1833.75 | 188.37 | 0 | 428.98 | 2.25 | 0.22745 | 2.0226 | 0 | 292.77 | 0 | 0 | 237.12 | 0 | 2067.1726 | 277.91 | 4554.64 | 703.4 | 5258.04
2010 | Outpatient Healthcare | 3A | 3804.01 | 411.41 | 421.59 | 916.62 | 541.24 | 112.22 | 1833.75 | 188.37 | 0 | 385.81 | 3.34 | 0.22745 | 3.1126 | 0 | 119.77 | 19.57 | 0 | 240.4 | 0 | 1856.2926 | 421.59 | 4343.72 | 850.37 | 5194.09
2010 | Outpatient Healthcare | 3B | 3804.01 | 248.8 | 299.65 | 806.94 | 541.14 | 112.21 | 1833.75 | 188.37 | 0 | 416.69 | 2.41 | 0.22745 | 2.1826 | 0 | 274.57 | 0 | 0 | 239.16 | 0 | 1749.1826 | 299.65 | 4236.5 | 727.19 | 4963.69
2010 | Outpatient Healthcare | 3C | 3804.01 | 176.77 | 331.28 | 711.39 | 541.16 | 112.39 | 1833.75 | 188.37 | 0 | 403.42 | 2.81 | 0.22745 | 2.5826 | 0 | 43.78 | 0 | 0 | 238.15 | 0 | 1337.9426 | 331.28 | 3825.48 | 757.8 | 4583.28
2010 | Outpatient Healthcare | 4A | 3804.01 | 310.03 | 519.93 | 666.47 | 541.06 | 112.41 | 1833.75 | 188.37 | 0 | 397.24 | 3.98 | 0.22745 | 3.7526 | 0 | 168.25 | 21.36 | 0 | 245.02 | 0 | 1567.1026 | 519.93 | 4054.57 | 953.33 | 5007.9
2010 | Outpatient Healthcare | 4B | 3804.01 | 267.36 | 329.1 | 597.18 | 541.01 | 112.17 | 1833.75 | 188.37 | 0 | 447.22 | 2.55 | 0.22745 | 2.3226 | 0 | 368.3 | 0 | 0 | 243.39 | 0 | 1682.3826 | 329.1 | 4169.55 | 760.87 | 4930.42
2010 | Outpatient Healthcare | 4C | 3804.01 | 211.44 | 502.79 | 393.01 | 541.18 | 112.38 | 1833.75 | 188.37 | 0 | 400.63 | 3.79 | 0.22745 | 3.5626 | 0 | 37.29 | 0 | 0 | 246.33 | 0 | 1045.9326 | 502.79 | 3533.48 | 937.5 | 4470.98
2010 | Outpatient Healthcare | 5A | 3804.01 | 352.13 | 649.7 | 468.71 | 541.09 | 112.24 | 1833.75 | 188.37 | 0 | 393.69 | 4.57 | 0.22745 | 4.3426 | 0 | 207.1 | 20.21 | 0 | 251.06 | 0 | 1446.1826 | 649.7 | 3933.5 | 1089.13 | 5022.63
2010 | Outpatient Healthcare | 5B | 3804.01 | 328.58 | 469.35 | 474.18 | 541.03 | 112.35 | 1833.75 | 188.37 | 0 | 440.23 | 3.29 | 0.22745 | 3.0626 | 0 | 365.45 | 0 | 0 | 249.02 | 0 | 1611.5026 | 469.35 | 4098.87 | 906.75 | 5005.62
2010 | Outpatient Healthcare | 5C | 3804.01 | 198.32 | 535.66 | 290.73 | 541.2 | 112.33 | 1833.75 | 188.37 | 0 | 406.98 | 4.1 | 0.22745 | 3.8726 | 0 | 25.18 | 0 | 0 | 250.58 | 0 | 925.0826 | 535.66 | 3412.59 | 974.62 | 4387.21
2010 | Outpatient Healthcare | 6A | 3804.01 | 456.24 | 1065.31 | 496.65 | 541.08 | 112.3 | 1833.75 | 188.37 | 0 | 419.72 | 7.35 | 0.22745 | 7.1226 | 0 | 352.61 | 21.21 | 0 | 256.56 | 0 | 1753.5526 | 1065.31 | 4240.91 | 1510.25 | 5751.16
2010 | Outpatient Healthcare | 6B | 3804.01 | 421.94 | 947.09 | 389.11 | 541.13 | 112.16 | 1833.75 | 188.37 | 0 | 445.36 | 6.98 | 0.22745 | 6.7526 | 0 | 465.97 | 0 | 0 | 255.16 | 0 | 1729.1326 | 947.09 | 4216.41 | 1390.62 | 5607.03
2010 | Outpatient Healthcare | 7 | 3804.01 | 508.71 | 1303.55 | 412.29 | 541.08 | 112.33 | 1833.75 | 188.37 | 0 | 428.17 | 8.31 | 0.22745 | 8.0826 | 0 | 453.32 | 21.47 | 0 | 263.16 | 0 | 1832.0426 | 1303.55 | 4319.43 | 1755.08 | 6074.51
2010 | Outpatient Healthcare | 8 | 3804.01 | 664.83 | 1992.63 | 240.85 | 541.53 | 112.98 | 1833.75 | 188.37 | 0 | 429.59 | 10.61 | 0.22745 | 10.3826 | 0 | 568.13 | 0 | 0 | 272.32 | 0 | 1913.7826 | 1992.63 | 4402.26 | 2453.32 | 6855.58
2013 | Outpatient Healthcare | 0A | 3804.01 | 118.94 | 354.64 | 2074.91 | 500.32 | 112.36 | 1829.4 | 188.37 | 0 | 407.75 | 3.15 | 0.22745 | 2.9226 | 0 | 0 | 30.21 | 0 | 236.98 | 0 | 2634.7326 | 354.64 | 5077.04 | 780 | 5857.04
2013 | Outpatient Healthcare | 0B | 3804.01 | 151.61 | 372.79 | 1904.87 | 501.7 | 112.34 | 1829.4 | 188.37 | 0 | 393.17 | 3.24 | 0.22745 | 3.0126 | 0 | 0.5 | 0 | 0 | 236.98 | 0 | 2453.1626 | 372.79 | 4896.84 | 798.14 | 5694.98
2013 | Outpatient Healthcare | 1A | 3804.01 | 138.6 | 359.81 | 1555.72 | 504.08 | 112.36 | 1829.4 | 188.37 | 0 | 383.56 | 3.4 | 0.22745 | 3.1726 | 0 | 0 | 30.21 | 0 | 236.98 | 0 | 2111.2626 | 359.81 | 4557.31 | 785.17 | 5342.48
2013 | Outpatient Healthcare | 1B | 3804.01 | 157.78 | 347.44 | 1633.07 | 503.66 | 112.19 | 1829.4 | 188.37 | 0 | 380.46 | 2.79 | 0.22745 | 2.5626 | 0 | 1.07 | 0 | 0 | 236.98 | 0 | 2174.9426 | 347.44 | 4620.42 | 772.8 | 5393.22
2013 | Outpatient Healthcare | 2A | 3804.01 | 232.74 | 371.54 | 1376.65 | 504.48 | 112.15 | 1829.4 | 188.37 | 0 | 365.35 | 3.06 | 0.22745 | 2.8326 | 0 | 20.17 | 24.59 | 0 | 236.98 | 0 | 2022.3326 | 371.54 | 4468.59 | 796.9 | 5265.49
2013 | Outpatient Healthcare | 2B | 3804.01 | 154.84 | 311.63 | 1012.21 | 506.31 | 112.24 | 1829.4 | 188.37 | 0 | 382.93 | 2.7 | 0.22745 | 2.4726 | 0 | 166.61 | 0 | 0 | 237.12 | 0 | 1719.0626 | 311.63 | 4167.24 | 737.13 | 4904.37
2013 | Outpatient Healthcare | 3A | 3804.01 | 329.68 | 414.56 | 894.81 | 505.26 | 112.22 | 1829.4 | 188.37 | 0 | 370.96 | 3.38 | 0.22745 | 3.1526 | 0 | 94 | 19.67 | 0 | 240.4 | 0 | 1712.2726 | 414.56 | 4159.37 | 843.34 | 5002.71
2013 | Outpatient Healthcare | 3B | 3804.01 | 149.38 | 339.85 | 767.26 | 505.4 | 112.21 | 1829.4 | 188.37 | 0 | 379.56 | 2.81 | 0.22745 | 2.5826 | 0 | 143.05 | 0 | 0 | 239.16 | 0 | 1441.8326 | 339.85 | 3889.08 | 767.39 | 4656.47
2013 | Outpatient Healthcare | 3C | 3804.01 | 152.94 | 395.22 | 696.88 | 505.07 | 112.39 | 1829.4 | 188.37 | 0 | 357.4 | 3.3 | 0.22745 | 3.0726 | 0 | 36.67 | 0 | 0 | 238.15 | 0 | 1246.9626 | 395.22 | 3694.05 | 821.75 | 4515.8
2013 | Outpatient Healthcare | 4A | 3804.01 | 210.53 | 528.02 | 651.15 | 500.71 | 112.41 | 1829.4 | 188.37 | 0 | 384.07 | 4.11 | 0.22745 | 3.8826 | 0 | 153.12 | 21.06 | 0 | 245.02 | 0 | 1423.8126 | 528.02 | 3866.57 | 961.42 | 4827.99
2013 | Outpatient Healthcare | 4B | 3804.01 | 134.65 | 380.91 | 572.42 | 500.99 | 112.17 | 1829.4 | 188.37 | 0 | 411.39 | 3 | 0.22745 | 2.7726 | 0 | 188.04 | 0 | 0 | 243.39 | 0 | 1309.2726 | 380.91 | 3752.07 | 812.68 | 4564.75
2013 | Outpatient Healthcare | 4C | 3804.01 | 172.09 | 490.14 | 387.51 | 503.12 | 112.38 | 1829.4 | 188.37 | 0 | 375.5 | 3.87 | 0.22745 | 3.6426 | 0 | 48.42 | 0 | 0 | 246.32 | 0 | 987.1626 | 490.14 | 3432.3 | 924.84 | 4357.14
2013 | Outpatient Healthcare | 5A | 3804.01 | 241.22 | 668.34 | 459.97 | 501.37 | 112.24 | 1829.4 | 188.37 | 0 | 377.25 | 4.8 | 0.22745 | 4.5726 | 0 | 181.82 | 20.01 | 0 | 251.06 | 0 | 1284.8426 | 668.34 | 3728.07 | 1107.78 | 4835.85
2013 | Outpatient Healthcare | 5B | 3804.01 | 164.15 | 470.38 | 446.9 | 501.12 | 112.35 | 1829.4 | 188.37 | 0 | 411.45 | 3.27 | 0.22745 | 3.0426 | 0 | 163.48 | 0 | 0 | 249 | 0 | 1189.0226 | 470.38 | 3632.13 | 907.76 | 4539.89
2013 | Outpatient Healthcare | 5C | 3804.01 | 158.31 | 469.89 | 283.88 | 502.25 | 112.33 | 1829.4 | 188.37 | 0 | 381.66 | 3.94 | 0.22745 | 3.7126 | 0 | 45.41 | 0 | 0 | 250.58 | 0 | 872.9726 | 469.89 | 3317.18 | 908.83 | 4226.01
2013 | Outpatient Healthcare | 6A | 3804.01 | 298.3 | 964.08 | 457.05 | 501.52 | 112.3 | 1829.4 | 188.37 | 0 | 380.48 | 6.65 | 0.22745 | 6.4226 | 0 | 231.58 | 21.04 | 0 | 256.57 | 0 | 1394.8726 | 964.08 | 3838.32 | 1409.02 | 5247.34
2013 | Outpatient Healthcare | 6B | 3804.01 | 225.35 | 802.42 | 335.67 | 501.93 | 112.16 | 1829.4 | 188.37 | 0 | 393.45 | 6.01 | 0.22745 | 5.7826 | 0 | 230.2 | 0 | 0 | 255.15 | 0 | 1190.4526 | 802.42 | 3634.17 | 1245.94 | 4880.11
2013 | Outpatient Healthcare | 7 | 3804.01 | 313.7 | 1219.13 | 371.05 | 500.78 | 112.33 | 1829.4 | 188.37 | 0 | 387.4 | 7.74 | 0.22745 | 7.5126 | 0 | 316.39 | 21.25 | 0 | 263.17 | 0 | 1417.3026 | 1219.13 | 3860.05 | 1670.67 | 5530.72
2013 | Outpatient Healthcare | 8 | 3804.01 | 395.07 | 1724.87 | 207.43 | 504.65 | 112.98 | 1829.4 | 188.37 | 0 | 390.4 | 9.81 | 0.22745 | 9.5826 | 0 | 438.39 | 20.67 | 0 | 272.32 | 0 | 1461.5426 | 1724.87 | 3908.78 | 2185.56 | 6094.34
2016 | Outpatient Healthcare | 0A | 3804.01 | 113.57 | 262.11 | 2097.66 | 461.88 | 53.34 | 1829.4 | 188.37 | 0 | 391.67 | 2.4 | 0.22745 | 2.1726 | 0 | 0 | 0 | 0 | 204.87 | 0 | 2605.0726 | 262.11 | 4949.92 | 655.35 | 5605.27
2016 | Outpatient Healthcare | 0B | 3804.01 | 142.99 | 293.18 | 1829.16 | 462.77 | 54.26 | 1829.4 | 188.37 | 0 | 367.85 | 2.61 | 0.22745 | 2.3826 | 0 | 0.52 | 0 | 0 | 204.87 | 0 | 2342.9026 | 293.18 | 4689.57 | 686.42 | 5375.99
2016 | Outpatient Healthcare | 1A | 3804.01 | 135.56 | 279.1 | 1549.18 | 463.52 | 54.5 | 1829.4 | 188.37 | 0 | 356.76 | 2.65 | 0.22745 | 2.4226 | 0 | 0 | 0 | 0 | 204.87 | 0 | 2043.9226 | 279.1 | 4391.58 | 672.34 | 5063.92
2016 | Outpatient Healthcare | 1B | 3804.01 | 136.31 | 274.29 | 1573.59 | 463.15 | 54.32 | 1829.4 | 188.37 | 0 | 356.33 | 2.32 | 0.22745 | 2.0926 | 0 | 1.06 | 0 | 0 | 205.77 | 0 | 2069.3826 | 274.29 | 4416.48 | 668.43 | 5084.91
2016 | Outpatient Healthcare | 2A | 3804.01 | 199.17 | 290.39 | 1369.71 | 463.86 | 54.51 | 1829.4 | 188.37 | 0 | 338.13 | 2.56 | 0.22745 | 2.3326 | 0 | 20.35 | 0 | 0 | 206.38 | 0 | 1929.6926 | 290.39 | 4277.68 | 685.15 | 4962.83
2016 | Outpatient Healthcare | 2B | 3804.01 | 131.46 | 254.42 | 968.62 | 465.41 | 54.53 | 1829.4 | 188.37 | 0 | 357.68 | 2.27 | 0.22745 | 2.0426 | 0 | 167.58 | 0 | 0 | 207.43 | 0 | 1627.3826 | 254.42 | 3976.97 | 650.22 | 4627.19
2016 | Outpatient Healthcare | 3A | 3804.01 | 280.57 | 289.69 | 865.12 | 464.56 | 54.95 | 1829.4 | 188.37 | 0 | 338.17 | 2.28 | 0.22745 | 2.0526 | 0 | 95.25 | 0 | 0 | 213.13 | 0 | 1581.1626 | 289.69 | 3930.29 | 691.19 | 4621.48
2016 | Outpatient Healthcare | 3B | 3804.01 | 119.72 | 267.05 | 730.89 | 464.6 | 54.08 | 1829.4 | 188.37 | 0 | 354.08 | 2.34 | 0.22745 | 2.1126 | 0 | 144.83 | 0 | 0 | 211.21 | 0 | 1351.6326 | 267.05 | 3699.93 | 666.63 | 4366.56
2016 | Outpatient Healthcare | 3C | 3804.01 | 125.21 | 310.77 | 656.71 | 464.32 | 53.92 | 1829.4 | 188.37 | 0 | 330.35 | 2.76 | 0.22745 | 2.5326 | 0 | 37.06 | 0 | 0 | 212.91 | 0 | 1151.8626 | 310.77 | 3499.73 | 712.06 | 4211.79
2016 | Outpatient Healthcare | 4A | 3804.01 | 174.89 | 513.55 | 628.41 | 461.77 | 54.5 | 1829.4 | 188.37 | 0 | 352.2 | 3.7 | 0.22745 | 3.4726 | 0 | 154.66 | 0 | 0 | 220.29 | 0 | 1313.6326 | 513.55 | 3659.53 | 922.21 | 4581.74
2016 | Outpatient Healthcare | 4B | 3804.01 | 112.5 | 339.26 | 541.78 | 461.94 | 54.19 | 1829.4 | 188.37 | 0 | 380.91 | 2.67 | 0.22745 | 2.4426 | 0 | 188.09 | 0 | 0 | 217.89 | 0 | 1225.7226 | 339.26 | 3571.49 | 745.53 | 4317.02
2016 | Outpatient Healthcare | 4C | 3804.01 | 139.68 | 425.42 | 359.63 | 463.84 | 55.21 | 1829.4 | 188.37 | 0 | 344.28 | 3.44 | 0.22745 | 3.2126 | 0 | 48.31 | 0 | 0 | 222.87 | 0 | 895.1126 | 425.42 | 3243.79 | 836.66 | 4080.45
2016 | Outpatient Healthcare | 5A | 3804.01 | 200 | 706.65 | 437.93 | 461.75 | 54.86 | 1829.4 | 188.37 | 0 | 347.98 | 4.55 | 0.22745 | 4.3226 | 0 | 183.7 | 0 | 0 | 227.75 | 0 | 1173.9326 | 706.65 | 3520.18 | 1122.78 | 4642.96
2016 | Outpatient Healthcare | 5B | 3804.01 | 137.01 | 428.43 | 425.18 | 461.49 | 54.45 | 1829.4 | 188.37 | 0 | 383.46 | 2.91 | 0.22745 | 2.6826 | 0 | 163.93 | 0 | 0 | 225.55 | 0 | 1112.2626 | 428.43 | 3457.83 | 842.35 | 4300.18
2016 | Outpatient Healthcare | 5C | 3804.01 | 131.1 | 418.79 | 269.17 | 462.59 | 55.31 | 1829.4 | 188.37 | 0 | 365.27 | 3.47 | 0.22745 | 3.2426 | 0 | 46.01 | 0 | 0 | 226.92 | 0 | 814.7926 | 418.79 | 3162.33 | 834.09 | 3996.42
2016 | Outpatient Healthcare | 6A | 3804.01 | 244.81 | 1036.99 | 439.94 | 461.27 | 54.88 | 1829.4 | 188.37 | 0 | 352.48 | 6.59 | 0.22745 | 6.3626 | 0 | 233.8 | 0 | 0 | 233.32 | 0 | 1277.3926 | 1036.99 | 3623.18 | 1458.69 | 5081.87
2016 | Outpatient Healthcare | 6B | 3804.01 | 181.31 | 755.49 | 316.95 | 461.59 | 55.34 | 1829.4 | 188.37 | 0 | 366.83 | 5.73 | 0.22745 | 5.5026 | 0 | 233.25 | 0 | 0 | 231.87 | 0 | 1103.8426 | 755.49 | 3450.41 | 1175.74 | 4626.15
2016 | Outpatient Healthcare | 7 | 3804.01 | 253.87 | 1334.71 | 354.83 | 460.61 | 55.34 | 1829.4 | 188.37 | 0 | 358.84 | 7.92 | 0.22745 | 7.6926 | 0 | 318.78 | 0 | 0 | 240.06 | 0 | 1294.0126 | 1334.71 | 3639.61 | 1763.15 | 5402.76
2016 | Outpatient Healthcare | 8 | 3804.01 | 305.65 | 1888.12 | 194.79 | 464.07 | 59.1 | 1829.4 | 188.37 | 0 | 364.69 | 10.04 | 0.22745 | 9.8126 | 0 | 441.92 | 0 | 0 | 249.04 | 0 | 1316.8626 | 1888.12 | 3669.67 | 2325.53 | 5995.2
2019 | Outpatient Healthcare | 0A | 3804.01 | 117.38 | 251.72 | 2038.65 | 380.06 | 53.34 | 1829.4 | 188.37 | 0 | 381.01 | 2.35 | 0.22745 | 2.1226 | 0 | 0 | 0 | 0 | 204.87 | 0 | 2539.1626 | 251.72 | 4802.19 | 644.96 | 5447.15
2019 | Outpatient Healthcare | 0B | 3804.01 | 137.37 | 282.8 | 1778.78 | 380.76 | 54.26 | 1829.4 | 188.37 | 0 | 357.06 | 2.56 | 0.22745 | 2.3326 | 0 | 0.52 | 0 | 0 | 204.87 | 0 | 2276.0626 | 282.8 | 4540.72 | 676.04 | 5216.76
2019 | Outpatient Healthcare | 1A | 3804.01 | 136.6 | 269.51 | 1501.14 | 381.9 | 54.5 | 1829.4 | 188.37 | 0 | 350.6 | 2.61 | 0.22745 | 2.3826 | 0 | 0 | 0 | 0 | 204.87 | 0 | 1990.7226 | 269.51 | 4256.75 | 662.75 | 4919.5
2019 | Outpatient Healthcare | 1B | 3804.01 | 129.18 | 263.93 | 1516.2 | 381.72 | 54.32 | 1829.4 | 188.37 | 0 | 345.57 | 2.24 | 0.22745 | 2.0126 | 0 | 1.05 | 0 | 0 | 205.77 | 0 | 1994.0126 | 263.93 | 4259.68 | 658.07 | 4917.75
2019 | Outpatient Healthcare | 2A | 3804.01 | 194.19 | 285.89 | 1333.94 | 381.43 | 54.51 | 1829.4 | 188.37 | 0 | 330.81 | 2.52 | 0.22745 | 2.2926 | 0 | 20.31 | 0 | 0 | 206.37 | 0 | 1881.5426 | 285.89 | 4147.11 | 680.64 | 4827.75
2019 | Outpatient Healthcare | 2B | 3804.01 | 123.33 | 238.95 | 942.82 | 382.17 | 54.53 | 1829.4 | 188.37 | 0 | 347.39 | 2.18 | 0.22745 | 1.9526 | 0 | 167.21 | 0 | 0 | 207.43 | 0 | 1582.7026 | 238.95 | 3849.04 | 634.76 | 4483.8
2019 | Outpatient Healthcare | 3A | 3804.01 | 157.63 | 290.52 | 836.41 | 382.1 | 54.95 | 1829.4 | 188.37 | 0 | 332 | 2.22 | 0.22745 | 1.9926 | 0 | 95.17 | 0 | 0 | 213.13 | 0 | 1423.2026 | 290.52 | 3689.88 | 692.03 | 4381.91
2019 | Outpatient Healthcare | 3B | 3804.01 | 114.13 | 256.43 | 726.78 | 381.84 | 54.08 | 1829.4 | 188.37 | 0 | 342.89 | 2.24 | 0.22745 | 2.0126 | 0 | 144.98 | 0 | 0 | 211.21 | 0 | 1330.7926 | 256.43 | 3596.36 | 656.02 | 4252.38
2019 | Outpatient Healthcare | 3C | 3804.01 | 123.66 | 297.63 | 647.73 | 381.67 | 53.92 | 1829.4 | 188.37 | 0 | 321.95 | 2.58 | 0.22745 | 2.3526 | 0 | 36.99 | 0 | 0 | 212.91 | 0 | 1132.6826 | 297.63 | 3397.9 | 698.92 | 4096.82
2019 | Outpatient Healthcare | 4A | 3804.01 | 176.52 | 494.8 | 615.51 | 380.72 | 54.5 | 1829.4 | 188.37 | 0 | 342.81 | 3.57 | 0.22745 | 3.3426 | 0 | 154.62 | 0 | 0 | 220.28 | 0 | 1292.8026 | 494.8 | 3557.65 | 903.46 | 4461.11
2019 | Outpatient Healthcare | 4B | 3804.01 | 105.51 | 328.25 | 552.6 | 380.43 | 54.19 | 1829.4 | 188.37 | 0 | 358.23 | 2.58 | 0.22745 | 2.3526 | 0 | 188.17 | 0 | 0 | 217.89 | 0 | 1206.8626 | 328.25 | 3471.11 | 734.51 | 4205.62
2019 | Outpatient Healthcare | 4C | 3804.01 | 137.29 | 414.56 | 367.09 | 381.87 | 55.21 | 1829.4 | 188.37 | 0 | 333.71 | 3.34 | 0.22745 | 3.1126 | 0 | 48.28 | 0 | 0 | 222.84 | 0 | 889.4826 | 414.56 | 3156.2 | 825.78 | 3981.98
2019 | Outpatient Healthcare | 5A | 3804.01 | 199.81 | 678.97 | 437.55 | 380.64 | 54.86 | 1829.4 | 188.37 | 0 | 336.98 | 4.4 | 0.22745 | 4.1726 | 0 | 183.67 | 0 | 0 | 227.76 | 0 | 1162.1826 | 678.97 | 3427.31 | 1095.1 | 4522.41
2019 | Outpatient Healthcare | 5B | 3804.01 | 132.42 | 413.82 | 437.14 | 380.35 | 54.45 | 1829.4 | 188.37 | 0 | 369.52 | 2.82 | 0.22745 | 2.5926 | 0 | 163.95 | 0 | 0 | 225.55 | 0 | 1105.6226 | 413.82 | 3370.06 | 827.74 | 4197.8
2019 | Outpatient Healthcare | 5C | 3804.01 | 130.02 | 409.45 | 285.52 | 381.3 | 55.31 | 1829.4 | 188.37 | 0 | 345.69 | 3.4 | 0.22745 | 3.1726 | 0 | 45.87 | 0 | 0 | 226.93 | 0 | 810.2726 | 409.45 | 3076.51 | 824.76 | 3901.27
2019 | Outpatient Healthcare | 6A | 3804.01 | 247.73 | 970.34 | 436.87 | 380.7 | 54.88 | 1829.4 | 188.37 | 0 | 339.17 | 6.27 | 0.22745 | 6.0426 | 0 | 233.57 | 0 | 0 | 233.32 | 0 | 1263.3826 | 970.34 | 3528.58 | 1392.03 | 4920.61
2019 | Outpatient Healthcare | 6B | 3804.01 | 181.13 | 725.08 | 326.92 | 380.88 | 55.34 | 1829.4 | 188.37 | 0 | 351.77 | 5.43 | 0.22745 | 5.2026 | 0 | 233.12 | 0 | 0 | 231.88 | 0 | 1098.1426 | 725.08 | 3363.98 | 1145.33 | 4509.31
2019 | Outpatient Healthcare | 7 | 3804.01 | 253.03 | 1302.26 | 347.07 | 380.82 | 55.34 | 1829.4 | 188.37 | 0 | 345.45 | 7.47 | 0.22745 | 7.2426 | 0 | 318.66 | 0 | 0 | 240.06 | 0 | 1271.4526 | 1302.26 | 3537.24 | 1730.69 | 5267.93
2019 | Outpatient Healthcare | 8 | 3804.01 | 300.82 | 1857.6 | 200.08 | 383.88 | 59.1 | 1829.4 | 188.37 | 0 | 350.9 | 9.64 | 0.22745 | 9.4126 | 0 | 441.66 | 0 | 0 | 249.09 | 0 | 1302.8726 | 1857.6 | 3575.49 | 2295.06 | 5870.55
2004 | Quick Service Restaurant | 0A | 232.34 | 0 | 0 | 527.32 | 75.08 | 27.42 | 276.88 | 477.16 | 0 | 153.1 | 0 | 0 | 0 | 0 | 0 | 0 | 0 | 124.75 | 69.42 | 680.42 | 0 | 1129.22 | 601.91 | 1731.13
2004 | Quick Service Restaurant | 0B | 232.34 | 0 | 0.35 | 459.94 | 75.08 | 27.43 | 276.88 | 477.16 | 0 | 175.49 | 0 | 0 | 0 | 0 | 0 | 0 | 0 | 124.03 | 69.44 | 635.43 | 0.35 | 1084.25 | 601.53 | 1685.78
2004 | Quick Service Restaurant | 1A | 232.34 | 0 | 0.02 | 334.46 | 75.08 | 27.43 | 276.88 | 477.16 | 0 | 139.92 | 0 | 0 | 0 | 0 | 0 | 0 | 0 | 135.89 | 68.45 | 474.38 | 0.02 | 922.22 | 613.06 | 1535.28
2004 | Quick Service Restaurant | 1B | 232.34 | 0 | 14.94 | 372.03 | 75.08 | 27.4 | 276.88 | 477.16 | 0 | 171.4 | 0 | 0 | 0 | 0 | 0 | 0 | 0 | 136.07 | 68.76 | 543.43 | 14.94 | 991.54 | 628.17 | 1619.71
2004 | Quick Service Restaurant | 2A | 232.34 | 0 | 37.89 | 289.25 | 75.08 | 27.39 | 276.88 | 477.16 | 0 | 146.37 | 0 | 0 | 0 | 0 | 0 | 0 | 0 | 148.53 | 68.04 | 435.62 | 37.89 | 882.99 | 663.57 | 1546.56
2004 | Quick Service Restaurant | 2B | 232.34 | 0 | 30.93 | 210.04 | 75.08 | 27.41 | 276.88 | 477.16 | 0 | 169.65 | 0 | 0 | 0 | 0 | 0 | 0 | 0 | 149.24 | 67.38 | 379.69 | 30.93 | 826.43 | 657.33 | 1483.76
2004 | Quick Service Restaurant | 3A | 232.34 | 0 | 156.74 | 161.65 | 75.08 | 27.4 | 276.88 | 477.16 | 0 | 144.8 | 0 | 0 | 0 | 0 | 0 | 0 | 0 | 170.33 | 66.39 | 306.45 | 156.74 | 752.2 | 804.22 | 1556.42
2004 | Quick Service Restaurant | 3B | 232.34 | 0 | 80.94 | 131.91 | 75.08 | 27.4 | 276.88 | 477.16 | 0 | 163.45 | 0 | 0 | 0 | 0 | 0 | 0 | 0 | 164.62 | 66.79 | 295.36 | 80.94 | 741.5 | 722.72 | 1464.22
2004 | Quick Service Restaurant | 3C | 232.34 | 0 | 51.72 | 44.43 | 75.08 | 27.4 | 276.88 | 477.16 | 0 | 137.9 | 0 | 0 | 0 | 0 | 0 | 0 | 0 | 172.57 | 67.41 | 182.33 | 51.72 | 629.1 | 701.44 | 1330.54
2004 | Quick Service Restaurant | 4A | 232.34 | 0 | 338.5 | 100.45 | 75.08 | 27.36 | 276.88 | 477.16 | 0 | 134.31 | 0 | 0 | 0 | 0 | 0 | 0 | 0 | 187.63 | 64.8 | 234.76 | 338.5 | 678.88 | 1003.3 | 1682.18
2004 | Quick Service Restaurant | 4B | 232.34 | 0 | 171.69 | 75.92 | 75.08 | 27.38 | 276.88 | 477.16 | 0 | 159.39 | 0 | 0 | 0 | 0 | 0 | 0 | 0 | 182.58 | 65.37 | 235.31 | 171.69 | 680.02 | 831.43 | 1511.45
2004 | Quick Service Restaurant | 4C | 232.34 | 0 | 269.99 | 17.77 | 75.08 | 27.33 | 276.88 | 477.16 | 0 | 127.4 | 0 | 0 | 0 | 0 | 0 | 0 | 0 | 192.71 | 64.95 | 145.17 | 269.99 | 589.4 | 939.87 | 1529.27
2004 | Quick Service Restaurant | 5A | 232.34 | 0 | 511.71 | 57.76 | 75.08 | 27.37 | 276.88 | 477.16 | 0 | 128.37 | 0 | 0 | 0 | 0 | 0 | 0 | 0 | 202.16 | 63.92 | 186.13 | 511.71 | 629.38 | 1191.02 | 1820.4
2004 | Quick Service Restaurant | 5B | 232.34 | 0 | 325.88 | 65.48 | 75.08 | 27.37 | 276.88 | 477.16 | 0 | 152.56 | 0 | 0 | 0 | 0 | 0 | 0 | 0 | 197.91 | 64.41 | 218.04 | 325.88 | 661.78 | 1000.95 | 1662.73
2004 | Quick Service Restaurant | 5C | 232.34 | 0 | 353.99 | 5.36 | 75.08 | 27.33 | 276.88 | 477.16 | 0 | 116.49 | 0 | 0 | 0 | 0 | 0 | 0 | 0 | 201.05 | 64.2 | 121.85 | 353.99 | 565.34 | 1032.19 | 1597.53
2004 | Quick Service Restaurant | 6A | 232.34 | 0 | 710.5 | 62.34 | 75.08 | 27.35 | 276.88 | 477.16 | 0 | 132.21 | 0 | 0 | 0 | 0 | 0 | 0 | 0 | 212.86 | 63.52 | 194.55 | 710.5 | 637.39 | 1400.52 | 2037.91
2004 | Quick Service Restaurant | 6B | 232.34 | 0 | 521.06 | 42.58 | 75.08 | 27.33 | 276.88 | 477.16 | 0 | 143.36 | 0 | 0 | 0 | 0 | 0 | 0 | 0 | 210.08 | 63.48 | 185.94 | 521.06 | 628.72 | 1208.29 | 1837.01
2004 | Quick Service Restaurant | 7 | 232.34 | 0 | 908.44 | 44.89 | 75.08 | 27.32 | 276.88 | 477.16 | 0 | 129.54 | 0 | 0 | 0 | 0 | 0 | 0 | 0 | 225.61 | 62.89 | 174.43 | 908.44 | 616.59 | 1611.21 | 2227.8
2004 | Quick Service Restaurant | 8 | 232.34 | 0 | 1236.04 | 16.58 | 75.08 | 27.17 | 276.88 | 477.16 | 0 | 120.77 | 0 | 0 | 0 | 0 | 0 | 0 | 0 | 242.77 | 62.07 | 137.35 | 1236.04 | 578.55 | 1955.97 | 2534.52
2007 | Quick Service Restaurant | 0A | 232.34 | 0 | 0 | 494.51 | 75.08 | 27.42 | 276.88 | 477.16 | 0 | 152.98 | 0 | 0 | 0 | 0 | 0 | 0 | 0 | 124.57 | 70.26 | 647.49 | 0 | 1097.13 | 601.73 | 1698.86
2007 | Quick Service Restaurant | 0B | 232.34 | 0 | 0 | 423.19 | 75.08 | 27.43 | 276.88 | 477.16 | 0 | 175.11 | 0 | 0 | 0 | 0 | 0 | 0 | 0 | 123.95 | 69.82 | 598.3 | 0 | 1047.5 | 601.11 | 1648.61
2007 | Quick Service Restaurant | 1A | 232.34 | 0 | 0 | 321.35 | 75.08 | 27.43 | 276.88 | 477.16 | 0 | 139.91 | 0 | 0 | 0 | 0 | 0 | 0 | 0 | 135.88 | 68.55 | 461.26 | 0 | 909.19 | 613.04 | 1522.23
2007 | Quick Service Restaurant | 1B | 232.34 | 0 | 4.04 | 338.88 | 75.08 | 27.4 | 276.88 | 477.16 | 0 | 170.96 | 0 | 0 | 0 | 0 | 0 | 0 | 0 | 136.09 | 68.75 | 509.84 | 4.04 | 957.95 | 617.28 | 1575.23
2007 | Quick Service Restaurant | 2A | 232.34 | 0 | 19.47 | 271.75 | 75.08 | 27.39 | 276.88 | 477.16 | 0 | 144.72 | 0 | 0 | 0 | 0 | 0 | 0 | 0 | 148.62 | 67.74 | 416.47 | 19.47 | 863.56 | 645.25 | 1508.81
2007 | Quick Service Restaurant | 2B | 232.34 | 0 | 10.25 | 193.28 | 75.08 | 27.41 | 276.88 | 477.16 | 0 | 167.25 | 0 | 0 | 0 | 0 | 0 | 0 | 0 | 149.43 | 66.58 | 360.53 | 10.25 | 806.48 | 636.84 | 1443.32
2007 | Quick Service Restaurant | 3A | 232.34 | 0 | 127.21 | 150.82 | 75.08 | 27.4 | 276.88 | 477.16 | 0 | 144.29 | 0 | 0 | 0 | 0 | 0 | 0 | 0 | 170.55 | 65.52 | 295.11 | 127.21 | 739.99 | 774.92 | 1514.91
2007 | Quick Service Restaurant | 3B | 232.34 | 0 | 50.17 | 126.15 | 75.08 | 27.4 | 276.88 | 477.16 | 0 | 162.94 | 0 | 0 | 0 | 0 | 0 | 0 | 0 | 164.9 | 65.63 | 289.09 | 50.17 | 734.08 | 692.23 | 1426.31
2007 | Quick Service Restaurant | 3C | 232.34 | 0 | 16.04 | 39.04 | 75.08 | 27.4 | 276.88 | 477.16 | 0 | 133.95 | 0 | 0 | 0 | 0 | 0 | 0 | 0 | 172.91 | 66.1 | 172.99 | 16.04 | 618.44 | 666.11 | 1284.55
2007 | Quick Service Restaurant | 4A | 232.34 | 0 | 296.28 | 93.59 | 75.08 | 27.36 | 276.88 | 477.16 | 0 | 133.81 | 0 | 0 | 0 | 0 | 0 | 0 | 0 | 187.86 | 63.88 | 227.4 | 296.28 | 670.6 | 961.3 | 1631.9
2007 | Quick Service Restaurant | 4B | 232.34 | 0 | 135.75 | 74.46 | 75.08 | 27.38 | 276.88 | 477.16 | 0 | 158.85 | 0 | 0 | 0 | 0 | 0 | 0 | 0 | 182.89 | 64.09 | 233.31 | 135.75 | 676.75 | 795.8 | 1472.55
2007 | Quick Service Restaurant | 4C | 232.34 | 0 | 196.54 | 16.56 | 75.08 | 27.33 | 276.88 | 477.16 | 0 | 126.45 | 0 | 0 | 0 | 0 | 0 | 0 | 0 | 193.16 | 63.21 | 143.01 | 196.54 | 585.51 | 866.86 | 1452.37
2007 | Quick Service Restaurant | 5A | 232.34 | 0 | 395.58 | 51.4 | 75.08 | 27.37 | 276.88 | 477.16 | 0 | 122.03 | 0 | 0 | 0 | 0 | 0 | 0 | 0 | 202.38 | 62.99 | 173.43 | 395.58 | 615.75 | 1075.12 | 1690.87
2007 | Quick Service Restaurant | 5B | 232.34 | 0 | 234.26 | 59.33 | 75.08 | 27.37 | 276.88 | 477.16 | 0 | 142.57 | 0 | 0 | 0 | 0 | 0 | 0 | 0 | 198.18 | 63.26 | 201.9 | 234.26 | 644.48 | 909.59 | 1554.07
2007 | Quick Service Restaurant | 5C | 232.34 | 0 | 206.94 | 5.16 | 75.08 | 27.33 | 276.88 | 477.16 | 0 | 113.58 | 0 | 0 | 0 | 0 | 0 | 0 | 0 | 201.5 | 62.42 | 118.74 | 206.94 | 560.45 | 885.59 | 1446.04
2007 | Quick Service Restaurant | 6A | 232.34 | 0 | 557.51 | 57.47 | 75.08 | 27.35 | 276.88 | 477.16 | 0 | 126.35 | 0 | 0 | 0 | 0 | 0 | 0 | 0 | 213.03 | 62.77 | 183.82 | 557.51 | 625.9 | 1247.7 | 1873.6
2007 | Quick Service Restaurant | 6B | 232.34 | 0 | 384.27 | 38.7 | 75.08 | 27.33 | 276.88 | 477.16 | 0 | 135.54 | 0 | 0 | 0 | 0 | 0 | 0 | 0 | 210.34 | 62.37 | 174.24 | 384.27 | 615.91 | 1071.76 | 1687.67
2007 | Quick Service Restaurant | 7 | 232.34 | 0 | 721.73 | 41.05 | 75.08 | 27.32 | 276.88 | 477.16 | 0 | 124.14 | 0 | 0 | 0 | 0 | 0 | 0 | 0 | 225.78 | 62.2 | 165.19 | 721.73 | 606.66 | 1424.66 | 2031.32
2007 | Quick Service Restaurant | 8 | 232.34 | 0 | 1049.92 | 14.24 | 75.08 | 27.17 | 276.88 | 477.16 | 0 | 118.08 | 0 | 0 | 0 | 0 | 0 | 0 | 0 | 242.96 | 61.23 | 132.32 | 1049.92 | 572.68 | 1770.03 | 2342.71
2010 | Quick Service Restaurant | 0A | 232.34 | 0 | 0 | 392.62 | 34.2 | 15.37 | 276.59 | 477.16 | 0 | 105.02 | 0 | 0 | 0 | 0 | 0 | 0 | 0 | 124.56 | 70.27 | 497.64 | 0 | 894.07 | 601.71 | 1495.78
2010 | Quick Service Restaurant | 0B | 232.34 | 0 | 0.11 | 337.16 | 34.15 | 15.36 | 276.59 | 477.16 | 0 | 103.33 | 0 | 0 | 0 | 0 | 0 | 0 | 0 | 123.93 | 69.88 | 440.49 | 0.11 | 836.47 | 601.2 | 1437.67
2010 | Quick Service Restaurant | 1A | 232.34 | 0 | 0 | 237.87 | 34.21 | 15.37 | 276.59 | 477.16 | 0 | 100.23 | 0 | 0 | 0 | 0 | 0 | 0 | 0 | 135.87 | 68.63 | 338.1 | 0 | 732.9 | 613.03 | 1345.93
2010 | Quick Service Restaurant | 1B | 232.34 | 0 | 9.28 | 257.28 | 34.23 | 15.34 | 276.59 | 477.16 | 0 | 99.21 | 0 | 0 | 0 | 0 | 0 | 0 | 0 | 136.04 | 68.93 | 356.49 | 9.28 | 751.58 | 622.47 | 1374.05
2010 | Quick Service Restaurant | 2A | 232.34 | 0 | 29.34 | 199.55 | 34.1 | 15.34 | 276.59 | 477.16 | 0 | 103.23 | 0 | 0 | 0 | 0 | 0 | 0 | 0 | 148.63 | 67.79 | 302.78 | 29.34 | 696.6 | 655.13 | 1351.73
2010 | Quick Service Restaurant | 2B | 232.34 | 0 | 20.15 | 136.92 | 34.11 | 15.35 | 276.59 | 477.16 | 0 | 89.08 | 0 | 0 | 0 | 0 | 0 | 0 | 0 | 149.4 | 66.71 | 226 | 20.15 | 618.76 | 646.71 | 1265.47
2010 | Quick Service Restaurant | 3A | 232.34 | 0 | 130.75 | 108.17 | 34.13 | 15.35 | 276.59 | 477.16 | 0 | 82.34 | 0 | 0 | 0 | 0 | 0 | 0 | 0 | 170.46 | 65.91 | 190.51 | 130.75 | 582.48 | 778.37 | 1360.85
2010 | Quick Service Restaurant | 3B | 232.34 | 0 | 70.64 | 95.7 | 34.2 | 15.35 | 276.59 | 477.16 | 0 | 85.76 | 0 | 0 | 0 | 0 | 0 | 0 | 0 | 164.86 | 65.78 | 181.46 | 70.64 | 573.38 | 712.65 | 1286.03
2010 | Quick Service Restaurant | 3C | 232.34 | 0 | 35.01 | 28.29 | 34.33 | 15.38 | 276.59 | 477.16 | 0 | 95.65 | 0 | 0 | 0 | 0 | 0 | 0 | 0 | 172.93 | 65.99 | 123.94 | 35.01 | 516.22 | 685.1 | 1201.32
2010 | Quick Service Restaurant | 4A | 232.34 | 0 | 282.82 | 61.56 | 34.26 | 15.38 | 276.59 | 477.16 | 0 | 93.65 | 0 | 0 | 0 | 0 | 0 | 0 | 0 | 187.87 | 63.89 | 155.21 | 282.82 | 545.34 | 947.85 | 1493.19
2010 | Quick Service Restaurant | 4B | 232.34 | 0 | 141.28 | 52.67 | 34.12 | 15.34 | 276.59 | 477.16 | 0 | 105.1 | 0 | 0 | 0 | 0 | 0 | 0 | 0 | 182.89 | 64.03 | 157.77 | 141.28 | 547.85 | 801.33 | 1349.18
2010 | Quick Service Restaurant | 4C | 232.34 | 0 | 178.8 | 12.28 | 34.28 | 15.38 | 276.59 | 477.16 | 0 | 113.97 | 0 | 0 | 0 | 0 | 0 | 0 | 0 | 193.18 | 63.13 | 126.25 | 178.8 | 515.63 | 849.14 | 1364.77
2010 | Quick Service Restaurant | 5A | 232.34 | 0 | 431.28 | 31.2 | 34.16 | 15.36 | 276.59 | 477.16 | 0 | 92.22 | 0 | 0 | 0 | 0 | 0 | 0 | 0 | 202.38 | 62.99 | 123.42 | 431.28 | 512.51 | 1110.82 | 1623.33
2010 | Quick Service Restaurant | 5B | 232.34 | 0 | 272.37 | 35.04 | 34.19 | 15.37 | 276.59 | 477.16 | 0 | 103.28 | 0 | 0 | 0 | 0 | 0 | 0 | 0 | 198.18 | 63.21 | 138.32 | 272.37 | 527.67 | 947.71 | 1475.38
2010 | Quick Service Restaurant | 5C | 232.34 | 0 | 238.9 | 3.47 | 34.28 | 15.37 | 276.59 | 477.16 | 0 | 107.34 | 0 | 0 | 0 | 0 | 0 | 0 | 0 | 201.52 | 62.33 | 110.81 | 238.9 | 499.38 | 917.58 | 1416.96
2010 | Quick Service Restaurant | 6A | 232.34 | 0 | 593.69 | 36 | 34.19 | 15.37 | 276.59 | 477.16 | 0 | 95.45 | 0 | 0 | 0 | 0 | 0 | 0 | 0 | 213.03 | 62.8 | 131.45 | 593.69 | 520.39 | 1283.88 | 1804.27
2010 | Quick Service Restaurant | 6B | 232.34 | 0 | 426.73 | 22.07 | 34.13 | 15.35 | 276.59 | 477.16 | 0 | 100.82 | 0 | 0 | 0 | 0 | 0 | 0 | 0 | 210.34 | 62.34 | 122.89 | 426.73 | 511.3 | 1114.23 | 1625.53
2010 | Quick Service Restaurant | 7 | 232.34 | 0 | 762.56 | 23.69 | 34.14 | 15.38 | 276.59 | 477.16 | 0 | 94.62 | 0 | 0 | 0 | 0 | 0 | 0 | 0 | 225.77 | 62.21 | 118.31 | 762.56 | 506.63 | 1465.49 | 1972.12
2010 | Quick Service Restaurant | 8 | 232.34 | 0 | 1072.76 | 6.17 | 34.64 | 15.49 | 276.59 | 477.16 | 0 | 111.76 | 0 | 0 | 0 | 0 | 0 | 0 | 0 | 242.96 | 61.21 | 117.93 | 1072.76 | 505.85 | 1792.88 | 2298.73
2013 | Quick Service Restaurant | 0A | 232.34 | 0 | 0 | 364.72 | 32.03 | 15.37 | 265.86 | 477.16 | 0 | 79.91 | 0 | 0 | 0 | 0 | 0 | 0 | 0 | 124.46 | 58.56 | 444.63 | 0 | 816.45 | 601.62 | 1418.07
2013 | Quick Service Restaurant | 0B | 232.34 | 0 | 0.09 | 324.58 | 31.97 | 15.36 | 265.86 | 477.16 | 0 | 79.48 | 0 | 0 | 0 | 0 | 0 | 0 | 0 | 123.95 | 57.83 | 404.06 | 0.09 | 775.09 | 601.2 | 1376.29
2013 | Quick Service Restaurant | 1A | 232.34 | 0 | 0 | 226.31 | 32.04 | 15.37 | 265.86 | 477.16 | 0 | 60.14 | 0 | 0 | 0 | 0 | 0 | 0 | 0 | 135.78 | 56.91 | 286.45 | 0 | 656.63 | 612.94 | 1269.57
2013 | Quick Service Restaurant | 1B | 232.34 | 0 | 8.87 | 247.33 | 32.1 | 15.34 | 265.86 | 477.16 | 0 | 75.63 | 0 | 0 | 0 | 0 | 0 | 0 | 0 | 136.06 | 56.83 | 322.96 | 8.87 | 693.1 | 622.09 | 1315.19
2013 | Quick Service Restaurant | 2A | 232.34 | 0 | 25.21 | 192.48 | 31.93 | 15.34 | 265.86 | 477.16 | 0 | 64.44 | 0 | 0 | 0 | 0 | 0 | 0 | 0 | 148.49 | 56.25 | 256.92 | 25.21 | 626.3 | 650.86 | 1277.16
2013 | Quick Service Restaurant | 2B | 232.34 | 0 | 21.13 | 131.26 | 31.9 | 15.35 | 265.86 | 477.16 | 0 | 67.51 | 0 | 0 | 0 | 0 | 0 | 0 | 0 | 149.43 | 54.5 | 198.77 | 21.13 | 566.39 | 647.72 | 1214.11
2013 | Quick Service Restaurant | 3A | 232.34 | 0 | 133.21 | 101.57 | 31.98 | 15.35 | 265.86 | 477.16 | 0 | 59.87 | 0 | 0 | 0 | 0 | 0 | 0 | 0 | 170.43 | 53.92 | 161.44 | 133.21 | 528.56 | 780.79 | 1309.35
2013 | Quick Service Restaurant | 3B | 232.34 | 0 | 72.9 | 91.24 | 32.02 | 15.35 | 265.86 | 477.16 | 0 | 63.85 | 0 | 0 | 0 | 0 | 0 | 0 | 0 | 164.89 | 53.51 | 155.09 | 72.9 | 521.82 | 714.95 | 1236.77
2013 | Quick Service Restaurant | 3C | 232.34 | 0 | 31.49 | 36.31 | 32.17 | 15.38 | 265.86 | 477.16 | 0 | 50.84 | 0 | 0 | 0 | 0 | 0 | 0 | 0 | 172.69 | 54.81 | 87.15 | 31.49 | 455.37 | 681.34 | 1136.71
2013 | Quick Service Restaurant | 4A | 232.34 | 0 | 218.98 | 63.95 | 32.13 | 15.38 | 265.86 | 477.16 | 0 | 52.43 | 0 | 0 | 0 | 0 | 0 | 0 | 0 | 187.71 | 52.32 | 116.38 | 218.98 | 482.07 | 883.85 | 1365.92
2013 | Quick Service Restaurant | 4B | 232.34 | 0 | 126.99 | 53.53 | 31.91 | 15.34 | 265.86 | 477.16 | 0 | 57.8 | 0 | 0 | 0 | 0 | 0 | 0 | 0 | 182.82 | 52.15 | 111.33 | 126.99 | 476.58 | 786.97 | 1263.55
2013 | Quick Service Restaurant | 4C | 232.34 | 0 | 144.74 | 16.28 | 32.16 | 15.38 | 265.86 | 477.16 | 0 | 47.8 | 0 | 0 | 0 | 0 | 0 | 0 | 0 | 192.92 | 51.95 | 64.08 | 144.74 | 429.44 | 814.82 | 1244.26
2013 | Quick Service Restaurant | 5A | 232.34 | 0 | 351.89 | 35.05 | 32 | 15.36 | 265.86 | 477.16 | 0 | 50.83 | 0 | 0 | 0 | 0 | 0 | 0 | 0 | 202.23 | 51.36 | 85.88 | 351.89 | 450.47 | 1031.29 | 1481.76
2013 | Quick Service Restaurant | 5B | 232.34 | 0 | 258.64 | 36.59 | 32 | 15.37 | 265.86 | 477.16 | 0 | 57.82 | 0 | 0 | 0 | 0 | 0 | 0 | 0 | 198.13 | 51.22 | 94.41 | 258.64 | 458.88 | 933.92 | 1392.8
2013 | Quick Service Restaurant | 5C | 232.34 | 0 | 189.48 | 6.68 | 32.16 | 15.37 | 265.86 | 477.16 | 0 | 45.85 | 0 | 0 | 0 | 0 | 0 | 0 | 0 | 201.25 | 51.15 | 52.53 | 189.48 | 417.07 | 867.88 | 1284.95
2013 | Quick Service Restaurant | 6A | 232.34 | 0 | 519.68 | 38.14 | 32.03 | 15.37 | 265.86 | 477.16 | 0 | 53.73 | 0 | 0 | 0 | 0 | 0 | 0 | 0 | 212.92 | 50.98 | 91.87 | 519.68 | 456.11 | 1209.76 | 1665.87
2013 | Quick Service Restaurant | 6B | 232.34 | 0 | 394.14 | 23.24 | 31.94 | 15.35 | 265.86 | 477.16 | 0 | 56.14 | 0 | 0 | 0 | 0 | 0 | 0 | 0 | 210.26 | 50.42 | 79.38 | 394.14 | 442.95 | 1081.56 | 1524.51
2013 | Quick Service Restaurant | 7 | 232.34 | 0 | 662.32 | 26.56 | 31.97 | 15.38 | 265.86 | 477.16 | 0 | 53.29 | 0 | 0 | 0 | 0 | 0 | 0 | 0 | 225.67 | 50.36 | 79.85 | 662.32 | 443.43 | 1365.14 | 1808.57
2013 | Quick Service Restaurant | 8 | 232.34 | 0 | 925.85 | 8.64 | 32.6 | 15.49 | 265.86 | 477.16 | 0 | 52.87 | 0 | 0 | 0 | 0 | 0 | 0 | 0 | 242.83 | 49.44 | 61.51 | 925.85 | 424.91 | 1645.84 | 2070.75
2016 | Quick Service Restaurant | 0A | 232.34 | 0 | 0 | 361.28 | 27.26 | 8.79 | 265.86 | 477.16 | 0 | 79.27 | 0 | 0 | 0 | 0 | 0 | 0 | 0 | 124.46 | 58.56 | 440.55 | 0 | 801.03 | 601.62 | 1402.65
2016 | Quick Service Restaurant | 0B | 232.34 | 0 | 0.09 | 321.5 | 27.2 | 8.79 | 265.86 | 477.16 | 0 | 78.9 | 0 | 0 | 0 | 0 | 0 | 0 | 0 | 123.95 | 57.84 | 400.4 | 0.09 | 760.09 | 601.2 | 1361.29
2016 | Quick Service Restaurant | 1A | 232.34 | 0 | 0 | 224.54 | 27.22 | 8.79 | 265.86 | 477.16 | 0 | 59.9 | 0 | 0 | 0 | 0 | 0 | 0 | 0 | 135.78 | 56.91 | 284.44 | 0 | 643.23 | 612.94 | 1256.17
2016 | Quick Service Restaurant | 1B | 232.34 | 0 | 8.97 | 245.67 | 27.28 | 8.77 | 265.86 | 477.16 | 0 | 75.29 | 0 | 0 | 0 | 0 | 0 | 0 | 0 | 136.06 | 56.84 | 320.96 | 8.97 | 679.72 | 622.19 | 1301.91
2016 | Quick Service Restaurant | 2A | 232.34 | 0 | 25.16 | 191.05 | 27.12 | 8.77 | 265.86 | 477.16 | 0 | 64.11 | 0 | 0 | 0 | 0 | 0 | 0 | 0 | 148.48 | 56.26 | 255.16 | 25.16 | 613.18 | 650.8 | 1263.98
2016 | Quick Service Restaurant | 2B | 232.34 | 0 | 21.07 | 130.31 | 27.09 | 8.78 | 265.86 | 477.16 | 0 | 67.22 | 0 | 0 | 0 | 0 | 0 | 0 | 0 | 149.43 | 54.5 | 197.53 | 21.07 | 553.76 | 647.66 | 1201.42
2016 | Quick Service Restaurant | 3A | 232.34 | 0 | 132.16 | 100.79 | 27.16 | 8.78 | 265.86 | 477.16 | 0 | 59.56 | 0 | 0 | 0 | 0 | 0 | 0 | 0 | 170.43 | 53.92 | 160.35 | 132.16 | 516.07 | 779.75 | 1295.82
2016 | Quick Service Restaurant | 3B | 232.34 | 0 | 72.12 | 90.53 | 27.2 | 8.78 | 265.86 | 477.16 | 0 | 63.53 | 0 | 0 | 0 | 0 | 0 | 0 | 0 | 164.89 | 53.51 | 154.06 | 72.12 | 509.41 | 714.17 | 1223.58
2016 | Quick Service Restaurant | 3C | 232.34 | 0 | 31.29 | 36 | 27.35 | 8.81 | 265.86 | 477.16 | 0 | 50.6 | 0 | 0 | 0 | 0 | 0 | 0 | 0 | 172.69 | 54.81 | 86.6 | 31.29 | 443.43 | 681.14 | 1124.57
2016 | Quick Service Restaurant | 4A | 232.34 | 0 | 218.93 | 62.52 | 27.35 | 8.83 | 265.86 | 477.16 | 0 | 52 | 0 | 0 | 0 | 0 | 0 | 0 | 0 | 187.71 | 52.31 | 114.52 | 218.93 | 468.87 | 883.8 | 1352.67
2016 | Quick Service Restaurant | 4B | 232.34 | 0 | 130.73 | 52.7 | 27.12 | 8.78 | 265.86 | 477.16 | 0 | 57.48 | 0 | 0 | 0 | 0 | 0 | 0 | 0 | 182.82 | 52.14 | 110.18 | 130.73 | 464.08 | 790.71 | 1254.79
2016 | Quick Service Restaurant | 4C | 232.34 | 0 | 145.24 | 16.1 | 27.39 | 8.83 | 265.86 | 477.16 | 0 | 47.28 | 0 | 0 | 0 | 0 | 0 | 0 | 0 | 192.92 | 51.94 | 63.38 | 145.24 | 417.4 | 815.32 | 1232.72
2016 | Quick Service Restaurant | 5A | 232.34 | 0 | 347.69 | 34.59 | 27.21 | 8.79 | 265.86 | 477.16 | 0 | 50.19 | 0 | 0 | 0 | 0 | 0 | 0 | 0 | 202.24 | 51.35 | 84.78 | 347.69 | 438 | 1027.08 | 1465.08
2016 | Quick Service Restaurant | 5B | 232.34 | 0 | 257.51 | 36.17 | 27.2 | 8.81 | 265.86 | 477.16 | 0 | 57.4 | 0 | 0 | 0 | 0 | 0 | 0 | 0 | 198.13 | 51.21 | 93.57 | 257.51 | 446.66 | 932.8 | 1379.46
2016 | Quick Service Restaurant | 5C | 232.34 | 0 | 189.27 | 6.64 | 27.36 | 8.82 | 265.86 | 477.16 | 0 | 45.47 | 0 | 0 | 0 | 0 | 0 | 0 | 0 | 201.25 | 51.14 | 52.11 | 189.27 | 405.3 | 867.67 | 1272.97
2016 | Quick Service Restaurant | 6A | 232.34 | 0 | 514.14 | 37.85 | 27.21 | 8.81 | 265.86 | 477.16 | 0 | 53.43 | 0 | 0 | 0 | 0 | 0 | 0 | 0 | 212.92 | 50.97 | 91.28 | 514.14 | 444.13 | 1204.22 | 1648.35
2016 | Quick Service Restaurant | 6B | 232.34 | 0 | 389.63 | 23.08 | 27.12 | 8.79 | 265.86 | 477.16 | 0 | 55.82 | 0 | 0 | 0 | 0 | 0 | 0 | 0 | 210.27 | 50.42 | 78.9 | 389.63 | 431.1 | 1077.06 | 1508.16
2016 | Quick Service Restaurant | 7 | 232.34 | 0 | 656.12 | 26.34 | 27.16 | 8.83 | 265.86 | 477.16 | 0 | 52.99 | 0 | 0 | 0 | 0 | 0 | 0 | 0 | 225.67 | 50.35 | 79.33 | 656.12 | 431.54 | 1358.95 | 1790.49
2016 | Quick Service Restaurant | 8 | 232.34 | 0 | 913.86 | 8.58 | 27.79 | 8.99 | 265.86 | 477.16 | 0 | 52.48 | 0 | 0 | 0 | 0 | 0 | 0 | 0 | 242.84 | 49.43 | 61.06 | 913.86 | 413.13 | 1633.85 | 2046.98
2019 | Quick Service Restaurant | 0A | 232.34 | 0 | 0 | 344.76 | 25.37 | 8.79 | 252.09 | 477.16 | 0 | 76.4 | 0 | 0 | 0 | 0 | 0 | 0 | 0 | 124.45 | 41.24 | 421.16 | 0 | 748.66 | 601.6 | 1350.26
2019 | Quick Service Restaurant | 0B | 232.34 | 0 | 0.1 | 308.55 | 25.32 | 8.79 | 252.09 | 477.16 | 0 | 76.72 | 0 | 0 | 0 | 0 | 0 | 0 | 0 | 123.96 | 40.84 | 385.27 | 0.1 | 712.31 | 601.22 | 1313.53
2019 | Quick Service Restaurant | 1A | 232.34 | 0 | 0 | 211.51 | 25.37 | 8.79 | 252.09 | 477.16 | 0 | 57.75 | 0 | 0 | 0 | 0 | 0 | 0 | 0 | 135.79 | 40.3 | 269.26 | 0 | 595.81 | 612.95 | 1208.76
2019 | Quick Service Restaurant | 1B | 232.34 | 0 | 9.29 | 233.85 | 25.39 | 8.77 | 252.09 | 477.16 | 0 | 72.92 | 0 | 0 | 0 | 0 | 0 | 0 | 0 | 136.07 | 40.28 | 306.77 | 9.29 | 633.3 | 622.52 | 1255.82
2019 | Quick Service Restaurant | 2A | 232.34 | 0 | 24.82 | 180.21 | 25.28 | 8.77 | 252.09 | 477.16 | 0 | 61.84 | 0 | 0 | 0 | 0 | 0 | 0 | 0 | 148.5 | 39.91 | 242.05 | 24.82 | 568.1 | 650.48 | 1218.58
2019 | Quick Service Restaurant | 2B | 232.34 | 0 | 21.07 | 123.47 | 25.28 | 8.78 | 252.09 | 477.16 | 0 | 65.46 | 0 | 0 | 0 | 0 | 0 | 0 | 0 | 149.46 | 39.03 | 188.93 | 21.07 | 514.11 | 647.69 | 1161.8
2019 | Quick Service Restaurant | 3A | 232.34 | 0 | 129.92 | 94.51 | 25.29 | 8.78 | 252.09 | 477.16 | 0 | 57.75 | 0 | 0 | 0 | 0 | 0 | 0 | 0 | 170.46 | 38.6 | 152.26 | 129.92 | 477.02 | 777.53 | 1254.55
2019 | Quick Service Restaurant | 3B | 232.34 | 0 | 71.56 | 85.11 | 25.35 | 8.78 | 252.09 | 477.16 | 0 | 62.44 | 0 | 0 | 0 | 0 | 0 | 0 | 0 | 164.92 | 38.45 | 147.55 | 71.56 | 472.21 | 713.63 | 1185.84
2019 | Quick Service Restaurant | 3C | 232.34 | 0 | 31.95 | 32.72 | 25.44 | 8.81 | 252.09 | 477.16 | 0 | 48.95 | 0 | 0 | 0 | 0 | 0 | 0 | 0 | 172.73 | 39.07 | 81.67 | 31.95 | 407.08 | 681.83 | 1088.91
2019 | Quick Service Restaurant | 4A | 232.34 | 0 | 216.91 | 58.05 | 25.42 | 8.83 | 252.09 | 477.16 | 0 | 50.47 | 0 | 0 | 0 | 0 | 0 | 0 | 0 | 187.75 | 37.66 | 108.52 | 216.91 | 432.52 | 881.82 | 1314.34
2019 | Quick Service Restaurant | 4B | 232.34 | 0 | 125.36 | 49.4 | 25.3 | 8.78 | 252.09 | 477.16 | 0 | 56.12 | 0 | 0 | 0 | 0 | 0 | 0 | 0 | 182.85 | 37.67 | 105.52 | 125.36 | 429.36 | 785.37 | 1214.73
2019 | Quick Service Restaurant | 4C | 232.34 | 0 | 146.02 | 14.4 | 25.43 | 8.83 | 252.09 | 477.16 | 0 | 45.92 | 0 | 0 | 0 | 0 | 0 | 0 | 0 | 192.98 | 37.4 | 60.32 | 146.02 | 384.09 | 816.16 | 1200.25
2019 | Quick Service Restaurant | 5A | 232.34 | 0 | 338.97 | 31.75 | 25.33 | 8.79 | 252.09 | 477.16 | 0 | 48.61 | 0 | 0 | 0 | 0 | 0 | 0 | 0 | 202.27 | 37.14 | 80.36 | 338.97 | 403.71 | 1018.4 | 1422.11
2019 | Quick Service Restaurant | 5B | 232.34 | 0 | 250.66 | 33.79 | 25.35 | 8.81 | 252.09 | 477.16 | 0 | 56.19 | 0 | 0 | 0 | 0 | 0 | 0 | 0 | 198.16 | 37.13 | 89.98 | 250.66 | 413.37 | 925.98 | 1339.35
2019 | Quick Service Restaurant | 5C | 232.34 | 0 | 192.31 | 5.5 | 25.42 | 8.82 | 252.09 | 477.16 | 0 | 44.34 | 0 | 0 | 0 | 0 | 0 | 0 | 0 | 201.33 | 36.9 | 49.84 | 192.31 | 373.08 | 870.8 | 1243.88
2019 | Quick Service Restaurant | 6A | 232.34 | 0 | 498.21 | 34.81 | 25.35 | 8.81 | 252.09 | 477.16 | 0 | 51.64 | 0 | 0 | 0 | 0 | 0 | 0 | 0 | 212.97 | 36.92 | 86.45 | 498.21 | 409.62 | 1188.34 | 1597.96
2019 | Quick Service Restaurant | 6B | 232.34 | 0 | 379.35 | 21.62 | 25.3 | 8.79 | 252.09 | 477.16 | 0 | 53.91 | 0 | 0 | 0 | 0 | 0 | 0 | 0 | 210.31 | 36.66 | 75.53 | 379.35 | 398.37 | 1066.81 | 1465.18
2019 | Quick Service Restaurant | 7 | 232.34 | 0 | 633.19 | 23.84 | 25.33 | 8.83 | 252.09 | 477.16 | 0 | 50.9 | 0 | 0 | 0 | 0 | 0 | 0 | 0 | 225.71 | 36.59 | 74.74 | 633.19 | 397.58 | 1336.05 | 1733.63
2019 | Quick Service Restaurant | 8 | 232.34 | 0 | 896.63 | 7.38 | 25.71 | 8.99 | 252.09 | 477.16 | 0 | 50.89 | 0 | 0 | 0 | 0 | 0 | 0 | 0 | 242.89 | 36.05 | 58.27 | 896.63 | 381.11 | 1616.68 | 1997.79
2004 | Full Service Restaurant | 0A | 511.15 | 0 | 0 | 986.11 | 185.65 | 58.15 | 460.72 | 469.79 | 0 | 350.01 | 0.45 | 0.45 | 0 | 0 | 0 | 0 | 77.49 | 215.96 | 66.72 | 1336.12 | 0 | 2185.29 | 685.75 | 2871.04
2004 | Full Service Restaurant | 0B | 511.15 | 0 | 0.49 | 833.19 | 185.65 | 58.16 | 460.72 | 469.79 | 0 | 376.61 | 0.45 | 0.45 | 0 | 0 | 0 | 0 | 77.46 | 214.67 | 66.98 | 1209.8 | 0.49 | 2059.21 | 684.95 | 2744.16
2004 | Full Service Restaurant | 1A | 511.15 | 0 | 0.02 | 661.43 | 185.65 | 58.17 | 460.72 | 469.79 | 0 | 323.66 | 0.45 | 0.45 | 0 | 0 | 0 | 0 | 77.49 | 235.43 | 66.48 | 985.09 | 0.02 | 1834.05 | 705.23 | 2539.28
2004 | Full Service Restaurant | 1B | 511.15 | 0 | 27.83 | 706.09 | 185.65 | 58.09 | 460.72 | 469.79 | 0 | 371.81 | 0.45 | 0.45 | 0 | 0 | 0 | 0 | 77.46 | 235.77 | 66.88 | 1077.9 | 27.83 | 1927.16 | 733.38 | 2660.54
2004 | Full Service Restaurant | 2A | 511.15 | 0 | 65.18 | 593.66 | 185.65 | 58.07 | 460.72 | 469.79 | 0 | 336.77 | 0.45 | 0.45 | 0 | 0 | 0 | 0 | 77.49 | 257.65 | 66.46 | 930.43 | 65.18 | 1779.28 | 792.62 | 2571.9
2004 | Full Service Restaurant | 2B | 511.15 | 0 | 56.25 | 461.58 | 185.65 | 58.12 | 460.72 | 469.79 | 0 | 380.22 | 0.45 | 0.45 | 0 | 0 | 0 | 0 | 77.46 | 258.88 | 66.57 | 841.8 | 56.25 | 1690.76 | 784.92 | 2475.68
2004 | Full Service Restaurant | 3A | 511.15 | 0 | 277.43 | 376.32 | 185.65 | 58.1 | 460.72 | 469.79 | 0 | 332.13 | 0.45 | 0.45 | 0 | 0 | 0 | 0 | 77.5 | 295.76 | 66.2 | 708.45 | 277.43 | 1557.07 | 1042.97 | 2600.04
2004 | Full Service Restaurant | 3B | 511.15 | 0 | 143.85 | 280.5 | 185.65 | 58.1 | 460.72 | 469.79 | 0 | 373.65 | 0.45 | 0.45 | 0 | 0 | 0 | 0 | 77.46 | 285.87 | 66.21 | 654.15 | 143.85 | 1502.74 | 899.51 | 2402.25
2004 | Full Service Restaurant | 3C | 511.15 | 0 | 77.03 | 111.78 | 185.65 | 58.09 | 460.72 | 469.79 | 0 | 326.69 | 0.45 | 0.45 | 0 | 0 | 0 | 0 | 77.5 | 300.14 | 66.26 | 438.47 | 77.03 | 1287.14 | 846.95 | 2134.09
2004 | Full Service Restaurant | 4A | 511.15 | 0 | 592.44 | 263.42 | 185.65 | 58.02 | 460.72 | 469.79 | 0 | 315.79 | 0.45 | 0.45 | 0 | 0 | 0 | 0 | 77.5 | 325.75 | 66.14 | 579.21 | 592.44 | 1427.68 | 1387.98 | 2815.66
2004 | Full Service Restaurant | 4B | 511.15 | 0 | 298.16 | 168.6 | 185.65 | 58.06 | 460.72 | 469.79 | 0 | 379.08 | 0.45 | 0.45 | 0 | 0 | 0 | 0 | 77.5 | 317.3 | 65.57 | 547.68 | 298.16 | 1395.62 | 1085.24 | 2480.86
2004 | Full Service Restaurant | 4C | 511.15 | 0 | 473.57 | 46.01 | 185.65 | 57.95 | 460.72 | 469.79 | 0 | 312.12 | 0.45 | 0.45 | 0 | 0 | 0 | 0 | 77.5 | 334.83 | 66 | 358.13 | 473.57 | 1206.39 | 1278.19 | 2484.58
2004 | Full Service Restaurant | 5A | 511.15 | 0 | 848.46 | 190.45 | 185.65 | 58.03 | 460.72 | 469.79 | 0 | 311.64 | 0.45 | 0.45 | 0 | 0 | 0 | 0 | 77.5 | 351.16 | 66.05 | 502.09 | 848.46 | 1350.49 | 1669.41 | 3019.9
2004 | Full Service Restaurant | 5B | 511.15 | 0 | 540.09 | 211.92 | 185.65 | 58.04 | 460.72 | 469.79 | 0 | 368.57 | 0.45 | 0.45 | 0 | 0 | 0 | 0 | 77.5 | 344.03 | 65.95 | 580.49 | 540.09 | 1428.78 | 1353.9 | 2782.68
2004 | Full Service Restaurant | 5C | 511.15 | 0 | 608.37 | 16.5 | 185.65 | 57.95 | 460.72 | 469.79 | 0 | 296.38 | 0.45 | 0.45 | 0 | 0 | 0 | 0 | 77.5 | 349.23 | 66.03 | 312.88 | 608.37 | 1161.17 | 1427.39 | 2588.56
2004 | Full Service Restaurant | 6A | 511.15 | 0 | 1131.37 | 193.03 | 185.65 | 58.01 | 460.72 | 469.79 | 0 | 315.12 | 0.45 | 0.45 | 0 | 0 | 0 | 0 | 77.5 | 369.99 | 65.96 | 508.15 | 1131.37 | 1356.43 | 1971.15 | 3327.58
2004 | Full Service Restaurant | 6B | 511.15 | 0 | 846.26 | 163.45 | 185.65 | 57.97 | 460.72 | 469.79 | 0 | 344.66 | 0.45 | 0.45 | 0 | 0 | 0 | 0 | 77.5 | 365.2 | 65.9 | 508.11 | 846.26 | 1356.3 | 1681.25 | 3037.55
2004 | Full Service Restaurant | 7 | 511.15 | 0 | 1405.96 | 160.44 | 185.65 | 57.93 | 460.72 | 469.79 | 0 | 314.54 | 0.45 | 0.45 | 0 | 0 | 0 | 0 | 77.5 | 392.37 | 65.95 | 474.98 | 1405.96 | 1323.17 | 2268.13 | 3591.3
2004 | Full Service Restaurant | 8 | 511.15 | 0 | 1944.82 | 104.02 | 185.65 | 57.61 | 460.72 | 469.79 | 0 | 307.41 | 0.45 | 0.45 | 0 | 0 | 0 | 0 | 77.51 | 422.5 | 65.86 | 411.43 | 1944.82 | 1259.22 | 2837.11 | 4096.33
2007 | Full Service Restaurant | 0A | 511.15 | 0 | 0 | 928.75 | 185.65 | 58.15 | 460.72 | 469.79 | 0 | 330.07 | 0.45 | 0.45 | 0 | 0 | 0 | 0 | 77.39 | 215.42 | 68.72 | 1258.82 | 0 | 2109.9 | 685.21 | 2795.11
2007 | Full Service Restaurant | 0B | 511.15 | 0 | 0 | 772.73 | 185.65 | 58.16 | 460.72 | 469.79 | 0 | 355.03 | 0.45 | 0.45 | 0 | 0 | 0 | 0 | 77.4 | 214.32 | 68.22 | 1127.76 | 0 | 1978.35 | 684.11 | 2662.46
2007 | Full Service Restaurant | 1A | 511.15 | 0 | 0 | 628.81 | 185.65 | 58.17 | 460.72 | 469.79 | 0 | 309.55 | 0.45 | 0.45 | 0 | 0 | 0 | 0 | 77.49 | 235.41 | 66.8 | 938.36 | 0 | 1787.63 | 705.2 | 2492.83
2007 | Full Service Restaurant | 1B | 511.15 | 0 | 3.96 | 637.31 | 185.65 | 58.09 | 460.72 | 469.79 | 0 | 349.55 | 0.45 | 0.45 | 0 | 0 | 0 | 0 | 77.45 | 235.71 | 67.23 | 986.86 | 3.96 | 1836.45 | 709.46 | 2545.91
2007 | Full Service Restaurant | 2A | 511.15 | 0 | 18.34 | 536.03 | 185.65 | 58.07 | 460.72 | 469.79 | 0 | 316.89 | 0.45 | 0.45 | 0 | 0 | 0 | 0 | 77.53 | 257.84 | 66.14 | 852.92 | 18.34 | 1701.48 | 745.96 | 2447.44
2007 | Full Service Restaurant | 2B | 511.15 | 0 | 10.74 | 384.07 | 185.65 | 58.12 | 460.72 | 469.79 | 0 | 351.05 | 0.45 | 0.45 | 0 | 0 | 0 | 0 | 77.53 | 259.24 | 65.02 | 735.12 | 10.74 | 1582.59 | 739.76 | 2322.35
2007 | Full Service Restaurant | 3A | 511.15 | 0 | 144.5 | 310.71 | 185.65 | 58.1 | 460.72 | 469.79 | 0 | 313.31 | 0.45 | 0.45 | 0 | 0 | 0 | 0 | 77.63 | 296.46 | 63.98 | 624.02 | 144.5 | 1470.56 | 910.75 | 2381.31
2007 | Full Service Restaurant | 3B | 511.15 | 0 | 47.86 | 258.67 | 185.65 | 58.1 | 460.72 | 469.79 | 0 | 347.47 | 0.45 | 0.45 | 0 | 0 | 0 | 0 | 77.58 | 286.48 | 64.21 | 606.14 | 47.86 | 1452.85 | 804.13 | 2256.98
2007 | Full Service Restaurant | 3C | 511.15 | 0 | 10.4 | 103.55 | 185.65 | 58.09 | 460.72 | 469.79 | 0 | 300.23 | 0.45 | 0.45 | 0 | 0 | 0 | 0 | 77.61 | 300.72 | 64.54 | 403.78 | 10.4 | 1250.84 | 780.91 | 2031.75
2007 | Full Service Restaurant | 4A | 511.15 | 0 | 358.79 | 200.58 | 185.65 | 58.02 | 460.72 | 469.79 | 0 | 296.35 | 0.45 | 0.45 | 0 | 0 | 0 | 0 | 77.72 | 326.91 | 62.46 | 496.93 | 358.79 | 1341.93 | 1155.49 | 2497.42
2007 | Full Service Restaurant | 4B | 511.15 | 0 | 131.47 | 160.67 | 185.65 | 58.06 | 460.72 | 469.79 | 0 | 352.94 | 0.45 | 0.45 | 0 | 0 | 0 | 0 | 77.67 | 318.21 | 62.65 | 513.61 | 131.47 | 1358.8 | 919.47 | 2278.27
2007 | Full Service Restaurant | 4C | 511.15 | 0 | 203.25 | 44.4 | 185.65 | 57.95 | 460.72 | 469.79 | 0 | 291.06 | 0.45 | 0.45 | 0 | 0 | 0 | 0 | 77.76 | 336.22 | 61.84 | 335.46 | 203.25 | 1179.83 | 1009.26 | 2189.09
2007 | Full Service Restaurant | 5A | 511.15 | 0 | 559.47 | 120.54 | 185.65 | 58.03 | 460.72 | 469.79 | 0 | 284.38 | 0.45 | 0.45 | 0 | 0 | 0 | 0 | 77.76 | 352.54 | 61.58 | 404.92 | 559.47 | 1249.1 | 1381.79 | 2630.89
2007 | Full Service Restaurant | 5B | 511.15 | 0 | 299.95 | 140.77 | 185.65 | 58.04 | 460.72 | 469.79 | 0 | 333.2 | 0.45 | 0.45 | 0 | 0 | 0 | 0 | 77.72 | 345.2 | 61.84 | 473.97 | 299.95 | 1318.38 | 1114.94 | 2433.32
2007 | Full Service Restaurant | 5C | 511.15 | 0 | 257.35 | 17.59 | 185.65 | 57.95 | 460.72 | 469.79 | 0 | 274.95 | 0.45 | 0.45 | 0 | 0 | 0 | 0 | 77.8 | 350.88 | 61.09 | 292.54 | 257.35 | 1136.2 | 1078.02 | 2214.22
2007 | Full Service Restaurant | 6A | 511.15 | 0 | 832.25 | 130.07 | 185.65 | 58.01 | 460.72 | 469.79 | 0 | 293.36 | 0.45 | 0.45 | 0 | 0 | 0 | 0 | 77.77 | 371.4 | 61.35 | 423.43 | 832.25 | 1267.38 | 1673.43 | 2940.81
2007 | Full Service Restaurant | 6B | 511.15 | 0 | 544.69 | 95.06 | 185.65 | 57.97 | 460.72 | 469.79 | 0 | 315.11 | 0.45 | 0.45 | 0 | 0 | 0 | 0 | 77.77 | 366.63 | 60.98 | 410.17 | 544.69 | 1253.69 | 1381.1 | 2634.79
2007 | Full Service Restaurant | 7 | 511.15 | 0 | 1094.7 | 97.69 | 185.65 | 57.93 | 460.72 | 469.79 | 0 | 291.85 | 0.45 | 0.45 | 0 | 0 | 0 | 0 | 77.79 | 393.92 | 60.81 | 389.54 | 1094.7 | 1232.89 | 1958.41 | 3191.3
2007 | Full Service Restaurant | 8 | 511.15 | 0 | 1627.54 | 40.76 | 185.65 | 57.61 | 460.72 | 469.79 | 0 | 284.04 | 0.45 | 0.45 | 0 | 0 | 0 | 0 | 77.83 | 424.25 | 59.88 | 324.8 | 1627.54 | 1166.93 | 2521.58 | 3688.51
2010 | Full Service Restaurant | 0A | 511.15 | 0 | 0 | 724.55 | 75.03 | 33.05 | 460.32 | 469.79 | 0 | 212.23 | 0.45 | 0.45 | 0 | 0 | 0 | 0 | 75.36 | 215.39 | 68.37 | 936.78 | 0 | 1649.34 | 685.18 | 2334.52
2010 | Full Service Restaurant | 0B | 511.15 | 0 | 0.03 | 584.14 | 74.94 | 33.04 | 460.32 | 469.79 | 0 | 199.2 | 0.45 | 0.45 | 0 | 0 | 0 | 0 | 75.36 | 214.21 | 68.07 | 783.34 | 0.03 | 1495.51 | 684.02 | 2179.53
2010 | Full Service Restaurant | 1A | 511.15 | 0 | 0 | 452.01 | 75.05 | 33.04 | 460.32 | 469.79 | 0 | 163.61 | 0.45 | 0.45 | 0 | 0 | 0 | 0 | 75.4 | 235.24 | 66.75 | 615.62 | 0 | 1326.62 | 705.02 | 2031.64
2010 | Full Service Restaurant | 1B | 511.15 | 0 | 10.99 | 472.73 | 75.09 | 33 | 460.32 | 469.79 | 0 | 188.33 | 0.45 | 0.45 | 0 | 0 | 0 | 0 | 75.38 | 235.54 | 67.2 | 661.06 | 10.99 | 1372.5 | 716.31 | 2088.81
2010 | Full Service Restaurant | 2A | 511.15 | 0 | 28.16 | 385.39 | 74.86 | 32.98 | 460.32 | 469.79 | 0 | 171 | 0.45 | 0.45 | 0 | 0 | 0 | 0 | 75.41 | 257.59 | 66.3 | 556.39 | 28.16 | 1266.7 | 755.53 | 2022.23
2010 | Full Service Restaurant | 2B | 511.15 | 0 | 23.97 | 253.51 | 74.86 | 33.01 | 460.32 | 469.79 | 0 | 168.21 | 0.45 | 0.45 | 0 | 0 | 0 | 0 | 75.41 | 258.99 | 65.21 | 421.72 | 23.97 | 1130.98 | 752.75 | 1883.73
2010 | Full Service Restaurant | 3A | 511.15 | 0 | 169.54 | 207.07 | 74.92 | 33 | 460.32 | 469.79 | 0 | 158.1 | 0.45 | 0.45 | 0 | 0 | 0 | 0 | 75.45 | 296.11 | 64.39 | 365.17 | 169.54 | 1073.7 | 935.44 | 2009.14
2010 | Full Service Restaurant | 3B | 511.15 | 0 | 78.46 | 184.54 | 75.05 | 33 | 460.32 | 469.79 | 0 | 163.05 | 0.45 | 0.45 | 0 | 0 | 0 | 0 | 75.43 | 286.2 | 64.46 | 347.59 | 78.46 | 1056.29 | 834.44 | 1890.73
2010 | Full Service Restaurant | 3C | 511.15 | 0 | 31.55 | 83.68 | 75.29 | 33.06 | 460.32 | 469.79 | 0 | 119.44 | 0.45 | 0.45 | 0 | 0 | 0 | 0 | 75.43 | 300.24 | 65.29 | 203.12 | 31.55 | 912.94 | 801.58 | 1714.52
2010 | Full Service Restaurant | 4A | 511.15 | 0 | 359.11 | 128.37 | 75.13 | 33.07 | 460.32 | 469.79 | 0 | 121.91 | 0.45 | 0.45 | 0 | 0 | 0 | 0 | 75.49 | 326.51 | 63 | 250.28 | 359.11 | 957.72 | 1155.41 | 2113.13
2010 | Full Service Restaurant | 4B | 511.15 | 0 | 164.54 | 115.39 | 74.87 | 32.99 | 460.32 | 469.79 | 0 | 161.83 | 0.45 | 0.45 | 0 | 0 | 0 | 0 | 75.47 | 317.9 | 62.93 | 277.22 | 164.54 | 984.25 | 952.22 | 1936.47
2010 | Full Service Restaurant | 4C | 511.15 | 0 | 238.03 | 35.23 | 75.2 | 33.06 | 460.32 | 469.79 | 0 | 116.8 | 0.45 | 0.45 | 0 | 0 | 0 | 0 | 75.49 | 335.65 | 62.81 | 152.03 | 238.03 | 859.36 | 1043.47 | 1902.83
2010 | Full Service Restaurant | 5A | 511.15 | 0 | 573.11 | 73.17 | 74.96 | 33.01 | 460.32 | 469.79 | 0 | 119.88 | 0.45 | 0.45 | 0 | 0 | 0 | 0 | 75.51 | 352.1 | 62.15 | 193.05 | 573.11 | 899.45 | 1395 | 2294.45
2010 | Full Service Restaurant | 5B | 511.15 | 0 | 351.64 | 78.09 | 75.02 | 33.05 | 460.32 | 469.79 | 0 | 161.62 | 0.45 | 0.45 | 0 | 0 | 0 | 0 | 75.5 | 344.87 | 62.1 | 239.71 | 351.64 | 946.14 | 1166.3 | 2112.44
2010 | Full Service Restaurant | 5C | 511.15 | 0 | 339.92 | 11.13 | 75.21 | 33.05 | 460.32 | 469.79 | 0 | 140.15 | 0.45 | 0.45 | 0 | 0 | 0 | 0 | 75.53 | 350.42 | 61.68 | 151.28 | 339.92 | 857.51 | 1160.12 | 2017.63
2010 | Full Service Restaurant | 6A | 511.15 | 0 | 840.26 | 80.61 | 75.01 | 33.03 | 460.32 | 469.79 | 0 | 124.66 | 0.45 | 0.45 | 0 | 0 | 0 | 0 | 75.51 | 370.99 | 61.81 | 205.27 | 840.26 | 911.41 | 1681.04 | 2592.45
2010 | Full Service Restaurant | 6B | 511.15 | 0 | 585.29 | 51.92 | 74.87 | 32.99 | 460.32 | 469.79 | 0 | 156.8 | 0.45 | 0.45 | 0 | 0 | 0 | 0 | 75.52 | 366.25 | 61.35 | 208.72 | 585.29 | 914.21 | 1421.33 | 2335.54
2010 | Full Service Restaurant | 7 | 511.15 | 0 | 1085.46 | 58.13 | 74.92 | 33.05 | 460.32 | 469.79 | 0 | 124.86 | 0.45 | 0.45 | 0 | 0 | 0 | 0 | 75.53 | 393.49 | 61.26 | 182.99 | 1085.46 | 888.52 | 1948.74 | 2837.26
2010 | Full Service Restaurant | 8 | 511.15 | 0 | 1580.28 | 15.53 | 75.92 | 33.26 | 460.32 | 469.79 | 0 | 147.37 | 0.45 | 0.45 | 0 | 0 | 0 | 0 | 75.55 | 423.83 | 60.19 | 162.9 | 1580.28 | 868.57 | 2473.9 | 3342.47
2013 | Full Service Restaurant | 0A | 511.15 | 0 | 0 | 677.92 | 69.93 | 33.05 | 449.44 | 469.79 | 0 | 170.13 | 0.45 | 0.45 | 0 | 0 | 0 | 0 | 75.35 | 215.22 | 56.78 | 848.05 | 0 | 1533.04 | 685 | 2218.04
2013 | Full Service Restaurant | 0B | 511.15 | 0 | 0.01 | 565.82 | 69.78 | 33.04 | 449.44 | 469.79 | 0 | 159.3 | 0.45 | 0.45 | 0 | 0 | 0 | 0 | 75.36 | 214.22 | 56.03 | 725.12 | 0.01 | 1409.21 | 684.01 | 2093.22
2013 | Full Service Restaurant | 1A | 511.15 | 0 | 0 | 416.38 | 69.93 | 33.04 | 449.44 | 469.79 | 0 | 96.81 | 0.45 | 0.45 | 0 | 0 | 0 | 0 | 75.38 | 235.08 | 55.14 | 513.19 | 0 | 1196.57 | 704.87 | 1901.44
2013 | Full Service Restaurant | 1B | 511.15 | 0 | 10.07 | 457.48 | 70.12 | 33 | 449.44 | 469.79 | 0 | 149.37 | 0.45 | 0.45 | 0 | 0 | 0 | 0 | 75.38 | 235.56 | 55.12 | 606.85 | 10.07 | 1290.34 | 715.42 | 2005.76
2013 | Full Service Restaurant | 2A | 511.15 | 0 | 27.18 | 365.98 | 69.66 | 32.98 | 449.44 | 469.79 | 0 | 131.32 | 0.45 | 0.45 | 0 | 0 | 0 | 0 | 75.4 | 257.44 | 54.66 | 497.3 | 27.18 | 1179.88 | 754.4 | 1934.28
2013 | Full Service Restaurant | 2B | 511.15 | 0 | 23.17 | 245.11 | 69.54 | 33.01 | 449.44 | 469.79 | 0 | 130.53 | 0.45 | 0.45 | 0 | 0 | 0 | 0 | 75.41 | 259 | 53.1 | 375.64 | 23.17 | 1056.57 | 751.95 | 1808.52
2013 | Full Service Restaurant | 3A | 511.15 | 0 | 170.09 | 198.8 | 69.85 | 33 | 449.44 | 469.79 | 0 | 120.34 | 0.45 | 0.45 | 0 | 0 | 0 | 0 | 75.44 | 296.02 | 52.56 | 319.14 | 170.09 | 999.88 | 935.9 | 1935.78
2013 | Full Service Restaurant | 3B | 511.15 | 0 | 80.61 | 179.13 | 69.9 | 33 | 449.44 | 469.79 | 0 | 127.24 | 0.45 | 0.45 | 0 | 0 | 0 | 0 | 75.44 | 286.23 | 52.22 | 306.37 | 80.61 | 986.82 | 836.62 | 1823.44
2013 | Full Service Restaurant | 3C | 511.15 | 0 | 31.24 | 81.04 | 70.32 | 33.06 | 449.44 | 469.79 | 0 | 81.72 | 0.45 | 0.45 | 0 | 0 | 0 | 0 | 75.42 | 300.12 | 53.55 | 162.76 | 31.24 | 844.98 | 801.15 | 1646.13
2013 | Full Service Restaurant | 4A | 511.15 | 0 | 355.33 | 125.31 | 70.17 | 33.07 | 449.44 | 469.79 | 0 | 86.48 | 0.45 | 0.45 | 0 | 0 | 0 | 0 | 75.48 | 326.44 | 51 | 211.79 | 355.33 | 891.4 | 1151.56 | 2042.96
2013 | Full Service Restaurant | 4B | 511.15 | 0 | 161.98 | 112.18 | 69.56 | 32.99 | 449.44 | 469.79 | 0 | 124.28 | 0.45 | 0.45 | 0 | 0 | 0 | 0 | 75.47 | 317.81 | 51 | 236.46 | 161.98 | 915.36 | 949.58 | 1864.94
2013 | Full Service Restaurant | 4C | 511.15 | 0 | 233.16 | 34.69 | 70.34 | 33.06 | 449.44 | 469.79 | 0 | 80.87 | 0.45 | 0.45 | 0 | 0 | 0 | 0 | 75.49 | 335.58 | 50.78 | 115.56 | 233.16 | 795.11 | 1038.54 | 1833.65
2013 | Full Service Restaurant | 5A | 511.15 | 0 | 566.81 | 72.62 | 69.88 | 33.01 | 449.44 | 469.79 | 0 | 85.07 | 0.45 | 0.45 | 0 | 0 | 0 | 0 | 75.5 | 352.04 | 50.1 | 157.69 | 566.81 | 836.06 | 1388.63 | 2224.69
2013 | Full Service Restaurant | 5B | 511.15 | 0 | 344.46 | 77.15 | 69.85 | 33.05 | 449.44 | 469.79 | 0 | 125.29 | 0.45 | 0.45 | 0 | 0 | 0 | 0 | 75.49 | 344.81 | 50.08 | 202.44 | 344.46 | 880.8 | 1159.06 | 2039.86
2013 | Full Service Restaurant | 5C | 511.15 | 0 | 311.25 | 15.9 | 70.35 | 33.05 | 449.44 | 469.79 | 0 | 79.08 | 0.45 | 0.45 | 0 | 0 | 0 | 0 | 75.51 | 350.23 | 50.01 | 94.98 | 311.25 | 773.78 | 1131.28 | 1905.06
2013 | Full Service Restaurant | 6A | 511.15 | 0 | 831.61 | 78.21 | 69.94 | 33.03 | 449.44 | 469.79 | 0 | 89.25 | 0.45 | 0.45 | 0 | 0 | 0 | 0 | 75.51 | 370.93 | 49.73 | 167.46 | 831.61 | 845.54 | 1672.33 | 2517.87
2013 | Full Service Restaurant | 6B | 511.15 | 0 | 579.88 | 50.33 | 69.63 | 32.99 | 449.44 | 469.79 | 0 | 120.17 | 0.45 | 0.45 | 0 | 0 | 0 | 0 | 75.51 | 366.2 | 49.26 | 170.5 | 579.88 | 847.77 | 1415.87 | 2263.64
2013 | Full Service Restaurant | 7 | 511.15 | 0 | 1070.02 | 56.45 | 69.77 | 33.05 | 449.44 | 469.79 | 0 | 89.42 | 0.45 | 0.45 | 0 | 0 | 0 | 0 | 75.52 | 393.44 | 49.15 | 145.87 | 1070.02 | 823.24 | 1933.25 | 2756.49
2013 | Full Service Restaurant | 8 | 511.15 | 0 | 1535.9 | 18.7 | 71.59 | 33.26 | 449.44 | 469.79 | 0 | 89.52 | 0.45 | 0.45 | 0 | 0 | 0 | 0 | 75.54 | 423.73 | 48.21 | 108.22 | 1535.9 | 786.69 | 2429.42 | 3216.11
2016 | Full Service Restaurant | 0A | 511.15 | 0 | 0 | 668.78 | 54.86 | 18.64 | 449.44 | 469.79 | 0 | 168.28 | 0.45 | 0.45 | 0 | 0 | 0 | 0 | 75.35 | 215.09 | 56.79 | 837.06 | 0 | 1492.58 | 684.87 | 2177.45
2016 | Full Service Restaurant | 0B | 511.15 | 0 | 0.02 | 557.35 | 54.73 | 18.63 | 449.44 | 469.79 | 0 | 157.38 | 0.45 | 0.45 | 0 | 0 | 0 | 0 | 75.36 | 214.09 | 56.04 | 714.73 | 0.02 | 1369.38 | 683.9 | 2053.28
2016 | Full Service Restaurant | 1A | 511.15 | 0 | 0 | 410.53 | 54.74 | 18.63 | 449.44 | 469.79 | 0 | 96.11 | 0.45 | 0.45 | 0 | 0 | 0 | 0 | 75.38 | 234.94 | 55.15 | 506.64 | 0 | 1160.42 | 704.73 | 1865.15
2016 | Full Service Restaurant | 1B | 511.15 | 0 | 10.82 | 452.42 | 54.89 | 18.6 | 449.44 | 469.79 | 0 | 148.9 | 0.45 | 0.45 | 0 | 0 | 0 | 0 | 75.38 | 235.41 | 55.13 | 601.32 | 10.82 | 1255.2 | 716.01 | 1971.21
2016 | Full Service Restaurant | 2A | 511.15 | 0 | 28.2 | 358.69 | 54.53 | 18.59 | 449.44 | 469.79 | 0 | 130.17 | 0.45 | 0.45 | 0 | 0 | 0 | 0 | 75.4 | 257.29 | 54.67 | 488.86 | 28.2 | 1141.93 | 755.29 | 1897.22
2016 | Full Service Restaurant | 2B | 511.15 | 0 | 24.44 | 242.07 | 54.43 | 18.61 | 449.44 | 469.79 | 0 | 129.33 | 0.45 | 0.45 | 0 | 0 | 0 | 0 | 75.41 | 258.84 | 53.1 | 371.4 | 24.44 | 1022.83 | 753.07 | 1775.9
2016 | Full Service Restaurant | 3A | 511.15 | 0 | 172.1 | 195.94 | 54.68 | 18.61 | 449.44 | 469.79 | 0 | 119.26 | 0.45 | 0.45 | 0 | 0 | 0 | 0 | 75.44 | 295.86 | 52.56 | 315.2 | 172.1 | 966.36 | 937.74 | 1904.1
2016 | Full Service Restaurant | 3B | 511.15 | 0 | 82.79 | 176.77 | 54.71 | 18.61 | 449.44 | 469.79 | 0 | 126.66 | 0.45 | 0.45 | 0 | 0 | 0 | 0 | 75.44 | 286.07 | 52.22 | 303.43 | 82.79 | 954.29 | 838.65 | 1792.94
2016 | Full Service Restaurant | 3C | 511.15 | 0 | 33.14 | 75.99 | 55.05 | 18.67 | 449.44 | 469.79 | 0 | 80.97 | 0.45 | 0.45 | 0 | 0 | 0 | 0 | 75.42 | 299.95 | 53.55 | 156.96 | 33.14 | 809.52 | 802.88 | 1612.4
2016 | Full Service Restaurant | 4A | 511.15 | 0 | 360.85 | 122.46 | 55.05 | 18.7 | 449.44 | 469.79 | 0 | 85.41 | 0.45 | 0.45 | 0 | 0 | 0 | 0 | 75.48 | 326.24 | 50.99 | 207.87 | 360.85 | 857.96 | 1156.88 | 2014.84
2016 | Full Service Restaurant | 4B | 511.15 | 0 | 169.59 | 109.48 | 54.51 | 18.61 | 449.44 | 469.79 | 0 | 122.47 | 0.45 | 0.45 | 0 | 0 | 0 | 0 | 75.47 | 317.64 | 50.96 | 231.95 | 169.59 | 881.38 | 957.01 | 1838.39
2016 | Full Service Restaurant | 4C | 511.15 | 0 | 240.08 | 33.62 | 55.21 | 18.71 | 449.44 | 469.79 | 0 | 79.71 | 0.45 | 0.45 | 0 | 0 | 0 | 0 | 75.49 | 335.39 | 50.77 | 113.33 | 240.08 | 763.4 | 1045.26 | 1808.66
2016 | Full Service Restaurant | 5A | 511.15 | 0 | 570.29 | 70.45 | 54.76 | 18.64 | 449.44 | 469.79 | 0 | 84.14 | 0.45 | 0.45 | 0 | 0 | 0 | 0 | 75.5 | 351.83 | 50.09 | 154.59 | 570.29 | 803.46 | 1391.91 | 2195.37
2016 | Full Service Restaurant | 5B | 511.15 | 0 | 351.99 | 75.58 | 54.72 | 18.68 | 449.44 | 469.79 | 0 | 123.81 | 0.45 | 0.45 | 0 | 0 | 0 | 0 | 75.49 | 344.61 | 50.04 | 199.39 | 351.99 | 848.2 | 1166.4 | 2014.6
2016 | Full Service Restaurant | 5C | 511.15 | 0 | 318.19 | 15.4 | 55.14 | 18.7 | 449.44 | 469.79 | 0 | 78.19 | 0.45 | 0.45 | 0 | 0 | 0 | 0 | 75.51 | 350.02 | 50.01 | 93.59 | 318.19 | 742.84 | 1138.01 | 1880.85
2016 | Full Service Restaurant | 6A | 511.15 | 0 | 832.66 | 77.05 | 54.75 | 18.67 | 449.44 | 469.79 | 0 | 88.58 | 0.45 | 0.45 | 0 | 0 | 0 | 0 | 75.51 | 370.71 | 49.72 | 165.63 | 832.66 | 814.15 | 1673.16 | 2487.31
2016 | Full Service Restaurant | 6B | 511.15 | 0 | 582.49 | 49.61 | 54.5 | 18.64 | 449.44 | 469.79 | 0 | 119.02 | 0.45 | 0.45 | 0 | 0 | 0 | 0 | 75.51 | 365.98 | 49.25 | 168.63 | 582.49 | 816.41 | 1418.27 | 2234.68
2016 | Full Service Restaurant | 7 | 511.15 | 0 | 1070.7 | 55.53 | 54.61 | 18.7 | 449.44 | 469.79 | 0 | 88.63 | 0.45 | 0.45 | 0 | 0 | 0 | 0 | 75.52 | 393.21 | 49.14 | 144.16 | 1070.7 | 792.01 | 1933.7 | 2725.71
2016 | Full Service Restaurant | 8 | 511.15 | 0 | 1527.52 | 18.41 | 56.12 | 19.02 | 449.44 | 469.79 | 0 | 88.59 | 0.45 | 0.45 | 0 | 0 | 0 | 0 | 75.54 | 423.48 | 48.2 | 107 | 1527.52 | 755.75 | 2420.79 | 3176.54
2019 | Full Service Restaurant | 0A | 511.15 | 0 | 0 | 648.59 | 50.35 | 18.64 | 435.66 | 469.79 | 0 | 165.53 | 0.45 | 0.45 | 0 | 0 | 0 | 0 | 75.35 | 215.08 | 39.77 | 814.12 | 0 | 1434.34 | 684.87 | 2119.21
2019 | Full Service Restaurant | 0B | 511.15 | 0 | 0.03 | 541.18 | 50.22 | 18.63 | 435.66 | 469.79 | 0 | 155.99 | 0.45 | 0.45 | 0 | 0 | 0 | 0 | 75.36 | 214.09 | 39.38 | 697.17 | 0.03 | 1316.86 | 683.9 | 2000.76
2019 | Full Service Restaurant | 1A | 511.15 | 0 | 0 | 396.98 | 50.33 | 18.63 | 435.66 | 469.79 | 0 | 93.79 | 0.45 | 0.45 | 0 | 0 | 0 | 0 | 75.38 | 234.94 | 38.88 | 490.77 | 0 | 1110.11 | 704.73 | 1814.84
2019 | Full Service Restaurant | 1B | 511.15 | 0 | 11.22 | 436.57 | 50.4 | 18.6 | 435.66 | 469.79 | 0 | 146.06 | 0.45 | 0.45 | 0 | 0 | 0 | 0 | 75.38 | 235.42 | 38.85 | 582.63 | 11.22 | 1201.98 | 716.42 | 1918.4
2019 | Full Service Restaurant | 2A | 511.15 | 0 | 28.21 | 347.43 | 50.06 | 18.59 | 435.66 | 469.79 | 0 | 127.72 | 0.45 | 0.45 | 0 | 0 | 0 | 0 | 75.4 | 257.3 | 38.57 | 475.15 | 28.21 | 1093.88 | 755.3 | 1849.18
2019 | Full Service Restaurant | 2B | 511.15 | 0 | 24.45 | 234.55 | 50.06 | 18.61 | 435.66 | 469.79 | 0 | 127.68 | 0.45 | 0.45 | 0 | 0 | 0 | 0 | 75.42 | 258.87 | 37.78 | 362.23 | 24.45 | 980.2 | 753.11 | 1733.31
2019 | Full Service Restaurant | 3A | 511.15 | 0 | 172.47 | 187.32 | 50.13 | 18.61 | 435.66 | 469.79 | 0 | 117.15 | 0.45 | 0.45 | 0 | 0 | 0 | 0 | 75.45 | 295.89 | 37.38 | 304.47 | 172.47 | 922.14 | 938.15 | 1860.29
2019 | Full Service Restaurant | 3B | 511.15 | 0 | 85.07 | 170.29 | 50.27 | 18.61 | 435.66 | 469.79 | 0 | 124.6 | 0.45 | 0.45 | 0 | 0 | 0 | 0 | 75.44 | 286.09 | 37.27 | 294.89 | 85.07 | 912.58 | 840.95 | 1753.53
2019 | Full Service Restaurant | 3C | 511.15 | 0 | 34.38 | 69.94 | 50.57 | 18.67 | 435.66 | 469.79 | 0 | 79.16 | 0.45 | 0.45 | 0 | 0 | 0 | 0 | 75.42 | 300 | 37.9 | 149.1 | 34.38 | 767.78 | 804.16 | 1571.94
2019 | Full Service Restaurant | 4A | 511.15 | 0 | 361.59 | 117.15 | 50.49 | 18.7 | 435.66 | 469.79 | 0 | 83.68 | 0.45 | 0.45 | 0 | 0 | 0 | 0 | 75.49 | 326.29 | 36.48 | 200.83 | 361.59 | 818.1 | 1157.67 | 1975.77
2019 | Full Service Restaurant | 4B | 511.15 | 0 | 178.13 | 104.27 | 50.13 | 18.61 | 435.66 | 469.79 | 0 | 120.5 | 0.45 | 0.45 | 0 | 0 | 0 | 0 | 75.47 | 317.69 | 36.52 | 224.77 | 178.13 | 841.61 | 965.61 | 1807.22
2019 | Full Service Restaurant | 4C | 511.15 | 0 | 244.16 | 31.18 | 50.57 | 18.71 | 435.66 | 469.79 | 0 | 78.12 | 0.45 | 0.45 | 0 | 0 | 0 | 0 | 75.49 | 335.45 | 36.31 | 109.3 | 244.16 | 726.49 | 1049.4 | 1775.89
2019 | Full Service Restaurant | 5A | 511.15 | 0 | 571.23 | 66.49 | 50.25 | 18.64 | 435.66 | 469.79 | 0 | 82.64 | 0.45 | 0.45 | 0 | 0 | 0 | 0 | 75.51 | 351.88 | 35.97 | 149.13 | 571.23 | 765.6 | 1392.9 | 2158.5
2019 | Full Service Restaurant | 5B | 511.15 | 0 | 364.71 | 68.2 | 50.29 | 18.68 | 435.66 | 469.79 | 0 | 121.96 | 0.45 | 0.45 | 0 | 0 | 0 | 0 | 75.5 | 344.67 | 35.98 | 190.16 | 364.71 | 806.72 | 1179.17 | 1985.89
2019 | Full Service Restaurant | 5C | 511.15 | 0 | 322.88 | 13.56 | 50.55 | 18.7 | 435.66 | 469.79 | 0 | 76.73 | 0.45 | 0.45 | 0 | 0 | 0 | 0 | 75.52 | 350.09 | 35.86 | 90.29 | 322.88 | 707.02 | 1142.75 | 1849.77
2019 | Full Service Restaurant | 6A | 511.15 | 0 | 834.8 | 72.26 | 50.3 | 18.67 | 435.66 | 469.79 | 0 | 86.77 | 0.45 | 0.45 | 0 | 0 | 0 | 0 | 75.51 | 370.76 | 35.76 | 159.03 | 834.8 | 775.38 | 1675.36 | 2450.74
2019 | Full Service Restaurant | 6B | 511.15 | 0 | 591.56 | 46.81 | 50.12 | 18.64 | 435.66 | 469.79 | 0 | 117 | 0.45 | 0.45 | 0 | 0 | 0 | 0 | 75.52 | 366.03 | 35.55 | 163.81 | 591.56 | 779.74 | 1427.38 | 2207.12
2019 | Full Service Restaurant | 7 | 511.15 | 0 | 1072.26 | 51.07 | 50.24 | 18.7 | 435.66 | 469.79 | 0 | 86.49 | 0.45 | 0.45 | 0 | 0 | 0 | 0 | 75.53 | 393.26 | 35.45 | 137.56 | 1072.26 | 753.59 | 1935.31 | 2688.9
2019 | Full Service Restaurant | 8 | 511.15 | 0 | 1520.49 | 16.64 | 51.42 | 19.02 | 435.66 | 469.79 | 0 | 86.49 | 0.45 | 0.45 | 0 | 0 | 0 | 0 | 75.54 | 423.54 | 34.94 | 103.13 | 1520.49 | 720.16 | 2413.81 | 3133.97
2004 | Stand-Alone Retail | 0A | 2293.99 | 0 | 0 | 1355.07 | 492.05 | 115.22 | 195.16 | 0 | 0 | 482.97 | 0 | 0 | 0 | 0 | 0 | 0 | 0 | 85.43 | 0 | 1838.04 | 0 | 2640.46 | 85.43 | 2725.89
2004 | Stand-Alone Retail | 0B | 2293.99 | 0 | 0.24 | 1169.18 | 492.05 | 115.24 | 195.16 | 0 | 0 | 470.52 | 0 | 0 | 0 | 0 | 0 | 0 | 0 | 85.09 | 0 | 1639.7 | 0.24 | 2442.14 | 85.33 | 2527.47
2004 | Stand-Alone Retail | 1A | 2293.99 | 0 | 0.01 | 914.86 | 492.05 | 115.25 | 195.16 | 0 | 0 | 447.17 | 0 | 0 | 0 | 0 | 0 | 0 | 0 | 87.28 | 0 | 1362.03 | 0.01 | 2164.48 | 87.29 | 2251.77
2004 | Stand-Alone Retail | 1B | 2293.99 | 0 | 13.92 | 942.91 | 492.05 | 115.11 | 195.16 | 0 | 0 | 464.57 | 0 | 0 | 0 | 0 | 0 | 0 | 0 | 87.22 | 0 | 1407.48 | 13.92 | 2209.79 | 101.14 | 2310.93
2004 | Stand-Alone Retail | 2A | 2293.99 | 0 | 50.15 | 781.57 | 492.05 | 115.07 | 195.16 | 0 | 0 | 461.24 | 0 | 0 | 0 | 0 | 0 | 0 | 0 | 89.52 | 0 | 1242.81 | 50.15 | 2045.09 | 139.67 | 2184.76
2004 | Stand-Alone Retail | 2B | 2293.99 | 0 | 29.44 | 602.84 | 492.05 | 115.15 | 195.16 | 0 | 0 | 485.76 | 0 | 0 | 0 | 0 | 0 | 0 | 0 | 89.55 | 0 | 1088.6 | 29.44 | 1890.96 | 119 | 2009.96
2004 | Stand-Alone Retail | 3A | 2293.99 | 0 | 230.47 | 419.36 | 492.05 | 115.13 | 195.16 | 0 | 0 | 432.87 | 0 | 0 | 0 | 0 | 0 | 0 | 0 | 93.27 | 0 | 852.23 | 230.47 | 1654.56 | 323.74 | 1978.3
2004 | Stand-Alone Retail | 3B | 2293.99 | 0 | 63.49 | 365.93 | 492.05 | 115.13 | 195.16 | 0 | 0 | 447.68 | 0 | 0 | 0 | 0 | 0 | 0 | 0 | 92.22 | 0 | 813.61 | 63.49 | 1615.93 | 155.71 | 1771.64
2004 | Stand-Alone Retail | 3C | 2293.99 | 0 | 26.82 | 186.34 | 492.05 | 115.11 | 195.16 | 0 | 0 | 420.09 | 0 | 0 | 0 | 0 | 0 | 0 | 0 | 93.56 | 0 | 606.43 | 26.82 | 1408.74 | 120.37 | 1529.11
2004 | Stand-Alone Retail | 4A | 2293.99 | 0 | 631.68 | 268.4 | 492.05 | 114.95 | 195.16 | 0 | 0 | 433.21 | 0 | 0 | 0 | 0 | 0 | 0 | 0 | 96.31 | 0 | 701.61 | 631.68 | 1503.76 | 727.99 | 2231.75
2004 | Stand-Alone Retail | 4B | 2293.99 | 0 | 210.53 | 236.44 | 492.05 | 115.04 | 195.16 | 0 | 0 | 472.99 | 0 | 0 | 0 | 0 | 0 | 0 | 0 | 95.41 | 0 | 709.43 | 210.53 | 1511.67 | 305.95 | 1817.62
2004 | Stand-Alone Retail | 4C | 2293.99 | 0 | 405.47 | 65.56 | 492.05 | 114.82 | 195.16 | 0 | 0 | 410.33 | 0 | 0 | 0 | 0 | 0 | 0 | 0 | 97.2 | 0 | 475.89 | 405.47 | 1277.91 | 502.68 | 1780.59
2004 | Stand-Alone Retail | 5A | 2293.99 | 0 | 857.79 | 164.42 | 492.05 | 114.99 | 195.16 | 0 | 0 | 469.04 | 0 | 0 | 0 | 0 | 0 | 0 | 0 | 98.8 | 0 | 633.46 | 857.79 | 1435.65 | 956.59 | 2392.24
2004 | Stand-Alone Retail | 5B | 2293.99 | 0 | 449.49 | 205.25 | 492.05 | 114.99 | 195.16 | 0 | 0 | 501.61 | 0 | 0 | 0 | 0 | 0 | 0 | 0 | 98.06 | 0 | 706.86 | 449.49 | 1509.05 | 547.55 | 2056.6
2004 | Stand-Alone Retail | 5C | 2293.99 | 0 | 467.51 | 27.89 | 492.05 | 114.81 | 195.16 | 0 | 0 | 402.69 | 0 | 0 | 0 | 0 | 0 | 0 | 0 | 98.62 | 0 | 430.58 | 467.51 | 1232.59 | 566.13 | 1798.72
2004 | Stand-Alone Retail | 6A | 2293.99 | 0 | 1212.92 | 175.29 | 492.05 | 114.94 | 195.16 | 0 | 0 | 506.63 | 0 | 0 | 0 | 0 | 0 | 0 | 0 | 100.63 | 0 | 681.92 | 1212.92 | 1484.05 | 1313.55 | 2797.6
2004 | Stand-Alone Retail | 6B | 2293.99 | 0 | 784.83 | 135.53 | 492.05 | 114.85 | 195.16 | 0 | 0 | 535.81 | 0 | 0 | 0 | 0 | 0 | 0 | 0 | 100.17 | 0 | 671.34 | 784.83 | 1473.39 | 885 | 2358.39
2004 | Stand-Alone Retail | 7 | 2293.99 | 0 | 1496.93 | 128.77 | 492.05 | 114.78 | 195.16 | 0 | 0 | 524.47 | 0 | 0 | 0 | 0 | 0 | 0 | 0 | 102.79 | 0 | 653.24 | 1496.93 | 1455.23 | 1599.72 | 3054.95
2004 | Stand-Alone Retail | 8 | 2293.99 | 0 | 2006.11 | 65.05 | 492.05 | 114.15 | 195.16 | 0 | 0 | 573.75 | 0 | 0 | 0 | 0 | 0 | 0 | 0 | 105.7 | 0 | 638.8 | 2006.11 | 1440.16 | 2111.81 | 3551.97
2007 | Stand-Alone Retail | 0A | 2293.99 | 0 | 0 | 1223.61 | 492.05 | 115.22 | 195.16 | 0 | 0 | 452.24 | 0 | 0 | 0 | 0 | 0 | 0 | 0 | 85.43 | 0 | 1675.85 | 0 | 2478.27 | 85.43 | 2563.7
2007 | Stand-Alone Retail | 0B | 2293.99 | 0 | 0.24 | 1107.63 | 492.05 | 115.24 | 195.16 | 0 | 0 | 470.52 | 0 | 0 | 0 | 0 | 0 | 0 | 0 | 85.09 | 0 | 1578.15 | 0.24 | 2380.59 | 85.33 | 2465.92
2007 | Stand-Alone Retail | 1A | 2293.99 | 0 | 0.01 | 860.07 | 492.05 | 115.25 | 195.16 | 0 | 0 | 419.71 | 0 | 0 | 0 | 0 | 0 | 0 | 0 | 87.28 | 0 | 1279.78 | 0.01 | 2082.23 | 87.29 | 2169.52
2007 | Stand-Alone Retail | 1B | 2293.99 | 0 | 9.94 | 895.23 | 492.05 | 115.11 | 195.16 | 0 | 0 | 464.54 | 0 | 0 | 0 | 0 | 0 | 0 | 0 | 87.21 | 0 | 1359.77 | 9.94 | 2162.08 | 97.16 | 2259.24
2007 | Stand-Alone Retail | 2A | 2293.99 | 0 | 21.12 | 656.02 | 492.05 | 115.07 | 195.16 | 0 | 0 | 390.16 | 0 | 0 | 0 | 0 | 0 | 0 | 0 | 89.45 | 0 | 1046.18 | 21.12 | 1848.45 | 110.57 | 1959.02
2007 | Stand-Alone Retail | 2B | 2293.99 | 0 | 10.23 | 519.01 | 492.05 | 115.15 | 195.16 | 0 | 0 | 420.18 | 0 | 0 | 0 | 0 | 0 | 0 | 0 | 89.5 | 0 | 939.19 | 10.23 | 1741.54 | 99.73 | 1841.27
2007 | Stand-Alone Retail | 3A | 2293.99 | 0 | 136.43 | 391.96 | 492.05 | 115.13 | 195.16 | 0 | 0 | 392.37 | 0 | 0 | 0 | 0 | 0 | 0 | 0 | 93.24 | 0 | 784.33 | 136.43 | 1586.66 | 229.67 | 1816.33
2007 | Stand-Alone Retail | 3B | 2293.99 | 0 | 29.52 | 338.2 | 492.05 | 115.13 | 195.16 | 0 | 0 | 427.6 | 0 | 0 | 0 | 0 | 0 | 0 | 0 | 92.18 | 0 | 765.8 | 29.52 | 1568.13 | 121.7 | 1689.83
2007 | Stand-Alone Retail | 3C | 2293.99 | 0 | 17.32 | 162.41 | 492.05 | 115.11 | 195.16 | 0 | 0 | 372.35 | 0 | 0 | 0 | 0 | 0 | 0 | 0 | 93.52 | 0 | 534.76 | 17.32 | 1337.07 | 110.84 | 1447.91
2007 | Stand-Alone Retail | 4A | 2293.99 | 0 | 369.64 | 255.68 | 492.05 | 114.95 | 195.16 | 0 | 0 | 389.82 | 0 | 0 | 0 | 0 | 0 | 0 | 0 | 96.26 | 0 | 645.5 | 369.64 | 1447.65 | 465.91 | 1913.56
2007 | Stand-Alone Retail | 4B | 2293.99 | 0 | 95.22 | 221.8 | 492.05 | 115.04 | 195.16 | 0 | 0 | 447.75 | 0 | 0 | 0 | 0 | 0 | 0 | 0 | 95.35 | 0 | 669.55 | 95.22 | 1471.79 | 190.57 | 1662.36
2007 | Stand-Alone Retail | 4C | 2293.99 | 0 | 209.92 | 65.4 | 492.05 | 114.82 | 195.16 | 0 | 0 | 371.66 | 0 | 0 | 0 | 0 | 0 | 0 | 0 | 97.12 | 0 | 437.06 | 209.92 | 1239.09 | 307.04 | 1546.13
2007 | Stand-Alone Retail | 5A | 2293.99 | 0 | 569.45 | 158.97 | 492.05 | 114.99 | 195.16 | 0 | 0 | 387.65 | 0 | 0 | 0 | 0 | 0 | 0 | 0 | 98.75 | 0 | 546.62 | 569.45 | 1348.81 | 668.2 | 2017.01
2007 | Stand-Alone Retail | 5B | 2293.99 | 0 | 265.29 | 201.25 | 492.05 | 114.99 | 195.16 | 0 | 0 | 444.78 | 0 | 0 | 0 | 0 | 0 | 0 | 0 | 98.01 | 0 | 646.03 | 265.29 | 1448.23 | 363.3 | 1811.53
2007 | Stand-Alone Retail | 5C | 2293.99 | 0 | 244.55 | 28.44 | 492.05 | 114.81 | 195.16 | 0 | 0 | 360.5 | 0 | 0 | 0 | 0 | 0 | 0 | 0 | 98.53 | 0 | 388.94 | 244.55 | 1190.96 | 343.08 | 1534.04
2007 | Stand-Alone Retail | 6A | 2293.99 | 0 | 838.21 | 172.13 | 492.05 | 114.94 | 195.16 | 0 | 0 | 414.43 | 0 | 0 | 0 | 0 | 0 | 0 | 0 | 100.58 | 0 | 586.56 | 838.21 | 1388.71 | 938.79 | 2327.5
2007 | Stand-Alone Retail | 6B | 2293.99 | 0 | 517.07 | 137.1 | 492.05 | 114.85 | 195.16 | 0 | 0 | 433.67 | 0 | 0 | 0 | 0 | 0 | 0 | 0 | 100.11 | 0 | 570.77 | 517.07 | 1372.83 | 617.18 | 1990.01
2007 | Stand-Alone Retail | 7 | 2293.99 | 0 | 1002.42 | 135.14 | 492.05 | 114.78 | 195.16 | 0 | 0 | 443.49 | 0 | 0 | 0 | 0 | 0 | 0 | 0 | 102.74 | 0 | 578.63 | 1002.42 | 1380.61 | 1105.15 | 2485.76
2007 | Stand-Alone Retail | 8 | 2293.99 | 0 | 1529.84 | 73.94 | 492.05 | 114.15 | 195.16 | 0 | 0 | 471.26 | 0 | 0 | 0 | 0 | 0 | 0 | 0 | 105.68 | 0 | 545.2 | 1529.84 | 1346.56 | 1635.53 | 2982.09
2010 | Stand-Alone Retail | 0A | 2293.99 | 0 | 0 | 931.79 | 390.98 | 60.38 | 194.63 | 0 | 0 | 236.11 | 0 | 0 | 0 | 0 | 0 | 0 | 0 | 83.52 | 0 | 1167.9 | 0 | 1813.89 | 83.52 | 1897.41
2010 | Stand-Alone Retail | 0B | 2293.99 | 0 | 0.26 | 807.02 | 399.52 | 60.37 | 194.63 | 0 | 0 | 198.64 | 0 | 0 | 0 | 0 | 0 | 0 | 0 | 83.25 | 0 | 1005.66 | 0.26 | 1660.19 | 83.51 | 1743.7
2010 | Stand-Alone Retail | 1A | 2293.99 | 0 | 0.01 | 630.03 | 418.73 | 60.38 | 194.63 | 0 | 0 | 204.88 | 0 | 0 | 0 | 0 | 0 | 0 | 0 | 85.37 | 0 | 834.91 | 0.01 | 1508.65 | 85.38 | 1594.03
2010 | Stand-Alone Retail | 1B | 2293.99 | 0 | 21.29 | 650.33 | 415.06 | 60.29 | 194.63 | 0 | 0 | 193.19 | 0 | 0 | 0 | 0 | 0 | 0 | 0 | 85.36 | 0 | 843.52 | 21.29 | 1513.5 | 106.65 | 1620.15
2010 | Stand-Alone Retail | 2A | 2293.99 | 0 | 24.23 | 439.58 | 419.06 | 60.26 | 194.63 | 0 | 0 | 188.06 | 0 | 0 | 0 | 0 | 0 | 0 | 0 | 87.54 | 0 | 627.64 | 24.23 | 1301.59 | 111.76 | 1413.35
2010 | Stand-Alone Retail | 2B | 2293.99 | 0 | 13.93 | 334.55 | 434.83 | 60.31 | 194.63 | 0 | 0 | 201.18 | 0 | 0 | 0 | 0 | 0 | 0 | 0 | 87.62 | 0 | 535.73 | 13.93 | 1225.51 | 101.55 | 1327.06
2010 | Stand-Alone Retail | 3A | 2293.99 | 0 | 163.16 | 247.35 | 420.4 | 60.3 | 194.63 | 0 | 0 | 190.01 | 0 | 0 | 0 | 0 | 0 | 0 | 0 | 91.28 | 0 | 437.36 | 163.16 | 1112.68 | 254.44 | 1367.12
2010 | Stand-Alone Retail | 3B | 2293.99 | 0 | 55.38 | 238.21 | 432.26 | 60.3 | 194.63 | 0 | 0 | 200.48 | 0 | 0 | 0 | 0 | 0 | 0 | 0 | 90.28 | 0 | 438.69 | 55.38 | 1125.88 | 145.67 | 1271.55
2010 | Stand-Alone Retail | 3C | 2293.99 | 0 | 19.99 | 121.54 | 432.69 | 60.4 | 194.63 | 0 | 0 | 193.37 | 0 | 0 | 0 | 0 | 0 | 0 | 0 | 91.6 | 0 | 314.91 | 19.99 | 1002.65 | 111.59 | 1114.24
2010 | Stand-Alone Retail | 4A | 2293.99 | 0 | 410.72 | 163.44 | 417.63 | 60.43 | 194.63 | 0 | 0 | 200.63 | 0 | 0 | 0 | 0 | 0 | 0 | 0 | 94.25 | 0 | 364.07 | 410.72 | 1036.76 | 504.97 | 1541.73
2010 | Stand-Alone Retail | 4B | 2293.99 | 0 | 150.23 | 169.76 | 419.53 | 60.28 | 194.63 | 0 | 0 | 221.46 | 0 | 0 | 0 | 0 | 0 | 0 | 0 | 93.39 | 0 | 391.22 | 150.23 | 1065.65 | 243.62 | 1309.27
2010 | Stand-Alone Retail | 4C | 2293.99 | 0 | 274.13 | 50.15 | 426.03 | 60.42 | 194.63 | 0 | 0 | 213 | 0 | 0 | 0 | 0 | 0 | 0 | 0 | 95.12 | 0 | 263.15 | 274.13 | 944.24 | 369.25 | 1313.49
2010 | Stand-Alone Retail | 5A | 2293.99 | 0 | 638.49 | 94.82 | 417.68 | 60.32 | 194.63 | 0 | 0 | 206.76 | 0 | 0 | 0 | 0 | 0 | 0 | 0 | 96.73 | 0 | 301.58 | 638.49 | 974.21 | 735.22 | 1709.43
2010 | Stand-Alone Retail | 5B | 2293.99 | 0 | 352.99 | 115.89 | 422.03 | 60.39 | 194.63 | 0 | 0 | 228.99 | 0 | 0 | 0 | 0 | 0 | 0 | 0 | 96.01 | 0 | 344.88 | 352.99 | 1021.93 | 449 | 1470.93
2010 | Stand-Alone Retail | 5C | 2293.99 | 0 | 334 | 21.74 | 422.67 | 60.39 | 194.63 | 0 | 0 | 208.63 | 0 | 0 | 0 | 0 | 0 | 0 | 0 | 96.53 | 0 | 230.37 | 334 | 908.06 | 430.53 | 1338.59
2010 | Stand-Alone Retail | 6A | 2293.99 | 0 | 855.91 | 109.59 | 461.54 | 60.36 | 194.63 | 0 | 0 | 229.66 | 0 | 0 | 0 | 0 | 0 | 0 | 0 | 98.54 | 0 | 339.25 | 855.91 | 1055.78 | 954.45 | 2010.23
2010 | Stand-Alone Retail | 6B | 2293.99 | 0 | 579.38 | 75.32 | 463.61 | 60.29 | 194.63 | 0 | 0 | 239.09 | 0 | 0 | 0 | 0 | 0 | 0 | 0 | 98.08 | 0 | 314.41 | 579.38 | 1032.94 | 677.45 | 1710.39
2010 | Stand-Alone Retail | 7 | 2293.99 | 0 | 1037.53 | 76.65 | 456.64 | 60.39 | 194.63 | 0 | 0 | 265.18 | 0 | 0 | 0 | 0 | 0 | 0 | 0 | 100.69 | 0 | 341.83 | 1037.53 | 1053.5 | 1138.22 | 2191.72
2010 | Stand-Alone Retail | 8 | 2293.99 | 0 | 1561.94 | 29.17 | 468.07 | 60.83 | 194.63 | 0 | 0 | 326.22 | 0 | 0 | 0 | 0 | 0 | 0 | 0 | 103.61 | 0 | 355.39 | 1561.94 | 1078.92 | 1665.55 | 2744.47
2013 | Stand-Alone Retail | 0A | 2293.99 | 0 | 0 | 722.75 | 335.97 | 60.38 | 194.3 | 0 | 0 | 163.52 | 0 | 0 | 0 | 0 | 0 | 26.72 | 0 | 83.52 | 0 | 912.99 | 0 | 1503.63 | 83.52 | 1587.15
2013 | Stand-Alone Retail | 0B | 2293.99 | 0 | 0 | 757.63 | 343.16 | 60.37 | 194.3 | 0 | 0 | 188.89 | 0 | 0 | 0 | 0 | 0 | 0 | 0 | 83.25 | 0 | 946.52 | 0 | 1544.35 | 83.25 | 1627.6
2013 | Stand-Alone Retail | 1A | 2293.99 | 0 | 0 | 523.72 | 359.38 | 60.38 | 194.3 | 0 | 0 | 147.8 | 0 | 0 | 0 | 0 | 0 | 26.72 | 0 | 85.37 | 0 | 698.24 | 0 | 1312.29 | 85.37 | 1397.66
2013 | Stand-Alone Retail | 1B | 2293.99 | 0 | 13.63 | 611.6 | 356.27 | 60.29 | 194.3 | 0 | 0 | 179.59 | 0 | 0 | 0 | 0 | 0 | 0 | 0 | 85.35 | 0 | 791.19 | 13.63 | 1402.05 | 98.98 | 1501.03
2013 | Stand-Alone Retail | 2A | 2293.99 | 0 | 3.24 | 370.55 | 361.25 | 60.26 | 194.3 | 0 | 0 | 137.18 | 0 | 0 | 0 | 0 | 0 | 20.52 | 0 | 87.53 | 0 | 528.25 | 3.24 | 1144.06 | 90.77 | 1234.83
2013 | Stand-Alone Retail | 2B | 2293.99 | 0 | 4.36 | 316.32 | 374.41 | 60.31 | 194.3 | 0 | 0 | 154.02 | 0 | 0 | 0 | 0 | 0 | 0 | 0 | 87.62 | 0 | 470.34 | 4.36 | 1099.36 | 91.98 | 1191.34
2013 | Stand-Alone Retail | 3A | 2293.99 | 0 | 62.15 | 220.37 | 362.83 | 60.3 | 194.3 | 0 | 0 | 137.97 | 0 | 0 | 0 | 0 | 0 | 19.26 | 0 | 91.27 | 0 | 377.6 | 62.15 | 995.04 | 153.42 | 1148.46
2013 | Stand-Alone Retail | 3B | 2293.99 | 0 | 39.06 | 224.5 | 372.81 | 60.3 | 194.3 | 0 | 0 | 151.49 | 0 | 0 | 0 | 0 | 0 | 0 | 0 | 90.28 | 0 | 375.99 | 39.06 | 1003.39 | 129.34 | 1132.73
2013 | Stand-Alone Retail | 3C | 2293.99 | 0 | 3.81 | 112.41 | 373.53 | 60.4 | 194.3 | 0 | 0 | 151.33 | 0 | 0 | 0 | 0 | 0 | 0 | 0 | 91.61 | 0 | 263.74 | 3.81 | 891.96 | 95.42 | 987.38
2013 | Stand-Alone Retail | 4A | 2293.99 | 0 | 146.75 | 151.41 | 371.29 | 60.43 | 194.3 | 0 | 0 | 152.81 | 0 | 0 | 0 | 0 | 0 | 19.56 | 0 | 94.22 | 0 | 323.78 | 146.75 | 949.79 | 240.98 | 1190.77
2013 | Stand-Alone Retail | 4B | 2293.99 | 0 | 105.65 | 154.62 | 371.55 | 60.28 | 194.3 | 0 | 0 | 175.86 | 0 | 0 | 0 | 0 | 0 | 0 | 0 | 93.37 | 0 | 330.48 | 105.65 | 956.6 | 199.02 | 1155.62
2013 | Stand-Alone Retail | 4C | 2293.99 | 0 | 208.7 | 47.97 | 376.57 | 60.42 | 194.3 | 0 | 0 | 148.56 | 0 | 0 | 0 | 0 | 0 | 0 | 0 | 95.11 | 0 | 196.53 | 208.7 | 827.82 | 303.81 | 1131.63
2013 | Stand-Alone Retail | 5A | 2293.99 | 0 | 272.55 | 96.99 | 371.43 | 60.32 | 194.3 | 0 | 0 | 155.89 | 0 | 0 | 0 | 0 | 0 | 17.15 | 0 | 96.69 | 0 | 270.03 | 272.55 | 896.09 | 369.24 | 1265.33
2013 | Stand-Alone Retail | 5B | 2293.99 | 0 | 290.94 | 108.71 | 373.97 | 60.39 | 194.3 | 0 | 0 | 182.25 | 0 | 0 | 0 | 0 | 0 | 0 | 0 | 95.99 | 0 | 290.96 | 290.94 | 919.61 | 386.93 | 1306.54
2013 | Stand-Alone Retail | 5C | 2293.99 | 0 | 249.09 | 21.93 | 374.31 | 60.39 | 194.3 | 0 | 0 | 145.79 | 0 | 0 | 0 | 0 | 0 | 0 | 0 | 96.52 | 0 | 167.72 | 249.09 | 796.71 | 345.6 | 1142.31
2013 | Stand-Alone Retail | 6A | 2293.99 | 0 | 444.83 | 105.72 | 398.99 | 60.36 | 194.3 | 0 | 0 | 169.44 | 0 | 0 | 0 | 0 | 0 | 18.16 | 0 | 98.51 | 0 | 293.32 | 444.83 | 946.96 | 543.34 | 1490.3
2013 | Stand-Alone Retail | 6B | 2293.99 | 0 | 514.4 | 68.76 | 400.27 | 60.29 | 194.3 | 0 | 0 | 182.4 | 0 | 0 | 0 | 0 | 0 | 0 | 0 | 98.07 | 0 | 251.16 | 514.4 | 906.01 | 612.47 | 1518.48
2013 | Stand-Alone Retail | 7 | 2293.99 | 0 | 544.89 | 77.51 | 395.22 | 60.39 | 194.3 | 0 | 0 | 175.09 | 0 | 0 | 0 | 0 | 0 | 17.92 | 0 | 100.66 | 0 | 270.52 | 544.89 | 920.43 | 645.55 | 1565.98
2013 | Stand-Alone Retail | 8 | 2293.99 | 0 | 842 | 36.87 | 400.92 | 60.83 | 194.3 | 0 | 0 | 193.72 | 0 | 0 | 0 | 0 | 0 | 18.39 | 0 | 103.55 | 0 | 248.98 | 842 | 905.01 | 945.55 | 1850.56
2016 | Stand-Alone Retail | 0A | 2293.99 | 0 | 0 | 697.58 | 271.88 | 38.55 | 194.3 | 0 | 0 | 156.61 | 0 | 0 | 0 | 0 | 0 | 26.72 | 0 | 83.52 | 0 | 880.91 | 0 | 1385.63 | 83.52 | 1469.15
2016 | Stand-Alone Retail | 0B | 2293.99 | 0 | 0 | 730.98 | 277.94 | 38.53 | 194.3 | 0 | 0 | 183.88 | 0 | 0 | 0 | 0 | 0 | 0 | 0 | 83.25 | 0 | 914.86 | 0 | 1425.62 | 83.25 | 1508.87
2016 | Stand-Alone Retail | 1A | 2293.99 | 0 | 0 | 552.05 | 291.68 | 38.53 | 194.3 | 0 | 0 | 146.68 | 0 | 0 | 0 | 0 | 0 | 0 | 0 | 85.37 | 0 | 698.73 | 0 | 1223.23 | 85.37 | 1308.6
2016 | Stand-Alone Retail | 1B | 2293.99 | 0 | 15.39 | 590.08 | 289.03 | 38.47 | 194.3 | 0 | 0 | 174.02 | 0 | 0 | 0 | 0 | 0 | 0 | 0 | 85.35 | 0 | 764.1 | 15.39 | 1285.89 | 100.74 | 1386.63
2016 | Stand-Alone Retail | 2A | 2293.99 | 0 | 10.26 | 390.4 | 293.24 | 38.45 | 194.3 | 0 | 0 | 133.87 | 0 | 0 | 0 | 0 | 0 | 0 | 0 | 87.54 | 0 | 524.27 | 10.26 | 1050.24 | 97.8 | 1148.04
2016 | Stand-Alone Retail | 2B | 2293.99 | 0 | 5.87 | 300.97 | 304.38 | 38.49 | 194.3 | 0 | 0 | 147.15 | 0 | 0 | 0 | 0 | 0 | 0 | 0 | 87.62 | 0 | 448.12 | 5.87 | 985.28 | 93.49 | 1078.77
2016 | Stand-Alone Retail | 3A | 2293.99 | 0 | 154.87 | 216.76 | 294.58 | 38.48 | 194.3 | 0 | 0 | 145.53 | 0 | 0 | 0 | 0 | 0 | 0 | 0 | 91.28 | 0 | 362.29 | 154.87 | 889.64 | 246.16 | 1135.8
2016 | Stand-Alone Retail | 3B | 2293.99 | 0 | 46.39 | 211.53 | 303.03 | 38.47 | 194.3 | 0 | 0 | 157.07 | 0 | 0 | 0 | 0 | 0 | 0 | 0 | 90.29 | 0 | 368.6 | 46.39 | 904.4 | 136.68 | 1041.08
2016 | Stand-Alone Retail | 3C | 2293.99 | 0 | 5.4 | 102.28 | 303.65 | 38.6 | 194.3 | 0 | 0 | 143.83 | 0 | 0 | 0 | 0 | 0 | 0 | 0 | 91.62 | 0 | 246.11 | 5.4 | 782.66 | 97.02 | 879.68
2016 | Stand-Alone Retail | 4A | 2293.99 | 0 | 372.04 | 143.34 | 301.75 | 38.67 | 194.3 | 0 | 0 | 151.71 | 0 | 0 | 0 | 0 | 0 | 0 | 0 | 94.24 | 0 | 295.05 | 372.04 | 829.77 | 466.28 | 1296.05
2016 | Stand-Alone Retail | 4B | 2293.99 | 0 | 124.21 | 145.01 | 301.96 | 38.47 | 194.3 | 0 | 0 | 168.56 | 0 | 0 | 0 | 0 | 0 | 0 | 0 | 93.37 | 0 | 313.57 | 124.21 | 848.3 | 217.58 | 1065.88
2016 | Stand-Alone Retail | 4C | 2293.99 | 0 | 239.62 | 43.27 | 306.22 | 38.7 | 194.3 | 0 | 0 | 141.02 | 0 | 0 | 0 | 0 | 0 | 0 | 0 | 95.12 | 0 | 184.29 | 239.62 | 723.5 | 334.74 | 1058.24
2016 | Stand-Alone Retail | 5A | 2293.99 | 0 | 586.17 | 83.32 | 301.87 | 38.54 | 194.3 | 0 | 0 | 156.36 | 0 | 0 | 0 | 0 | 0 | 0 | 0 | 96.71 | 0 | 239.68 | 586.17 | 774.38 | 682.87 | 1457.25
2016 | Stand-Alone Retail | 5B | 2293.99 | 0 | 317.05 | 103.75 | 304.02 | 38.62 | 194.3 | 0 | 0 | 175.71 | 0 | 0 | 0 | 0 | 0 | 0 | 0 | 95.99 | 0 | 279.46 | 317.05 | 816.39 | 413.04 | 1229.43
2016 | Stand-Alone Retail | 5C | 2293.99 | 0 | 278.96 | 20.26 | 304.31 | 38.66 | 194.3 | 0 | 0 | 153.22 | 0 | 0 | 0 | 0 | 0 | 0 | 0 | 96.52 | 0 | 173.48 | 278.96 | 710.75 | 375.48 | 1086.23
2016 | Stand-Alone Retail | 6A | 2293.99 | 0 | 811.05 | 93.77 | 325.2 | 38.6 | 194.3 | 0 | 0 | 170.52 | 0 | 0 | 0 | 0 | 0 | 0 | 0 | 98.53 | 0 | 264.29 | 811.05 | 822.38 | 909.58 | 1731.96
2016 | Stand-Alone Retail | 6B | 2293.99 | 0 | 543.83 | 63.7 | 326.28 | 38.53 | 194.3 | 0 | 0 | 175.13 | 0 | 0 | 0 | 0 | 0 | 0 | 0 | 98.07 | 0 | 238.83 | 543.83 | 797.94 | 641.89 | 1439.83
2016 | Stand-Alone Retail | 7 | 2293.99 | 0 | 564.74 | 71.59 | 322.02 | 38.67 | 194.3 | 0 | 0 | 168.17 | 0 | 0 | 0 | 0 | 0 | 18.44 | 0 | 100.66 | 0 | 258.2 | 564.74 | 813.19 | 665.4 | 1478.59
2016 | Stand-Alone Retail | 8 | 2293.99 | 0 | 856.42 | 33.97 | 326.84 | 39.34 | 194.3 | 0 | 0 | 186.02 | 0 | 0 | 0 | 0 | 0 | 18.94 | 0 | 103.55 | 0 | 238.93 | 856.42 | 799.41 | 959.98 | 1759.39
2019 | Stand-Alone Retail | 0A | 2293.99 | 0 | 0 | 798.9 | 213.13 | 38.55 | 194.3 | 0 | 0 | 170.04 | 0 | 0 | 0 | 0 | 0 | 0 | 0 | 83.52 | 0 | 968.94 | 0 | 1414.92 | 83.52 | 1498.44
2019 | Stand-Alone Retail | 0B | 2293.99 | 0 | 0.01 | 708.29 | 217.04 | 38.53 | 194.3 | 0 | 0 | 178.33 | 0 | 0 | 0 | 0 | 0 | 0 | 0 | 83.25 | 0 | 886.62 | 0.01 | 1336.49 | 83.26 | 1419.75
2019 | Stand-Alone Retail | 1A | 2293.99 | 0 | 0 | 530.37 | 230.1 | 38.53 | 194.3 | 0 | 0 | 139.16 | 0 | 0 | 0 | 0 | 0 | 0 | 0 | 85.37 | 0 | 669.53 | 0 | 1132.45 | 85.37 | 1217.82
2019 | Stand-Alone Retail | 1B | 2293.99 | 0 | 18.27 | 567.89 | 227.62 | 38.47 | 194.3 | 0 | 0 | 167.81 | 0 | 0 | 0 | 0 | 0 | 0 | 0 | 85.36 | 0 | 735.7 | 18.27 | 1196.08 | 103.63 | 1299.71
2019 | Stand-Alone Retail | 2A | 2293.99 | 0 | 13.07 | 368.86 | 230.35 | 38.45 | 194.3 | 0 | 0 | 126.88 | 0 | 0 | 0 | 0 | 0 | 0 | 0 | 87.54 | 0 | 495.74 | 13.07 | 958.84 | 100.62 | 1059.46
2019 | Stand-Alone Retail | 2B | 2293.99 | 0 | 7.59 | 282.63 | 240.44 | 38.49 | 194.3 | 0 | 0 | 151.4 | 0 | 0 | 0 | 0 | 0 | 0 | 0 | 87.64 | 0 | 434.03 | 7.59 | 907.25 | 95.22 | 1002.47
2019 | Stand-Alone Retail | 3A | 2293.99 | 0 | 171.51 | 203.26 | 232.07 | 38.48 | 194.3 | 0 | 0 | 138.14 | 0 | 0 | 0 | 0 | 0 | 0 | 0 | 91.29 | 0 | 341.4 | 171.51 | 806.24 | 262.81 | 1069.05
2019 | Stand-Alone Retail | 3B | 2293.99 | 0 | 58.51 | 198.02 | 239.46 | 38.47 | 194.3 | 0 | 0 | 149.26 | 0 | 0 | 0 | 0 | 0 | 0 | 0 | 90.3 | 0 | 347.28 | 58.51 | 819.51 | 148.81 | 968.32
2019 | Stand-Alone Retail | 3C | 2293.99 | 0 | 8.44 | 88.82 | 239.3 | 38.6 | 194.3 | 0 | 0 | 135.05 | 0 | 0 | 0 | 0 | 0 | 0 | 0 | 91.64 | 0 | 223.87 | 8.44 | 696.06 | 100.08 | 796.14
2019 | Stand-Alone Retail | 4A | 2293.99 | 0 | 400.22 | 134.51 | 239.15 | 38.67 | 194.3 | 0 | 0 | 145.37 | 0 | 0 | 0 | 0 | 0 | 0 | 0 | 94.25 | 0 | 279.88 | 400.22 | 752 | 494.47 | 1246.47
2019 | Stand-Alone Retail | 4B | 2293.99 | 0 | 142.8 | 135.73 | 239.89 | 38.47 | 194.3 | 0 | 0 | 161.31 | 0 | 0 | 0 | 0 | 0 | 0 | 0 | 93.39 | 0 | 297.04 | 142.8 | 769.7 | 236.19 | 1005.89
2019 | Stand-Alone Retail | 4C | 2293.99 | 0 | 265.54 | 38.95 | 243.26 | 38.7 | 194.3 | 0 | 0 | 148.07 | 0 | 0 | 0 | 0 | 0 | 0 | 0 | 95.14 | 0 | 187.02 | 265.54 | 663.27 | 360.68 | 1023.95
2019 | Stand-Alone Retail | 5A | 2293.99 | 0 | 619.88 | 77.56 | 238.96 | 38.54 | 194.3 | 0 | 0 | 149.18 | 0 | 0 | 0 | 0 | 0 | 0 | 0 | 96.72 | 0 | 226.74 | 619.88 | 698.53 | 716.6 | 1415.13
2019 | Stand-Alone Retail | 5B | 2293.99 | 0 | 344.82 | 95.85 | 241.3 | 38.62 | 194.3 | 0 | 0 | 167.74 | 0 | 0 | 0 | 0 | 0 | 0 | 0 | 96 | 0 | 263.59 | 344.82 | 737.8 | 440.82 | 1178.62
2019 | Stand-Alone Retail | 5C | 2293.99 | 0 | 316.05 | 16.51 | 241.56 | 38.66 | 194.3 | 0 | 0 | 145.9 | 0 | 0 | 0 | 0 | 0 | 0 | 0 | 96.54 | 0 | 162.41 | 316.05 | 636.93 | 412.59 | 1049.52
2019 | Stand-Alone Retail | 6A | 2293.99 | 0 | 843.78 | 86.94 | 269.2 | 38.6 | 194.3 | 0 | 0 | 163.55 | 0 | 0 | 0 | 0 | 0 | 0 | 0 | 98.54 | 0 | 250.49 | 843.78 | 752.58 | 942.32 | 1694.9
2019 | Stand-Alone Retail | 6B | 2293.99 | 0 | 577.4 | 59.76 | 270.14 | 38.53 | 194.3 | 0 | 0 | 167.32 | 0 | 0 | 0 | 0 | 0 | 0 | 0 | 98.08 | 0 | 227.08 | 577.4 | 730.05 | 675.48 | 1405.53
2019 | Stand-Alone Retail | 7 | 2293.99 | 0 | 593.49 | 66.14 | 266.5 | 38.67 | 194.3 | 0 | 0 | 159.55 | 0 | 0 | 0 | 0 | 0 | 18.87 | 0 | 100.67 | 0 | 244.56 | 593.49 | 744.03 | 694.16 | 1438.19
2019 | Stand-Alone Retail | 8 | 2293.99 | 0 | 888.36 | 29.89 | 271.33 | 39.34 | 194.3 | 0 | 0 | 177.18 | 0 | 0 | 0 | 0 | 0 | 19.49 | 0 | 103.57 | 0 | 226.56 | 888.36 | 731.51 | 991.93 | 1723.44
2004 | Strip Mall | 0A | 2090.32 | 0 | 0 | 1181.46 | 632.05 | 167.21 | 128.72 | 0 | 0 | 319.61 | 0 | 0 | 0 | 0 | 0 | 0 | 63.13 | 0 | 0 | 1501.07 | 0 | 2492.18 | 0 | 2492.18
2004 | Strip Mall | 0B | 2090.32 | 0 | 0 | 965.14 | 632.05 | 167.24 | 128.72 | 0 | 0 | 355.48 | 0 | 0 | 0 | 0 | 0 | 0 | 62.63 | 0 | 0 | 1320.62 | 0 | 2311.26 | 0 | 2311.26
2004 | Strip Mall | 1A | 2090.32 | 0 | 0 | 777.02 | 632.05 | 167.26 | 128.72 | 0 | 0 | 284.64 | 0 | 0 | 0 | 0 | 0 | 0 | 64.11 | 0 | 0 | 1061.66 | 0 | 2053.8 | 0 | 2053.8
2004 | Strip Mall | 1B | 2090.32 | 0 | 3.88 | 779.91 | 632.05 | 167.05 | 128.72 | 0 | 0 | 342.62 | 0 | 0 | 0 | 0 | 0 | 0 | 63.85 | 0 | 0 | 1122.53 | 3.88 | 2114.19 | 3.88 | 2118.07
2004 | Strip Mall | 2A | 2090.32 | 0 | 25.97 | 664.24 | 632.05 | 166.99 | 128.72 | 0 | 0 | 302.25 | 0 | 0 | 0 | 0 | 0 | 0 | 65.37 | 0 | 0 | 966.49 | 25.97 | 1959.62 | 25.97 | 1985.59
2004 | Strip Mall | 2B | 2090.32 | 0 | 8.92 | 512.07 | 632.05 | 167.11 | 128.72 | 0 | 0 | 349.82 | 0 | 0 | 0 | 0 | 0 | 0 | 65.2 | 0 | 0 | 861.89 | 8.92 | 1854.98 | 8.92 | 1863.9
2004 | Strip Mall | 3A | 2090.32 | 0 | 281.24 | 367.87 | 632.05 | 167.08 | 128.72 | 0 | 0 | 292.13 | 0 | 0 | 0 | 0 | 0 | 0 | 67.62 | 0 | 0 | 660 | 281.24 | 1655.48 | 281.24 | 1936.72
2004 | Strip Mall | 3B | 2090.32 | 0 | 62.5 | 321.57 | 632.05 | 167.08 | 128.72 | 0 | 0 | 333.92 | 0 | 0 | 0 | 0 | 0 | 0 | 66.82 | 0 | 0 | 655.49 | 62.5 | 1650.16 | 62.5 | 1712.66
2004 | Strip Mall | 3C | 2090.32 | 0 | 9.11 | 128.21 | 632.05 | 167.05 | 128.72 | 0 | 0 | 276.66 | 0 | 0 | 0 | 0 | 0 | 0 | 67.56 | 0 | 0 | 404.87 | 9.11 | 1400.24 | 9.11 | 1409.35
2004 | Strip Mall | 4A | 2090.32 | 0 | 754.99 | 223.39 | 632.05 | 166.83 | 128.72 | 0 | 0 | 265.07 | 0 | 0 | 0 | 0 | 0 | 0 | 69.48 | 0 | 0 | 488.46 | 754.99 | 1485.54 | 754.99 | 2240.53
2004 | Strip Mall | 4B | 2090.32 | 0 | 225.06 | 206.24 | 632.05 | 166.95 | 128.72 | 0 | 0 | 329.3 | 0 | 0 | 0 | 0 | 0 | 0 | 68.85 | 0 | 0 | 535.54 | 225.06 | 1532.12 | 225.06 | 1757.18
2004 | Strip Mall | 4C | 2090.32 | 0 | 550.59 | 56.81 | 632.05 | 166.64 | 128.72 | 0 | 0 | 249.03 | 0 | 0 | 0 | 0 | 0 | 0 | 70 | 0 | 0 | 305.84 | 550.59 | 1303.25 | 550.59 | 1853.84
2004 | Strip Mall | 5A | 2090.32 | 0 | 1080.3 | 122.28 | 632.05 | 166.88 | 128.72 | 0 | 0 | 249.05 | 0 | 0 | 0 | 0 | 0 | 0 | 70.92 | 0 | 0 | 371.33 | 1080.3 | 1369.9 | 1080.3 | 2450.2
2004 | Strip Mall | 5B | 2090.32 | 0 | 554.45 | 160.89 | 632.05 | 166.88 | 128.72 | 0 | 0 | 308.05 | 0 | 0 | 0 | 0 | 0 | 0 | 70.37 | 0 | 0 | 468.94 | 554.45 | 1466.97 | 554.45 | 2021.42
2004 | Strip Mall | 5C | 2090.32 | 0 | 657.79 | 24.4 | 632.05 | 166.62 | 128.72 | 0 | 0 | 220.06 | 0 | 0 | 0 | 0 | 0 | 0 | 70.83 | 0 | 0 | 244.46 | 657.79 | 1242.68 | 657.79 | 1900.47
2004 | Strip Mall | 6A | 2090.32 | 0 | 1472.83 | 145.92 | 632.05 | 166.8 | 128.72 | 0 | 0 | 299.51 | 0 | 0 | 0 | 0 | 0 | 0 | 71.97 | 0 | 0 | 445.43 | 1472.83 | 1444.98 | 1472.83 | 2917.81
2004 | Strip Mall | 6B | 2090.32 | 0 | 988.5 | 101.74 | 632.05 | 166.68 | 128.72 | 0 | 0 | 314.1 | 0 | 0 | 0 | 0 | 0 | 0 | 71.69 | 0 | 0 | 415.84 | 988.5 | 1414.98 | 988.5 | 2403.48
2004 | Strip Mall | 7 | 2090.32 | 0 | 1729.65 | 105.49 | 632.05 | 166.58 | 128.72 | 0 | 0 | 322.93 | 0 | 0 | 0 | 0 | 0 | 0 | 73.15 | 0 | 0 | 428.42 | 1729.65 | 1428.92 | 1729.65 | 3158.57
2004 | Strip Mall | 8 | 2090.32 | 0 | 2327.27 | 46.53 | 632.05 | 165.66 | 128.72 | 0 | 0 | 357.34 | 0 | 0 | 0 | 0 | 0 | 0 | 74.77 | 0 | 0 | 403.87 | 2327.27 | 1405.06 | 2327.27 | 3732.33
2007 | Strip Mall | 0A | 2090.32 | 0 | 0 | 1132.7 | 681.28 | 167.21 | 128.72 | 0 | 0 | 326.1 | 0 | 0 | 0 | 0 | 0 | 0 | 63.13 | 0 | 0 | 1458.8 | 0 | 2499.15 | 0 | 2499.15
2007 | Strip Mall | 0B | 2090.32 | 0 | 0 | 930.16 | 681.28 | 167.24 | 128.72 | 0 | 0 | 361.5 | 0 | 0 | 0 | 0 | 0 | 0 | 62.61 | 0 | 0 | 1291.66 | 0 | 2331.52 | 0 | 2331.52
2007 | Strip Mall | 1A | 2090.32 | 0 | 0 | 759.38 | 681.28 | 167.26 | 128.72 | 0 | 0 | 293.05 | 0 | 0 | 0 | 0 | 0 | 0 | 64.11 | 0 | 0 | 1052.43 | 0 | 2093.8 | 0 | 2093.8
2007 | Strip Mall | 1B | 2090.32 | 0 | 1.55 | 758.42 | 681.28 | 167.05 | 128.72 | 0 | 0 | 348.94 | 0 | 0 | 0 | 0 | 0 | 0 | 63.81 | 0 | 0 | 1107.36 | 1.55 | 2148.23 | 1.55 | 2149.78
2007 | Strip Mall | 2A | 2090.32 | 0 | 10.42 | 636 | 681.28 | 166.99 | 128.72 | 0 | 0 | 295.51 | 0 | 0 | 0 | 0 | 0 | 0 | 65.31 | 0 | 0 | 931.51 | 10.42 | 1973.83 | 10.42 | 1984.25
2007 | Strip Mall | 2B | 2090.32 | 0 | 2.62 | 495.97 | 681.28 | 167.11 | 128.72 | 0 | 0 | 340.09 | 0 | 0 | 0 | 0 | 0 | 0 | 65.11 | 0 | 0 | 836.06 | 2.62 | 1878.29 | 2.62 | 1880.91
2007 | Strip Mall | 3A | 2090.32 | 0 | 141.05 | 344.41 | 681.28 | 167.08 | 128.72 | 0 | 0 | 265.07 | 0 | 0 | 0 | 0 | 0 | 0 | 67.5 | 0 | 0 | 609.48 | 141.05 | 1654.07 | 141.05 | 1795.12
2007 | Strip Mall | 3B | 2090.32 | 0 | 13.45 | 293.15 | 681.28 | 167.08 | 128.72 | 0 | 0 | 305.33 | 0 | 0 | 0 | 0 | 0 | 0 | 66.65 | 0 | 0 | 598.48 | 13.45 | 1642.21 | 13.45 | 1655.66
2007 | Strip Mall | 3C | 2090.32 | 0 | 2.45 | 156.47 | 681.28 | 167.05 | 128.72 | 0 | 0 | 243.64 | 0 | 0 | 0 | 0 | 0 | 0 | 67.45 | 0 | 0 | 400.11 | 2.45 | 1444.62 | 2.45 | 1447.07
2007 | Strip Mall | 4A | 2090.32 | 0 | 397.29 | 218.58 | 681.28 | 166.83 | 128.72 | 0 | 0 | 247.4 | 0 | 0 | 0 | 0 | 0 | 0 | 69.31 | 0 | 0 | 465.98 | 397.29 | 1512.12 | 397.29 | 1909.41
2007 | Strip Mall | 4B | 2090.32 | 0 | 65.47 | 189.79 | 681.28 | 166.95 | 128.72 | 0 | 0 | 306.63 | 0 | 0 | 0 | 0 | 0 | 0 | 68.6 | 0 | 0 | 496.42 | 65.47 | 1541.98 | 65.47 | 1607.45
2007 | Strip Mall | 4C | 2090.32 | 0 | 243.43 | 65.99 | 681.28 | 166.64 | 128.72 | 0 | 0 | 234.31 | 0 | 0 | 0 | 0 | 0 | 0 | 69.75 | 0 | 0 | 300.3 | 243.43 | 1346.69 | 243.43 | 1590.12
2007 | Strip Mall | 5A | 2090.32 | 0 | 659.44 | 128.25 | 681.28 | 166.88 | 128.72 | 0 | 0 | 233.6 | 0 | 0 | 0 | 0 | 0 | 0 | 70.76 | 0 | 0 | 361.85 | 659.44 | 1409.49 | 659.44 | 2068.93
2007 | Strip Mall | 5B | 2090.32 | 0 | 291.43 | 160.35 | 681.28 | 166.88 | 128.72 | 0 | 0 | 286.08 | 0 | 0 | 0 | 0 | 0 | 0 | 70.19 | 0 | 0 | 446.43 | 291.43 | 1493.51 | 291.43 | 1784.94
2007 | Strip Mall | 5C | 2090.32 | 0 | 297.61 | 32.04 | 681.28 | 166.62 | 128.72 | 0 | 0 | 224.09 | 0 | 0 | 0 | 0 | 0 | 0 | 70.57 | 0 | 0 | 256.13 | 297.61 | 1303.33 | 297.61 | 1600.94
2007 | Strip Mall | 6A | 2090.32 | 0 | 937.79 | 146.13 | 681.28 | 166.8 | 128.72 | 0 | 0 | 248.13 | 0 | 0 | 0 | 0 | 0 | 0 | 71.8 | 0 | 0 | 394.26 | 937.79 | 1442.87 | 937.79 | 2380.66
2007 | Strip Mall | 6B | 2090.32 | 0 | 587.15 | 105.24 | 681.28 | 166.68 | 128.72 | 0 | 0 | 273.08 | 0 | 0 | 0 | 0 | 0 | 0 | 71.48 | 0 | 0 | 378.32 | 587.15 | 1426.48 | 587.15 | 2013.63
2007 | Strip Mall | 7 | 2090.32 | 0 | 1161.56 | 109.52 | 681.28 | 166.58 | 128.72 | 0 | 0 | 249.27 | 0 | 0 | 0 | 0 | 0 | 0 | 73 | 0 | 0 | 358.79 | 1161.56 | 1408.37 | 1161.56 | 2569.93
2007 | Strip Mall | 8 | 2090.32 | 0 | 1747.84 | 53.57 | 681.28 | 165.66 | 128.72 | 0 | 0 | 270.27 | 0 | 0 | 0 | 0 | 0 | 0 | 74.69 | 0 | 0 | 323.84 | 1747.84 | 1374.2 | 1747.84 | 3122.04
2010 | Strip Mall | 0A | 2090.32 | 0 | 0 | 847.9 | 610.36 | 91.98 | 128.15 | 0 | 0 | 258.95 | 0 | 0 | 0 | 0 | 0 | 0 | 57.77 | 0 | 0 | 1106.85 | 0 | 1995.12 | 0 | 1995.12
2010 | Strip Mall | 0B | 2090.32 | 0 | 0 | 686.68 | 610.36 | 91.96 | 128.15 | 0 | 0 | 257.6 | 0 | 0 | 0 | 0 | 0 | 0 | 57.44 | 0 | 0 | 944.28 | 0 | 1832.18 | 0 | 1832.18
2010 | Strip Mall | 1A | 2090.32 | 0 | 0 | 541.81 | 610.36 | 91.97 | 128.15 | 0 | 0 | 220.19 | 0 | 0 | 0 | 0 | 0 | 0 | 58.75 | 0 | 0 | 762 | 0 | 1651.23 | 0 | 1651.23
2010 | Strip Mall | 1B | 2090.32 | 0 | 3.46 | 552.33 | 610.36 | 91.83 | 128.15 | 0 | 0 | 262.87 | 0 | 0 | 0 | 0 | 0 | 0 | 58.6 | 0 | 0 | 815.2 | 3.46 | 1704.14 | 3.46 | 1707.6
2010 | Strip Mall | 2A | 2090.32 | 0 | 10.1 | 428.96 | 610.36 | 91.8 | 128.15 | 0 | 0 | 222.33 | 0 | 0 | 0 | 0 | 0 | 0 | 59.93 | 0 | 0 | 651.29 | 10.1 | 1541.53 | 10.1 | 1551.63
2010 | Strip Mall | 2B | 2090.32 | 0 | 1.52 | 324.67 | 610.36 | 91.88 | 128.15 | 0 | 0 | 253.02 | 0 | 0 | 0 | 0 | 0 | 0 | 59.84 | 0 | 0 | 577.69 | 1.52 | 1467.92 | 1.52 | 1469.44
2010 | Strip Mall | 3A | 2090.32 | 0 | 142.97 | 219.36 | 610.36 | 91.86 | 128.15 | 0 | 0 | 195 | 0 | 0 | 0 | 0 | 0 | 0 | 62.02 | 0 | 0 | 414.36 | 142.97 | 1306.75 | 142.97 | 1449.72
2010 | Strip Mall | 3B | 2090.32 | 0 | 26.11 | 202.83 | 610.36 | 91.85 | 128.15 | 0 | 0 | 219.49 | 0 | 0 | 0 | 0 | 0 | 0 | 61.35 | 0 | 0 | 422.32 | 26.11 | 1314.02 | 26.11 | 1340.13
2010 | Strip Mall | 3C | 2090.32 | 0 | 2.57 | 80.97 | 610.36 | 92.01 | 128.15 | 0 | 0 | 219.52 | 0 | 0 | 0 | 0 | 0 | 0 | 62.08 | 0 | 0 | 300.49 | 2.57 | 1193.09 | 2.57 | 1195.66
2010 | Strip Mall | 4A | 2090.32 | 0 | 385.85 | 139.76 | 610.36 | 92.04 | 128.15 | 0 | 0 | 189.71 | 0 | 0 | 0 | 0 | 0 | 0 | 63.71 | 0 | 0 | 329.47 | 385.85 | 1223.74 | 385.85 | 1609.59
2010 | Strip Mall | 4B | 2090.32 | 0 | 85.88 | 142.49 | 610.36 | 91.82 | 128.15 | 0 | 0 | 233.2 | 0 | 0 | 0 | 0 | 0 | 0 | 63.14 | 0 | 0 | 375.69 | 85.88 | 1269.16 | 85.88 | 1355.04
2010 | Strip Mall | 4C | 2090.32 | 0 | 237.43 | 39.66 | 610.36 | 92.03 | 128.15 | 0 | 0 | 220.63 | 0 | 0 | 0 | 0 | 0 | 0 | 64.17 | 0 | 0 | 260.29 | 237.43 | 1155 | 237.43 | 1392.43
2010 | Strip Mall | 5A | 2090.32 | 0 | 637.92 | 76.45 | 610.36 | 91.89 | 128.15 | 0 | 0 | 179.1 | 0 | 0 | 0 | 0 | 0 | 0 | 65.1 | 0 | 0 | 255.55 | 637.92 | 1151.05 | 637.92 | 1788.97
2010 | Strip Mall | 5B | 2090.32 | 0 | 314.24 | 97.58 | 610.36 | 91.99 | 128.15 | 0 | 0 | 217.83 | 0 | 0 | 0 | 0 | 0 | 0 | 64.63 | 0 | 0 | 315.41 | 314.24 | 1210.54 | 314.24 | 1524.78
2010 | Strip Mall | 5C | 2090.32 | 0 | 307.36 | 14.98 | 610.36 | 91.98 | 128.15 | 0 | 0 | 209.21 | 0 | 0 | 0 | 0 | 0 | 0 | 64.97 | 0 | 0 | 224.19 | 307.36 | 1119.66 | 307.36 | 1427.02
2010 | Strip Mall | 6A | 2090.32 | 0 | 898.62 | 91.62 | 610.36 | 91.94 | 128.15 | 0 | 0 | 191.55 | 0 | 0 | 0 | 0 | 0 | 0 | 66.11 | 0 | 0 | 283.17 | 898.62 | 1179.74 | 898.62 | 2078.36
2010 | Strip Mall | 6B | 2090.32 | 0 | 598.2 | 61.83 | 610.36 | 91.83 | 128.15 | 0 | 0 | 211.98 | 0 | 0 | 0 | 0 | 0 | 0 | 65.83 | 0 | 0 | 273.81 | 598.2 | 1169.98 | 598.2 | 1768.18
2010 | Strip Mall | 7 | 2090.32 | 0 | 1114.68 | 60.81 | 610.36 | 91.99 | 128.15 | 0 | 0 | 195.25 | 0 | 0 | 0 | 0 | 0 | 0 | 67.29 | 0 | 0 | 256.06 | 1114.68 | 1153.85 | 1114.68 | 2268.53
2010 | Strip Mall | 8 | 2090.32 | 0 | 1685.84 | 19.92 | 610.36 | 92.62 | 128.15 | 0 | 0 | 219.35 | 0 | 0 | 0 | 0 | 0 | 0 | 68.92 | 0 | 0 | 239.27 | 1685.84 | 1139.33 | 1685.84 | 2825.17
2013 | Strip Mall | 0A | 2090.32 | 0 | 0 | 737.03 | 550.85 | 91.98 | 128.15 | 0 | 0 | 123 | 0 | 0 | 0 | 0 | 0 | 0 | 57.5 | 0 | 0 | 860.03 | 0 | 1688.51 | 0 | 1688.51
2013 | Strip Mall | 0B | 2090.32 | 0 | 0 | 639.79 | 550.85 | 91.96 | 128.15 | 0 | 0 | 147.47 | 0 | 0 | 0 | 0 | 0 | 0 | 57.45 | 0 | 0 | 787.26 | 0 | 1615.68 | 0 | 1615.68
2013 | Strip Mall | 1A | 2090.32 | 0 | 0 | 474.23 | 550.85 | 91.97 | 128.15 | 0 | 0 | 97.7 | 0 | 0 | 0 | 0 | 0 | 0 | 58.55 | 0 | 0 | 571.93 | 0 | 1401.46 | 0 | 1401.46
2013 | Strip Mall | 1B | 2090.32 | 0 | 4.49 | 509.69 | 550.85 | 91.83 | 128.15 | 0 | 0 | 139.36 | 0 | 0 | 0 | 0 | 0 | 0 | 58.61 | 0 | 0 | 649.05 | 4.49 | 1478.5 | 4.49 | 1482.99
2013 | Strip Mall | 2A | 2090.32 | 0 | 12.92 | 381.38 | 550.85 | 91.8 | 128.15 | 0 | 0 | 101.41 | 0 | 0 | 0 | 0 | 0 | 0 | 59.78 | 0 | 0 | 482.79 | 12.92 | 1313.37 | 12.92 | 1326.29
2013 | Strip Mall | 2B | 2090.32 | 0 | 2.48 | 295.84 | 550.85 | 91.88 | 128.15 | 0 | 0 | 123.6 | 0 | 0 | 0 | 0 | 0 | 0 | 59.85 | 0 | 0 | 419.44 | 2.48 | 1250.17 | 2.48 | 1252.65
2013 | Strip Mall | 3A | 2090.32 | 0 | 160.73 | 197.48 | 550.85 | 91.86 | 128.15 | 0 | 0 | 92.8 | 0 | 0 | 0 | 0 | 0 | 0 | 61.95 | 0 | 0 | 290.28 | 160.73 | 1123.08 | 160.73 | 1283.81
2013 | Strip Mall | 3B | 2090.32 | 0 | 39.63 | 187.48 | 550.85 | 91.85 | 128.15 | 0 | 0 | 105.71 | 0 | 0 | 0 | 0 | 0 | 0 | 61.37 | 0 | 0 | 293.19 | 39.63 | 1125.42 | 39.63 | 1165.05
2013 | Strip Mall | 3C | 2090.32 | 0 | 3.93 | 76.77 | 550.85 | 92.01 | 128.15 | 0 | 0 | 163.91 | 0 | 0 | 0 | 0 | 0 | 0 | 62.05 | 0 | 0 | 240.68 | 3.93 | 1073.74 | 3.93 | 1077.67
2013 | Strip Mall | 4A | 2090.32 | 0 | 395.7 | 128.54 | 550.85 | 92.04 | 128.15 | 0 | 0 | 93.53 | 0 | 0 | 0 | 0 | 0 | 0 | 63.63 | 0 | 0 | 222.07 | 395.7 | 1056.75 | 395.7 | 1452.45
2013 | Strip Mall | 4B | 2090.32 | 0 | 81.96 | 125.3 | 550.85 | 91.82 | 128.15 | 0 | 0 | 151.74 | 0 | 0 | 0 | 0 | 0 | 0 | 63.04 | 0 | 0 | 277.04 | 81.96 | 1110.9 | 81.96 | 1192.86
2013 | Strip Mall | 4C | 2090.32 | 0 | 233.39 | 36.56 | 550.85 | 92.03 | 128.15 | 0 | 0 | 165.76 | 0 | 0 | 0 | 0 | 0 | 0 | 64.11 | 0 | 0 | 202.32 | 233.39 | 1037.47 | 233.39 | 1270.86
2013 | Strip Mall | 5A | 2090.32 | 0 | 610.93 | 71 | 550.85 | 91.89 | 128.15 | 0 | 0 | 116.78 | 0 | 0 | 0 | 0 | 0 | 0 | 65.03 | 0 | 0 | 187.78 | 610.93 | 1023.7 | 610.93 | 1634.63
2013 | Strip Mall | 5B | 2090.32 | 0 | 290.8 | 89.68 | 550.85 | 91.99 | 128.15 | 0 | 0 | 148.38 | 0 | 0 | 0 | 0 | 0 | 0 | 64.54 | 0 | 0 | 238.06 | 290.8 | 1073.6 | 290.8 | 1364.4
2013 | Strip Mall | 5C | 2090.32 | 0 | 288.21 | 18.94 | 550.85 | 91.98 | 128.15 | 0 | 0 | 163.03 | 0 | 0 | 0 | 0 | 0 | 0 | 64.91 | 0 | 0 | 181.97 | 288.21 | 1017.87 | 288.21 | 1306.08
2013 | Strip Mall | 6A | 2090.32 | 0 | 872.42 | 83.32 | 550.85 | 91.94 | 128.15 | 0 | 0 | 98.83 | 0 | 0 | 0 | 0 | 0 | 0 | 66.04 | 0 | 0 | 182.15 | 872.42 | 1019.14 | 872.42 | 1891.56
2013 | Strip Mall | 6B | 2090.32 | 0 | 540.92 | 52.7 | 550.85 | 91.83 | 128.15 | 0 | 0 | 189.31 | 0 | 0 | 0 | 0 | 0 | 0 | 65.74 | 0 | 0 | 242.01 | 540.92 | 1078.59 | 540.92 | 1619.51
2013 | Strip Mall | 7 | 2090.32 | 0 | 1051.46 | 56.21 | 550.85 | 91.99 | 128.15 | 0 | 0 | 101.58 | 0 | 0 | 0 | 0 | 0 | 0 | 67.21 | 0 | 0 | 157.79 | 1051.46 | 995.98 | 1051.46 | 2047.44
2013 | Strip Mall | 8 | 2090.32 | 0 | 1244.88 | 17.79 | 550.85 | 92.62 | 128.15 | 0 | 0 | 181.13 | 0 | 0 | 0 | 0 | 0 | 9.17 | 68.77 | 0 | 0 | 208.09 | 1244.88 | 1048.48 | 1244.88 | 2293.36
2016 | Strip Mall | 0A | 2090.32 | 0 | 0 | 698.55 | 450.89 | 59.48 | 128.15 | 0 | 0 | 117.09 | 0 | 0 | 0 | 0 | 0 | 0 | 57.52 | 0 | 0 | 815.64 | 0 | 1511.69 | 0 | 1511.69
2016 | Strip Mall | 0B | 2090.32 | 0 | 0 | 605.46 | 450.89 | 59.44 | 128.15 | 0 | 0 | 142.59 | 0 | 0 | 0 | 0 | 0 | 0 | 57.48 | 0 | 0 | 748.05 | 0 | 1444.02 | 0 | 1444.02
2016 | Strip Mall | 1A | 2090.32 | 0 | 0 | 446.74 | 450.89 | 59.45 | 128.15 | 0 | 0 | 92.9 | 0 | 0 | 0 | 0 | 0 | 0 | 58.57 | 0 | 0 | 539.64 | 0 | 1236.71 | 0 | 1236.71
2016 | Strip Mall | 1B | 2090.32 | 0 | 6.62 | 482.62 | 450.89 | 59.35 | 128.15 | 0 | 0 | 133.68 | 0 | 0 | 0 | 0 | 0 | 0 | 58.64 | 0 | 0 | 616.3 | 6.62 | 1313.33 | 6.62 | 1319.95
2016 | Strip Mall | 2A | 2090.32 | 0 | 18.1 | 355.76 | 450.89 | 59.32 | 128.15 | 0 | 0 | 96.49 | 0 | 0 | 0 | 0 | 0 | 0 | 59.82 | 0 | 0 | 452.25 | 18.1 | 1150.43 | 18.1 | 1168.53
2016 | Strip Mall | 2B | 2090.32 | 0 | 4.59 | 277.32 | 450.89 | 59.38 | 128.15 | 0 | 0 | 117.96 | 0 | 0 | 0 | 0 | 0 | 0 | 59.89 | 0 | 0 | 395.28 | 4.59 | 1093.6 | 4.59 | 1098.19
2016 | Strip Mall | 3A | 2090.32 | 0 | 181.51 | 181.74 | 450.89 | 59.36 | 128.15 | 0 | 0 | 87.77 | 0 | 0 | 0 | 0 | 0 | 0 | 61.99 | 0 | 0 | 269.51 | 181.51 | 969.9 | 181.51 | 1151.41
2016 | Strip Mall | 3B | 2090.32 | 0 | 46.14 | 170.87 | 450.89 | 59.36 | 128.15 | 0 | 0 | 131.78 | 0 | 0 | 0 | 0 | 0 | 0 | 61.41 | 0 | 0 | 302.65 | 46.14 | 1002.47 | 46.14 | 1048.61
2016 | Strip Mall | 3C | 2090.32 | 0 | 6.92 | 71.63 | 450.89 | 59.56 | 128.15 | 0 | 0 | 157.2 | 0 | 0 | 0 | 0 | 0 | 0 | 62.09 | 0 | 0 | 228.83 | 6.92 | 929.53 | 6.92 | 936.45
2016 | Strip Mall | 4A | 2090.32 | 0 | 445.87 | 115.57 | 450.89 | 59.67 | 128.15 | 0 | 0 | 87.88 | 0 | 0 | 0 | 0 | 0 | 0 | 63.68 | 0 | 0 | 203.45 | 445.87 | 905.84 | 445.87 | 1351.71
2016 | Strip Mall | 4B | 2090.32 | 0 | 113.98 | 111.64 | 450.89 | 59.36 | 128.15 | 0 | 0 | 155.33 | 0 | 0 | 0 | 0 | 0 | 0 | 63.1 | 0 | 0 | 266.97 | 113.98 | 968.47 | 113.98 | 1082.45
2016 | Strip Mall | 4C | 2090.32 | 0 | 283.84 | 33.51 | 450.89 | 59.71 | 128.15 | 0 | 0 | 158.08 | 0 | 0 | 0 | 0 | 0 | 0 | 64.18 | 0 | 0 | 191.59 | 283.84 | 894.52 | 283.84 | 1178.36
2016 | Strip Mall | 5A | 2090.32 | 0 | 658.79 | 61.84 | 450.89 | 59.46 | 128.15 | 0 | 0 | 119.64 | 0 | 0 | 0 | 0 | 0 | 0 | 65.07 | 0 | 0 | 181.48 | 658.79 | 885.05 | 658.79 | 1543.84
2016 | Strip Mall | 5B | 2090.32 | 0 | 315.55 | 78.95 | 450.89 | 59.59 | 128.15 | 0 | 0 | 187.54 | 0 | 0 | 0 | 0 | 0 | 0 | 64.58 | 0 | 0 | 266.49 | 315.55 | 969.69 | 315.55 | 1285.24
2016 | Strip Mall | 5C | 2090.32 | 0 | 349.09 | 14.14 | 450.89 | 59.65 | 128.15 | 0 | 0 | 151.54 | 0 | 0 | 0 | 0 | 0 | 0 | 64.98 | 0 | 0 | 165.68 | 349.09 | 869.35 | 349.09 | 1218.44
2016 | Strip Mall | 6A | 2090.32 | 0 | 917.44 | 74.97 | 450.89 | 59.55 | 128.15 | 0 | 0 | 94.05 | 0 | 0 | 0 | 0 | 0 | 0 | 66.08 | 0 | 0 | 169.02 | 917.44 | 873.71 | 917.44 | 1791.15
2016 | Strip Mall | 6B | 2090.32 | 0 | 587.08 | 49.65 | 450.89 | 59.45 | 128.15 | 0 | 0 | 179.12 | 0 | 0 | 0 | 0 | 0 | 0 | 65.79 | 0 | 0 | 228.77 | 587.08 | 933.05 | 587.08 | 1520.13
2016 | Strip Mall | 7 | 2090.32 | 0 | 1076.71 | 47.24 | 450.89 | 59.67 | 128.15 | 0 | 0 | 132.65 | 0 | 0 | 0 | 0 | 0 | 0 | 67.24 | 0 | 0 | 179.89 | 1076.71 | 885.84 | 1076.71 | 1962.55
2016 | Strip Mall | 8 | 2090.32 | 0 | 1267.89 | 15.29 | 450.89 | 61.36 | 128.15 | 0 | 0 | 189.06 | 0 | 0 | 0 | 0 | 0 | 9.53 | 68.79 | 0 | 0 | 213.88 | 1267.89 | 923.08 | 1267.89 | 2190.97
2019 | Strip Mall | 0A | 2090.32 | 0 | 0 | 683.18 | 402.56 | 59.48 | 128.15 | 0 | 0 | 114.78 | 0 | 0 | 0 | 0 | 0 | 0 | 57.53 | 0 | 0 | 797.96 | 0 | 1445.68 | 0 | 1445.68
2019 | Strip Mall | 0B | 2090.32 | 0 | 0 | 592.02 | 402.56 | 59.44 | 128.15 | 0 | 0 | 139.93 | 0 | 0 | 0 | 0 | 0 | 0 | 57.49 | 0 | 0 | 731.95 | 0 | 1379.58 | 0 | 1379.58
2019 | Strip Mall | 1A | 2090.32 | 0 | 0 | 430.64 | 402.56 | 59.45 | 128.15 | 0 | 0 | 89.4 | 0 | 0 | 0 | 0 | 0 | 0 | 58.58 | 0 | 0 | 520.04 | 0 | 1168.79 | 0 | 1168.79
2019 | Strip Mall | 1B | 2090.32 | 0 | 7.91 | 467.13 | 402.56 | 59.35 | 128.15 | 0 | 0 | 130.45 | 0 | 0 | 0 | 0 | 0 | 0 | 58.66 | 0 | 0 | 597.58 | 7.91 | 1246.29 | 7.91 | 1254.2
2019 | Strip Mall | 2A | 2090.32 | 0 | 20.51 | 342.84 | 402.56 | 59.32 | 128.15 | 0 | 0 | 93.83 | 0 | 0 | 0 | 0 | 0 | 0 | 59.83 | 0 | 0 | 436.67 | 20.51 | 1086.52 | 20.51 | 1107.03
2019 | Strip Mall | 2B | 2090.32 | 0 | 5.75 | 267.65 | 402.56 | 59.38 | 128.15 | 0 | 0 | 114.51 | 0 | 0 | 0 | 0 | 0 | 0 | 59.91 | 0 | 0 | 382.16 | 5.75 | 1032.16 | 5.75 | 1037.91
2019 | Strip Mall | 3A | 2090.32 | 0 | 191.22 | 173.36 | 402.56 | 59.36 | 128.15 | 0 | 0 | 86.56 | 0 | 0 | 0 | 0 | 0 | 0 | 62.01 | 0 | 0 | 259.92 | 191.22 | 912 | 191.22 | 1103.22
2019 | Strip Mall | 3B | 2090.32 | 0 | 54.6 | 163.21 | 402.56 | 59.36 | 128.15 | 0 | 0 | 127.02 | 0 | 0 | 0 | 0 | 0 | 0 | 61.43 | 0 | 0 | 290.23 | 54.6 | 941.73 | 54.6 | 996.33
2019 | Strip Mall | 3C | 2090.32 | 0 | 9.51 | 63.99 | 402.56 | 59.56 | 128.15 | 0 | 0 | 149.67 | 0 | 0 | 0 | 0 | 0 | 0 | 62.12 | 0 | 0 | 213.66 | 9.51 | 866.05 | 9.51 | 875.56
2019 | Strip Mall | 4A | 2090.32 | 0 | 453.47 | 107.88 | 402.56 | 59.67 | 128.15 | 0 | 0 | 102.53 | 0 | 0 | 0 | 0 | 0 | 0 | 63.69 | 0 | 0 | 210.41 | 453.47 | 864.48 | 453.47 | 1317.95
2019 | Strip Mall | 4B | 2090.32 | 0 | 117.55 | 104.37 | 402.56 | 59.36 | 128.15 | 0 | 0 | 185.79 | 0 | 0 | 0 | 0 | 0 | 0 | 63.11 | 0 | 0 | 290.16 | 117.55 | 943.34 | 117.55 | 1060.89
2019 | Strip Mall | 4C | 2090.32 | 0 | 307.08 | 30.01 | 402.56 | 59.71 | 128.15 | 0 | 0 | 150.97 | 0 | 0 | 0 | 0 | 0 | 0 | 64.2 | 0 | 0 | 180.98 | 307.08 | 835.6 | 307.08 | 1142.68
2019 | Strip Mall | 5A | 2090.32 | 0 | 673.91 | 56.24 | 402.56 | 59.46 | 128.15 | 0 | 0 | 124.06 | 0 | 0 | 0 | 0 | 0 | 0 | 65.09 | 0 | 0 | 180.3 | 673.91 | 835.57 | 673.91 | 1509.48
2019 | Strip Mall | 5B | 2090.32 | 0 | 334.55 | 76.15 | 402.56 | 59.59 | 128.15 | 0 | 0 | 178.95 | 0 | 0 | 0 | 0 | 0 | 0 | 64.6 | 0 | 0 | 255.1 | 334.55 | 910 | 334.55 | 1244.55
2019 | Strip Mall | 5C | 2090.32 | 0 | 376.96 | 16.4 | 402.56 | 59.65 | 128.15 | 0 | 0 | 144.63 | 0 | 0 | 0 | 0 | 0 | 0 | 65.01 | 0 | 0 | 161.03 | 376.96 | 816.4 | 376.96 | 1193.36
2019 | Strip Mall | 6A | 2090.32 | 0 | 936.9 | 68.92 | 402.56 | 59.55 | 128.15 | 0 | 0 | 94.82 | 0 | 0 | 0 | 0 | 0 | 0 | 66.11 | 0 | 0 | 163.74 | 936.9 | 820.11 | 936.9 | 1757.01
2019 | Strip Mall | 6B | 2090.32 | 0 | 611.11 | 46.01 | 402.56 | 59.45 | 128.15 | 0 | 0 | 177.67 | 0 | 0 | 0 | 0 | 0 | 0 | 65.81 | 0 | 0 | 223.68 | 611.11 | 879.65 | 611.11 | 1490.76
2019 | Strip Mall | 7 | 2090.32 | 0 | 1100.85 | 42.1 | 402.56 | 59.67 | 128.15 | 0 | 0 | 129.62 | 0 | 0 | 0 | 0 | 0 | 0 | 67.26 | 0 | 0 | 171.72 | 1100.85 | 829.36 | 1100.85 | 1930.21
2019 | Strip Mall | 8 | 2090.32 | 0 | 1290.14 | 12.95 | 402.56 | 61.36 | 128.15 | 0 | 0 | 187.53 | 0 | 0 | 0 | 0 | 0 | 9.76 | 68.82 | 0 | 0 | 210.24 | 1290.14 | 871.13 | 1290.14 | 2161.27
2004 | Primary School | 0A | 6871 | 0 | 0.35 | 4579.45 | 1210.34 | 83.37 | 1305.76 | 361.03 | 48.03 | 955.3 | 0.15 | 0.14659 | 0.003409 | 0 | 0 | 47.06 | 27.9 | 83.78 | 79.45 | 5581.8134 | 0.35 | 8336.81 | 445.17 | 8781.98
2004 | Primary School | 0B | 6871 | 0 | 5.17 | 3273.07 | 1210.34 | 83.39 | 1305.76 | 361.03 | 48.03 | 827.39 | 0.17 | 0.14659 | 0.023409 | 0 | 0 | 45.34 | 27.91 | 85.86 | 78.68 | 4145.8234 | 5.17 | 6900.09 | 452.06 | 7352.15
2004 | Primary School | 1A | 6871 | 0 | 20.73 | 2497.31 | 1210.34 | 83.39 | 1305.76 | 361.03 | 48.03 | 776.16 | 0.22 | 0.14659 | 0.073409 | 0 | 0 | 202.78 | 27.94 | 90.3 | 78.01 | 3476.3234 | 20.73 | 6229.95 | 472.06 | 6702.01
2004 | Primary School | 1B | 6871 | 0 | 63.23 | 2681.4 | 1210.34 | 83.29 | 1305.76 | 361.03 | 48.03 | 699.82 | 0.4 | 0.14659 | 0.25341 | 0 | 0 | 42.03 | 27.93 | 93.33 | 78.09 | 3423.5034 | 63.23 | 6177.1 | 517.58 | 6694.68
2004 | Primary School | 2A | 6871 | 0 | 157.92 | 2108.95 | 1210.34 | 83.26 | 1305.76 | 361.03 | 48.03 | 648.69 | 0.78 | 0.14659 | 0.63341 | 0 | 0 | 185.18 | 27.95 | 99.14 | 77.85 | 2943.4534 | 157.92 | 5696.8 | 618.09 | 6314.89
2004 | Primary School | 2B | 6871 | 0 | 128.12 | 1494.06 | 1210.34 | 83.32 | 1305.76 | 361.03 | 48.03 | 571.27 | 0.69 | 0.14659 | 0.54341 | 0 | 0 | 22.58 | 27.96 | 100.39 | 76.52 | 2088.4534 | 128.12 | 4840.52 | 589.53 | 5430.05
2004 | Primary School | 3A | 6871 | 0 | 645.66 | 1175.67 | 1210.34 | 83.31 | 1305.76 | 361.03 | 48.03 | 600.53 | 2.69 | 0.14659 | 2.5434 | 0 | 0 | 164.84 | 27.98 | 112.5 | 76.9 | 1943.5834 | 645.66 | 4696.04 | 1119.19 | 5815.23
2004 | Primary School | 3B | 6871 | 0 | 265.51 | 935.13 | 1210.34 | 83.3 | 1305.76 | 361.03 | 48.03 | 541.67 | 1.64 | 0.14659 | 1.4934 | 0 | 0 | 116.41 | 27.98 | 109.19 | 76.08 | 1594.7034 | 265.51 | 4346.34 | 735.73 | 5082.07
2004 | Primary School | 3C | 6871 | 0 | 297.4 | 846.39 | 1210.34 | 83.29 | 1305.76 | 361.03 | 48.03 | 557.09 | 1.21 | 0.14659 | 1.0634 | 0 | 0 | 0 | 27.97 | 111.54 | 76.99 | 1404.5434 | 297.4 | 4157.06 | 769.97 | 4927.03
2004 | Primary School | 4A | 6871 | 0 | 1501.83 | 804.71 | 1210.34 | 83.18 | 1305.76 | 361.03 | 48.03 | 613.39 | 5.9 | 0.14659 | 5.7534 | 0 | 0 | 163.14 | 28 | 122.42 | 76.59 | 1586.9934 | 1501.83 | 4339.03 | 1985.28 | 6324.31
2004 | Primary School | 4B | 6871 | 0 | 569.47 | 680.43 | 1210.34 | 83.24 | 1305.76 | 361.03 | 48.03 | 532.53 | 3.52 | 0.14659 | 3.3734 | 0 | 0 | 116.3 | 27.99 | 119.39 | 75.83 | 1332.6334 | 569.47 | 4083.97 | 1049.89 | 5133.86
2004 | Primary School | 4C | 6871 | 0 | 1149.31 | 320.12 | 1210.34 | 83.08 | 1305.76 | 361.03 | 48.03 | 562.86 | 5.37 | 0.14659 | 5.2234 | 0 | 0 | 118.79 | 28.01 | 123.86 | 76.24 | 1006.9934 | 1149.31 | 3758.61 | 1634.2 | 5392.81
2004 | Primary School | 5A | 6871 | 0 | 2077.57 | 474.82 | 1210.34 | 83.2 | 1305.76 | 361.03 | 48.03 | 656.23 | 8.97 | 0.14659 | 8.8234 | 0 | 0 | 116.58 | 28.01 | 130.5 | 76.14 | 1256.4534 | 2077.57 | 4008.08 | 2569.1 | 6577.18
2004 | Primary School | 5B | 6871 | 0 | 1181.67 | 510.26 | 1210.34 | 83.21 | 1305.76 | 361.03 | 48.03 | 537.63 | 6.68 | 0.14659 | 6.5334 | 0 | 0 | 116.52 | 28 | 127.9 | 75.92 | 1170.9434 | 1181.67 | 3922.34 | 1670.6 | 5592.94
2004 | Primary School | 5C | 6871 | 0 | 1283.19 | 208.19 | 1210.34 | 83.08 | 1305.76 | 361.03 | 48.03 | 568.26 | 5.11 | 0.14659 | 4.9634 | 0 | 0 | 117.52 | 28.01 | 128.18 | 76.14 | 898.9334 | 1283.19 | 3650.44 | 1772.4 | 5422.84
2004 | Primary School | 6A | 6871 | 0 | 3119.23 | 490.69 | 1210.34 | 83.17 | 1305.76 | 361.03 | 48.03 | 669.5 | 13.93 | 0.14659 | 13.7834 | 0 | 0 | 117.49 | 28.04 | 137.1 | 75.74 | 1291.4634 | 3119.23 | 4042.68 | 3617.36 | 7660.04
2004 | Primary School | 6B | 6871 | 0 | 2209.29 | 334.79 | 1210.34 | 83.11 | 1305.76 | 361.03 | 48.03 | 559.47 | 11.08 | 0.14659 | 10.9334 | 0 | 0 | 117.04 | 28.02 | 135.21 | 75.55 | 1022.2334 | 2209.29 | 3773.18 | 2705.53 | 6478.71
2004 | Primary School | 7 | 6871 | 0 | 3774.04 | 396.85 | 1210.34 | 83.05 | 1305.76 | 361.03 | 48.03 | 649.68 | 17.09 | 0.14659 | 16.9434 | 0 | 0 | 117.27 | 28.05 | 144.22 | 75.47 | 1180.7434 | 3774.04 | 3931.59 | 4279.29 | 8210.88
2004 | Primary School | 8 | 6871 | 0 | 5308.37 | 204.43 | 1210.34 | 82.6 | 1305.76 | 361.03 | 48.03 | 695.71 | 22.01 | 0.14659 | 21.8634 | 0 | 0 | 117.66 | 28.06 | 152.9 | 75.12 | 1039.6634 | 5308.37 | 3789.72 | 5822.31 | 9612.03
2007 | Primary School | 0A | 6871 | 0 | 0.46 | 4396.21 | 1210.34 | 83.37 | 1305.76 | 361.03 | 48.03 | 807.17 | 0.15 | 0.14659 | 0.003409 | 0 | 0 | 0 | 27.9 | 83.78 | 79.45 | 5203.3834 | 0.46 | 7958.38 | 445.27 | 8403.65
2007 | Primary School | 0B | 6871 | 0 | 4.29 | 3120.96 | 1210.34 | 83.39 | 1305.76 | 361.03 | 48.03 | 698.5 | 0.17 | 0.14659 | 0.023409 | 0 | 0 | 0 | 27.91 | 85.86 | 78.68 | 3819.4834 | 4.29 | 6573.75 | 451.17 | 7024.92
2007 | Primary School | 1A | 6871 | 0 | 17.43 | 2357.02 | 1210.34 | 83.39 | 1305.76 | 361.03 | 48.03 | 656.35 | 0.21 | 0.14659 | 0.063409 | 0 | 0 | 159.28 | 27.94 | 90.3 | 78.01 | 3172.7134 | 17.43 | 5926.35 | 468.76 | 6395.11
2007 | Primary School | 1B | 6871 | 0 | 55 | 2587.92 | 1210.34 | 83.29 | 1305.76 | 361.03 | 48.03 | 612.74 | 0.38 | 0.14659 | 0.23341 | 0 | 0 | 0 | 27.93 | 93.3 | 78.09 | 3200.8934 | 55 | 5954.48 | 509.33 | 6463.81
2007 | Primary School | 2A | 6871 | 0 | 106.52 | 1963.83 | 1210.34 | 83.26 | 1305.76 | 361.03 | 48.03 | 600.25 | 0.59 | 0.14659 | 0.44341 | 0 | 0 | 143.8 | 27.95 | 99.08 | 77.83 | 2708.3234 | 106.52 | 5461.64 | 566.63 | 6028.27
2007 | Primary School | 2B | 6871 | 0 | 79.5 | 1248.44 | 1210.34 | 83.32 | 1305.76 | 361.03 | 48.03 | 504.39 | 0.54 | 0.14659 | 0.39341 | 0 | 0 | 91.45 | 27.96 | 100.31 | 76.5 | 1844.6734 | 79.5 | 4596.73 | 540.84 | 5137.57
2007 | Primary School | 3A | 6871 | 0 | 470.87 | 1106.9 | 1210.34 | 83.31 | 1305.76 | 361.03 | 48.03 | 537.47 | 2.01 | 0.14659 | 1.8634 | 0 | 0 | 125.3 | 27.97 | 112.4 | 76.87 | 1771.5334 | 470.87 | 4523.96 | 944.3 | 5468.26
2007 | Primary School | 3B | 6871 | 0 | 182.79 | 871.01 | 1210.34 | 83.3 | 1305.76 | 361.03 | 48.03 | 479.18 | 1.29 | 0.14659 | 1.1434 | 0 | 0 | 90.9 | 27.98 | 109.07 | 76.05 | 1442.2334 | 182.79 | 4193.84 | 652.89 | 4846.73
2007 | Primary School | 3C | 6871 | 0 | 149.89 | 796.26 | 1210.34 | 83.29 | 1305.76 | 361.03 | 48.03 | 536.95 | 0.77 | 0.14659 | 0.62341 | 0 | 0 | 0 | 27.97 | 111.44 | 76.98 | 1333.8334 | 149.89 | 4086.36 | 622.36 | 4708.72
2007 | Primary School | 4A | 6871 | 0 | 1025.94 | 769.12 | 1210.34 | 83.18 | 1305.76 | 361.03 | 48.03 | 546.44 | 4.1 | 0.14659 | 3.9534 | 0 | 0 | 121.75 | 27.99 | 122.23 | 76.55 | 1441.2634 | 1025.94 | 4193.26 | 1509.2 | 5702.46
2007 | Primary School | 4B | 6871 | 0 | 348.9 | 650.63 | 1210.34 | 83.24 | 1305.76 | 361.03 | 48.03 | 486.61 | 2.76 | 0.14659 | 2.6134 | 0 | 0 | 90.26 | 27.99 | 119.23 | 75.76 | 1230.1134 | 348.9 | 3981.39 | 829.16 | 4810.55
2007 | Primary School | 4C | 6871 | 0 | 786.53 | 315.98 | 1210.34 | 83.08 | 1305.76 | 361.03 | 48.03 | 497.25 | 3.46 | 0.14659 | 3.3134 | 0 | 0 | 90.76 | 28 | 123.7 | 76.13 | 907.3034 | 786.53 | 3658.79 | 1271.27 | 4930.06
2007 | Primary School | 5A | 6871 | 0 | 1865.24 | 462.06 | 1210.34 | 83.2 | 1305.76 | 361.03 | 48.03 | 542.17 | 7.38 | 0.14659 | 7.2334 | 0 | 0 | 74.08 | 28 | 130.32 | 76.19 | 1085.5434 | 1865.24 | 3837.23 | 2356.58 | 6193.81
2007 | Primary School | 5B | 6871 | 0 | 820.6 | 503.09 | 1210.34 | 83.21 | 1305.76 | 361.03 | 48.03 | 478.72 | 5.42 | 0.14659 | 5.2734 | 0 | 0 | 91.18 | 27.99 | 127.73 | 75.89 | 1078.2634 | 820.6 | 3829.61 | 1309.36 | 5138.97
2007 | Primary School | 5C | 6871 | 0 | 866.41 | 207.11 | 1210.34 | 83.08 | 1305.76 | 361.03 | 48.03 | 475.26 | 3.57 | 0.14659 | 3.4234 | 0 | 0 | 86.68 | 28.01 | 128.02 | 75.99 | 772.4734 | 866.41 | 3523.83 | 1355.46 | 4879.29
2007 | Primary School | 6A | 6871 | 0 | 2368.62 | 488.88 | 1210.34 | 83.17 | 1305.76 | 361.03 | 48.03 | 569.8 | 11.46 | 0.14659 | 11.3134 | 0 | 0 | 91.36 | 28.02 | 136.93 | 75.96 | 1161.3534 | 2368.62 | 3912.78 | 2866.58 | 6779.36
2007 | Primary School | 6B | 6871 | 0 | 1571.54 | 342.95 | 1210.34 | 83.11 | 1305.76 | 361.03 | 48.03 | 479.51 | 8.84 | 0.14659 | 8.6934 | 0 | 0 | 91.18 | 28.01 | 135 | 75.64 | 922.3334 | 1571.54 | 3673.37 | 2067.56 | 5740.93
2007 | Primary School | 7 | 6871 | 0 | 2816.26 | 400.32 | 1210.34 | 83.05 | 1305.76 | 361.03 | 48.03 | 566.92 | 13.34 | 0.14659 | 13.1934 | 0 | 0 | 91.46 | 28.03 | 144.03 | 75.78 | 1071.8934 | 2816.26 | 3823.03 | 3321.32 | 7144.35
2007 | Primary School | 8 | 6871 | 0 | 4666.87 | 207.54 | 1210.34 | 82.6 | 1305.76 | 361.03 | 48.03 | 564.31 | 20.61 | 0.14659 | 20.4634 | 0 | 0 | 91.31 | 28.06 | 152.84 | 75.17 | 883.6234 | 4666.87 | 3633.72 | 5180.74 | 8814.46
2010 | Primary School | 0A | 6871 | 0 | 11.72 | 2669.6 | 770.93 | 44.41 | 1293.9 | 361.03 | 27.11 | 501.64 | 0.19 | 0.14659 | 0.043409 | 0 | 0 | 197.12 | 25.83 | 82.93 | 78.63 | 3368.4034 | 11.72 | 5609.37 | 455.67 | 6065.04
2010 | Primary School | 0B | 6871 | 0 | 11.34 | 2140.15 | 774.59 | 44.4 | 1293.9 | 361.03 | 27.11 | 511.57 | 0.19 | 0.14659 | 0.043409 | 0 | 0 | 131.3 | 25.83 | 84.97 | 78.19 | 2783.0634 | 11.34 | 5027.23 | 457.33 | 5484.56
2010 | Primary School | 1A | 6871 | 0 | 27.69 | 1870.71 | 780.76 | 44.41 | 1293.9 | 361.03 | 27.12 | 649.42 | 0.26 | 0.14659 | 0.11341 | 0 | 0 | 180.05 | 25.83 | 89.41 | 78.11 | 2700.2934 | 27.69 | 4950.57 | 478.13 | 5428.7
2010 | Primary School | 1B | 6871 | 0 | 56.23 | 1740.51 | 779.94 | 44.34 | 1293.9 | 361.03 | 27.11 | 438.92 | 0.37 | 0.14659 | 0.22341 | 0 | 0 | 122.75 | 25.83 | 92.44 | 77.85 | 2302.4034 | 56.23 | 4551.52 | 509.7 | 5061.22
2010 | Primary School | 2A | 6871 | 0 | 113.19 | 1334.44 | 781.71 | 44.32 | 1293.9 | 361.03 | 27.12 | 573.33 | 0.69 | 0.14659 | 0.54341 | 0 | 0 | 91.6 | 25.83 | 98.17 | 77.95 | 1999.9134 | 113.19 | 4250.89 | 572.39 | 4823.28
2010 | Primary School | 2B | 6871 | 0 | 65.24 | 975.92 | 786.63 | 44.36 | 1293.9 | 361.03 | 27.12 | 483.39 | 0.5 | 0.14659 | 0.35341 | 0 | 0 | 72.17 | 25.84 | 99.49 | 76.66 | 1531.8334 | 65.24 | 3786.49 | 525.76 | 4312.25
2010 | Primary School | 3A | 6871 | 0 | 362.08 | 764.22 | 787.19 | 44.35 | 1293.9 | 361.03 | 27.12 | 469.94 | 1.94 | 0.14659 | 1.7934 | 0 | 0 | 71.93 | 25.84 | 111.6 | 77.37 | 1307.8834 | 362.08 | 3563.8 | 834.71 | 4398.51
2010 | Primary School | 3B | 6871 | 0 | 133.58 | 684.02 | 785.87 | 44.35 | 1293.9 | 361.03 | 27.12 | 478.18 | 1.12 | 0.14659 | 0.97341 | 0 | 0 | 72.95 | 25.84 | 108.26 | 76.6 | 1236.1234 | 133.58 | 3489.95 | 602.87 | 4092.82
2010 | Primary School | 3C | 6871 | 0 | 82.76 | 482.43 | 784.75 | 44.42 | 1293.9 | 361.03 | 27.12 | 420.39 | 0.59 | 0.14659 | 0.44341 | 0 | 0 | 48.88 | 25.84 | 110.81 | 77.34 | 952.1434 | 82.76 | 3205.65 | 554.6 | 3760.25
2010 | Primary School | 4A | 6871 | 0 | 471.2 | 535.17 | 779.07 | 44.44 | 1293.9 | 361.03 | 27.12 | 465.22 | 2.64 | 0.14659 | 2.4934 | 0 | 0 | 80.59 | 25.84 | 121.41 | 77.3 | 1083.4734 | 471.2 | 3331.3 | 953.64 | 4284.94
2010 | Primary School | 4B | 6871 | 0 | 211.24 | 508.98 | 776.81 | 44.33 | 1293.9 | 361.03 | 27.11 | 489 | 1.89 | 0.14659 | 1.7434 | 0 | 0 | 74.5 | 25.84 | 118.41 | 76.51 | 1074.2234 | 211.24 | 3318.88 | 690.68 | 4009.56
2010 | Primary School | 4C | 6871 | 0 | 444.36 | 201.56 | 785.56 | 44.43 | 1293.9 | 361.03 | 27.12 | 434.17 | 2.59 | 0.14659 | 2.4434 | 0 | 0 | 60.8 | 25.84 | 122.83 | 77.14 | 698.9734 | 444.36 | 2953.11 | 928.23 | 3881.34
2010 | Primary School | 5A | 6871 | 0 | 807.92 | 326.01 | 779.42 | 44.36 | 1293.9 | 361.03 | 27.12 | 447.88 | 4 | 0.14659 | 3.8534 | 0 | 0 | 73.96 | 25.84 | 129.48 | 77.22 | 851.7034 | 807.92 | 3099.72 | 1298.43 | 4398.15
2010 | Primary School | 5B | 6871 | 0 | 531.03 | 371.23 | 779.08 | 44.41 | 1293.9 | 361.03 | 27.12 | 492.93 | 3.71 | 0.14659 | 3.5634 | 0 | 0 | 82.44 | 25.84 | 126.88 | 76.66 | 950.1634 | 531.03 | 3197.31 | 1018.94 | 4216.25
2010 | Primary School | 5C | 6871 | 0 | 588.09 | 109.67 | 784.1 | 44.4 | 1293.9 | 361.03 | 27.12 | 408.89 | 3.43 | 0.14659 | 3.2834 | 0 | 0 | 57.89 | 25.84 | 127.35 | 77.17 | 579.7334 | 588.09 | 2832.41 | 1076.47 | 3908.88
2010 | Primary School | 6A | 6871 | 0 | 1452.65 | 363.22 | 780.52 | 44.39 | 1293.9 | 361.03 | 27.12 | 498.02 | 6.5 | 0.14659 | 6.3534 | 0 | 0 | 86.9 | 25.85 | 136.11 | 77.11 | 954.4934 | 1452.65 | 3203.5 | 1949.79 | 5153.29
2010 | Primary School | 6B | 6871 | 0 | 1087.15 | 249.75 | 781.66 | 44.34 | 1293.9 | 361.03 | 27.12 | 503.31 | 5.9 | 0.14659 | 5.7534 | 0 | 0 | 76.01 | 25.84 | 134.16 | 76.64 | 834.8234 | 1087.15 | 3084.46 | 1582.34 | 4666.8
2010 | Primary School | 7 | 6871 | 0 | 1847.91 | 290.07 | 778.62 | 44.41 | 1293.9 | 361.03 | 27.12 | 514.05 | 8.38 | 0.14659 | 8.2334 | 0 | 0 | 81.59 | 25.85 | 143.24 | 76.94 | 893.9434 | 1847.91 | 3140.93 | 2352.18 | 5493.11
2010 | Primary School | 8 | 6871 | 0 | 3495.86 | 122.4 | 802.51 | 44.69 | 1293.9 | 361.03 | 27.13 | 565.93 | 14.46 | 0.14659 | 14.3134 | 0 | 0 | 91.42 | 25.87 | 152.12 | 76.35 | 794.0634 | 3495.86 | 3064.66 | 4009.01 | 7073.67
2013 | Primary School | 0A | 6871 | 0 | 4.73 | 2205.09 | 668.57 | 44.41 | 1144.07 | 361.03 | 24.18 | 455.48 | 0.16 | 0.14659 | 0.013409 | 0 | 0 | 151.39 | 25.83 | 82.88 | 64.81 | 2811.9734 | 4.73 | 4783.98 | 448.65 | 5232.63
2013 | Primary School | 0B | 6871 | 0 | 7.46 | 1951.15 | 678.09 | 44.4 | 1144.07 | 361.03 | 24.19 | 542.96 | 0.18 | 0.14659 | 0.033409 | 0 | 0 | 128.65 | 25.83 | 84.95 | 64.37 | 2622.7934 | 7.46 | 4603.89 | 453.44 | 5057.33
2013 | Primary School | 1A | 6871 | 0 | 0.26 | 1403.14 | 690.46 | 44.41 | 1144.07 | 361.03 | 24.19 | 443.92 | 0.15 | 0.14659 | 0.003409 | 0 | 0 | 122.59 | 25.83 | 89.42 | 64.13 | 1969.6534 | 0.26 | 3962.89 | 450.71 | 4413.6
2013 | Primary School | 1B | 6871 | 0 | 37.71 | 1592.49 | 689.26 | 44.34 | 1144.07 | 361.03 | 24.19 | 438.56 | 0.29 | 0.14659 | 0.14341 | 0 | 0 | 117.1 | 25.83 | 92.4 | 64.01 | 2148.2934 | 37.71 | 4140.15 | 491.14 | 4631.29
2013 | Primary School | 2A | 6871 | 0 | 32.31 | 1074.38 | 692.49 | 44.32 | 1144.07 | 361.03 | 24.19 | 405.86 | 0.35 | 0.14659 | 0.20341 | 0 | 0 | 71.71 | 25.83 | 98.23 | 64.03 | 1552.1534 | 32.31 | 3547.25 | 491.57 | 4038.82
2013 | Primary School | 2B | 6871 | 0 | 33.44 | 904.21 | 700.77 | 44.36 | 1144.07 | 361.03 | 24.2 | 444.41 | 0.37 | 0.14659 | 0.22341 | 0 | 0 | 56.92 | 25.84 | 99.46 | 62.89 | 1405.7634 | 33.44 | 3408.03 | 493.93 | 3901.96
2013 | Primary School | 3A | 6871 | 0 | 223.81 | 605.83 | 701.1 | 44.35 | 1144.07 | 361.03 | 24.2 | 352.53 | 1.32 | 0.14659 | 1.1734 | 0 | 0 | 67.93 | 25.84 | 111.77 | 63.49 | 1027.4634 | 223.81 | 3030.65 | 696.61 | 3727.26
2013 | Primary School | 3B | 6871 | 0 | 112.42 | 647.62 | 697.99 | 44.35 | 1144.07 | 361.03 | 24.19 | 409.22 | 0.71 | 0.14659 | 0.56341 | 0 | 0 | 0 | 25.84 | 108.22 | 62.83 | 1057.4034 | 112.42 | 3056.82 | 581.67 | 3638.49
2013 | Primary School | 3C | 6871 | 0 | 47.89 | 418.47 | 696.31 | 44.42 | 1144.07 | 361.03 | 24.19 | 321.99 | 0.43 | 0.14659 | 0.28341 | 0 | 0 | 0 | 25.84 | 110.72 | 63.49 | 740.7434 | 47.89 | 2739.21 | 519.63 | 3258.84
2013 | Primary School | 4A | 6871 | 0 | 270.53 | 425.19 | 680.79 | 44.44 | 1144.07 | 361.03 | 24.19 | 349.14 | 1.77 | 0.14659 | 1.6234 | 0 | 0 | 75.23 | 25.84 | 121.43 | 63.4 | 851.1834 | 270.53 | 2834.05 | 752.99 | 3587.04
2013 | Primary School | 4B | 6871 | 0 | 204.61 | 457.1 | 674.51 | 44.33 | 1144.07 | 361.03 | 24.19 | 420.05 | 1.17 | 0.14659 | 1.0234 | 0 | 0 | 0 | 25.84 | 118.26 | 62.7 | 878.1734 | 204.61 | 2853.95 | 683.9 | 3537.85
2013 | Primary School | 4C | 6871 | 0 | 563.69 | 175.51 | 694.93 | 44.43 | 1144.07 | 361.03 | 24.19 | 334.97 | 3.2 | 0.14659 | 3.0534 | 0 | 0 | 0 | 25.84 | 122.88 | 63.27 | 513.5334 | 563.69 | 2510.41 | 1047.6 | 3558.01
2013 | Primary School | 5A | 6871 | 0 | 540.4 | 267.6 | 683.02 | 44.36 | 1144.07 | 361.03 | 24.19 | 338.76 | 2.85 | 0.14659 | 2.7034 | 0 | 0 | 69.81 | 25.84 | 129.51 | 63.34 | 678.8734 | 540.4 | 2663.84 | 1030.94 | 3694.78
2013 | Primary School | 5B | 6871 | 0 | 516.34 | 332.66 | 678.76 | 44.41 | 1144.07 | 361.03 | 24.19 | 416.43 | 2.62 | 0.14659 | 2.4734 | 0 | 0 | 0 | 25.84 | 126.7 | 62.8 | 751.5634 | 516.34 | 2731.79 | 1004.06 | 3735.85
2013 | Primary School | 5C | 6871 | 0 | 348.65 | 104.82 | 690.62 | 44.4 | 1144.07 | 361.03 | 24.19 | 323.64 | 2.59 | 0.14659 | 2.4434 | 0 | 0 | 53.1 | 25.84 | 127.19 | 63.29 | 484.0034 | 348.65 | 2476.57 | 836.86 | 3313.43
2013 | Primary School | 6A | 6871 | 0 | 1046.45 | 282.95 | 684 | 44.39 | 1144.07 | 361.03 | 24.19 | 375.52 | 4.75 | 0.14659 | 4.6034 | 0 | 0 | 74.79 | 25.85 | 136.15 | 63.33 | 737.8634 | 1046.45 | 2723.83 | 1543.63 | 4267.46
2013 | Primary School | 6B | 6871 | 0 | 736.5 | 207.29 | 684.87 | 44.34 | 1144.07 | 361.03 | 24.19 | 392.76 | 3.99 | 0.14659 | 3.8434 | 0 | 0 | 69 | 25.84 | 134 | 62.84 | 672.8934 | 736.5 | 2659.19 | 1231.53 | 3890.72
2013 | Primary School | 7 | 6871 | 0 | 1304.8 | 231.27 | 679.56 | 44.41 | 1144.07 | 361.03 | 24.19 | 384.5 | 5.85 | 0.14659 | 5.7034 | 0 | 0 | 74.34 | 25.85 | 143.16 | 63.24 | 695.8134 | 1304.8 | 2677.28 | 1808.99 | 4486.27
2013 | Primary School | 8 | 6871 | 0 | 2484.04 | 105.44 | 715.49 | 44.69 | 1144.07 | 361.03 | 24.21 | 446.16 | 10.59 | 0.14659 | 10.4434 | 0 | 0 | 83.01 | 25.86 | 151.96 | 62.87 | 645.0534 | 2484.04 | 2662.4 | 2997.03 | 5659.43
2016 | Primary School | 0A | 6871 | 0 | 12.45 | 1866.73 | 350.62 | 25.44 | 1144.07 | 361.03 | 17.34 | 414.62 | 0.19 | 0.14659 | 0.043409 | 0 | 0 | 140.87 | 25.83 | 82.39 | 64.8 | 2422.2634 | 12.45 | 4050.51 | 455.87 | 4506.38
2016 | Primary School | 0B | 6871 | 0 | 13.09 | 1723.82 | 350.23 | 25.58 | 1144.07 | 361.03 | 17.34 | 506.99 | 0.2 | 0.14659 | 0.053409 | 0 | 0 | 115.7 | 25.83 | 84.46 | 64.36 | 2346.5634 | 13.09 | 3974.12 | 458.58 | 4432.7
2016 | Primary School | 1A | 6871 | 0 | 0.38 | 1221.29 | 355.14 | 25.64 | 1144.07 | 361.03 | 17.34 | 403.13 | 0.15 | 0.14659 | 0.003409 | 0 | 0 | 109.35 | 25.83 | 88.95 | 64.12 | 1733.7734 | 0.38 | 3366.06 | 450.36 | 3816.42
2016 | Primary School | 1B | 6871 | 0 | 71.66 | 1441.61 | 351.21 | 25.56 | 1144.07 | 361.03 | 17.34 | 428.58 | 0.44 | 0.14659 | 0.29341 | 0 | 0 | 111.79 | 25.83 | 91.95 | 64.02 | 1982.2734 | 71.66 | 3610.46 | 524.65 | 4135.11
2016 | Primary School | 2A | 6871 | 0 | 43.66 | 999.56 | 352.79 | 25.59 | 1144.07 | 361.03 | 17.34 | 379.81 | 0.41 | 0.14659 | 0.26341 | 0 | 0 | 90.24 | 25.83 | 97.87 | 64.03 | 1469.8734 | 43.66 | 3099.68 | 502.56 | 3602.24
2016 | Primary School | 2B | 6871 | 0 | 53.45 | 830.83 | 359.27 | 25.6 | 1144.07 | 361.03 | 17.34 | 412.11 | 0.42 | 0.14659 | 0.27341 | 0 | 0 | 63.03 | 25.84 | 99.02 | 62.88 | 1306.2434 | 53.45 | 2941.38 | 513.5 | 3454.88
2016 | Primary School | 3A | 6871 | 0 | 284.36 | 572.41 | 356.89 | 25.67 | 1144.07 | 361.03 | 17.34 | 329.35 | 1.55 | 0.14659 | 1.4034 | 0 | 0 | 81.36 | 25.84 | 111.42 | 63.53 | 984.5234 | 284.36 | 2618.01 | 756.81 | 3374.82
2016 | Primary School | 3B | 6871 | 0 | 152.68 | 595.89 | 360.84 | 25.51 | 1144.07 | 361.03 | 17.34 | 379.46 | 0.91 | 0.14659 | 0.76341 | 0 | 0 | 0 | 25.84 | 107.84 | 62.83 | 976.1134 | 152.68 | 2612.7 | 621.55 | 3234.25
2016 | Primary School | 3C | 6871 | 0 | 71.32 | 381.63 | 360.7 | 25.53 | 1144.07 | 361.03 | 17.34 | 303.2 | 0.54 | 0.14659 | 0.39341 | 0 | 0 | 0 | 25.84 | 110.42 | 63.49 | 685.2234 | 71.32 | 2322.35 | 542.77 | 2865.12
2016 | Primary School | 4A | 6871 | 0 | 349.9 | 388.4 | 354.75 | 25.65 | 1144.07 | 361.03 | 17.34 | 326.18 | 2.48 | 0.14659 | 2.3334 | 0 | 0 | 74.21 | 25.84 | 121.15 | 63.47 | 791.1234 | 349.9 | 2422.39 | 832.08 | 3254.47
2016 | Primary School | 4B | 6871 | 0 | 268.93 | 413.57 | 351.36 | 25.53 | 1144.07 | 361.03 | 17.34 | 383.83 | 1.5 | 0.14659 | 1.3534 | 0 | 0 | 0 | 25.84 | 117.93 | 62.72 | 798.7534 | 268.93 | 2425.76 | 747.89 | 3173.65
2016 | Primary School | 4C | 6871 | 0 | 631.58 | 154.84 | 360.93 | 25.77 | 1144.07 | 361.03 | 17.34 | 312.05 | 3.47 | 0.14659 | 3.3234 | 0 | 0 | 0 | 25.84 | 122.7 | 63.34 | 470.2134 | 631.58 | 2107.64 | 1115.31 | 3222.95
2016 | Primary School | 5A | 6871 | 0 | 654.33 | 242.11 | 351.34 | 25.65 | 1144.07 | 361.03 | 17.34 | 330.03 | 3.9 | 0.14659 | 3.7534 | 0 | 0 | 66.2 | 25.84 | 129.31 | 63.41 | 642.0934 | 654.33 | 2269.9 | 1144.67 | 3414.57
2016 | Primary School | 5B | 6871 | 0 | 629.6 | 298.23 | 352.21 | 25.62 | 1144.07 | 361.03 | 17.34 | 387.81 | 3.21 | 0.14659 | 3.0634 | 0 | 0 | 0 | 25.84 | 126.4 | 62.86 | 689.1034 | 629.6 | 2317.19 | 1117.03 | 3434.22
2016 | Primary School | 5C | 6871 | 0 | 449.01 | 95.75 | 356.38 | 25.77 | 1144.07 | 361.03 | 17.34 | 305.15 | 2.97 | 0.14659 | 2.8234 | 0 | 0 | 47.04 | 25.84 | 127.07 | 63.37 | 450.7634 | 449.01 | 2083.67 | 937.11 | 3020.78
2016 | Primary School | 6A | 6871 | 0 | 1154.93 | 263.97 | 351.22 | 25.68 | 1144.07 | 361.03 | 17.34 | 359.96 | 5.91 | 0.14659 | 5.7634 | 0 | 0 | 78.53 | 25.85 | 135.87 | 63.32 | 708.2234 | 1154.93 | 2335.84 | 1651.83 | 3987.67
2016 | Primary School | 6B | 6871 | 0 | 725.23 | 185.94 | 349.29 | 25.72 | 1144.07 | 361.03 | 17.34 | 371.59 | 4.12 | 0.14659 | 3.9734 | 0 | 0 | 69.42 | 25.84 | 133.71 | 62.88 | 630.9234 | 725.23 | 2256.23 | 1219.97 | 3476.2
2016 | Primary School | 7 | 6871 | 0 | 1447.99 | 212.62 | 348.01 | 25.78 | 1144.07 | 361.03 | 17.34 | 371.09 | 1.24 | 0.14659 | 1.0934 | 0 | 0 | 79.57 | 25.85 | 142.93 | 63.22 | 664.3734 | 1447.99 | 2288.8 | 1951.96 | 4240.76
2016 | Primary School | 8 | 6871 | 0 | 2571.24 | 99.95 | 372.68 | 26.62 | 1144.07 | 361.03 | 17.35 | 427 | 3.13 | 0.14659 | 2.9834 | 0 | 0 | 82.35 | 25.86 | 151.7 | 62.83 | 612.2834 | 2571.24 | 2261.83 | 3083.97 | 5345.8
2019 | Primary School | 0A | 6871 | 0 | 5.75 | 1744.15 | 282.89 | 25.44 | 1124.62 | 361.03 | 17.07 | 413.02 | 0.17 | 0.14659 | 0.023409 | 0 | 0 | 108.5 | 25.83 | 82.34 | 45.7 | 2265.6934 | 5.75 | 3787.4 | 449.13 | 4236.53
2019 | Primary School | 0B | 6871 | 0 | 2.17 | 1548.11 | 281.39 | 25.58 | 1124.62 | 361.03 | 17.07 | 455.63 | 0.16 | 0.14659 | 0.013409 | 0 | 0 | 99.69 | 25.83 | 84.35 | 45.48 | 2103.4434 | 2.17 | 3623.56 | 447.55 | 4071.11
2019 | Primary School | 1A | 6871 | 0 | 0.15 | 1109.34 | 288.57 | 25.64 | 1124.62 | 361.03 | 17.07 | 373.12 | 0.15 | 0.14659 | 0.003409 | 0 | 0 | 106.65 | 25.83 | 88.81 | 45.36 | 1589.1134 | 0.15 | 3116.38 | 449.99 | 3566.37
2019 | Primary School | 1B | 6871 | 0 | 47.23 | 1294.14 | 285.57 | 25.56 | 1124.62 | 361.03 | 17.07 | 406.52 | 0.34 | 0.14659 | 0.19341 | 0 | 0 | 92.28 | 25.83 | 91.84 | 45.31 | 1793.1334 | 47.23 | 3317.25 | 500.11 | 3817.36
2019 | Primary School | 2A | 6871 | 0 | 32.11 | 923.31 | 283.89 | 25.59 | 1124.62 | 361.03 | 17.07 | 353.89 | 0.35 | 0.14659 | 0.20341 | 0 | 0 | 89.55 | 25.83 | 97.62 | 45.29 | 1366.9534 | 32.11 | 2889.41 | 490.76 | 3380.17
2019 | Primary School | 2B | 6871 | 0 | 28.84 | 731.83 | 288.66 | 25.6 | 1124.62 | 361.03 | 17.08 | 346.18 | 0.33 | 0.14659 | 0.18341 | 0 | 0 | 57.35 | 25.84 | 98.97 | 44.71 | 1135.5434 | 28.84 | 2662.2 | 488.84 | 3151.04
2019 | Primary School | 3A | 6871 | 0 | 225 | 523.19 | 286.96 | 25.67 | 1124.62 | 361.03 | 17.08 | 292.01 | 1.46 | 0.14659 | 1.3134 | 0 | 0 | 88.91 | 25.84 | 111.12 | 45.02 | 905.4234 | 225 | 2430.76 | 697.15 | 3127.91
2019 | Primary School | 3B | 6871 | 0 | 139.26 | 537.12 | 290.72 | 25.51 | 1124.62 | 361.03 | 17.08 | 315.37 | 0.86 | 0.14659 | 0.71341 | 0 | 0 | 0 | 25.84 | 107.77 | 44.69 | 853.2034 | 139.26 | 2381.82 | 608.05 | 2989.87
2019 | Primary School | 3C | 6871 | 0 | 47.3 | 357.32 | 292 | 25.53 | 1124.62 | 361.03 | 17.08 | 264.85 | 0.4 | 0.14659 | 0.25341 | 0 | 0 | 0 | 25.84 | 110.1 | 44.97 | 622.4234 | 47.3 | 2152.62 | 518.42 | 2671.04
2019 | Primary School | 4A | 6871 | 0 | 306.5 | 364.67 | 288.84 | 25.65 | 1124.62 | 361.03 | 17.08 | 286.58 | 2.53 | 0.14659 | 2.3834 | 0 | 0 | 72.1 | 25.84 | 120.88 | 45.01 | 725.7334 | 306.5 | 2252.92 | 788.41 | 3041.33
2019 | Primary School | 4B | 6871 | 0 | 259.98 | 372.93 | 285.1 | 25.53 | 1124.62 | 361.03 | 17.07 | 311.78 | 1.5 | 0.14659 | 1.3534 | 0 | 0 | 0 | 25.84 | 117.86 | 44.65 | 686.0634 | 259.98 | 2209.02 | 738.86 | 2947.88
2019 | Primary School | 4C | 6871 | 0 | 509.57 | 148.73 | 292.88 | 25.77 | 1124.62 | 361.03 | 17.08 | 286.95 | 2.87 | 0.14659 | 2.7234 | 0 | 0 | 0 | 25.84 | 122.34 | 44.95 | 438.4034 | 509.57 | 1969.69 | 992.94 | 2962.63
2019 | Primary School | 5A | 6871 | 0 | 583.67 | 228.43 | 285.52 | 25.65 | 1124.62 | 361.03 | 17.07 | 283.53 | 3.94 | 0.14659 | 3.7934 | 0 | 0 | 68.54 | 25.84 | 128.96 | 44.94 | 584.2934 | 583.67 | 2108.09 | 1073.67 | 3181.76
2019 | Primary School | 5B | 6871 | 0 | 603.96 | 258.95 | 286.78 | 25.62 | 1124.62 | 361.03 | 17.08 | 303.74 | 3.21 | 0.14659 | 3.0634 | 0 | 0 | 0 | 25.84 | 126.32 | 44.71 | 565.7534 | 603.96 | 2090.55 | 1091.3 | 3181.85
2019 | Primary School | 5C | 6871 | 0 | 327.56 | 91.5 | 289.99 | 25.77 | 1124.62 | 361.03 | 17.08 | 279.35 | 2.58 | 0.14659 | 2.4334 | 0 | 0 | 70.53 | 25.84 | 126.65 | 44.97 | 443.8134 | 327.56 | 1972.24 | 815.24 | 2787.48
2019 | Primary School | 6A | 6871 | 0 | 1044.29 | 243.42 | 287.17 | 25.68 | 1124.62 | 361.03 | 17.08 | 302.06 | 5.9 | 0.14659 | 5.7534 | 0 | 0 | 75.53 | 25.85 | 135.64 | 44.81 | 626.7634 | 1044.29 | 2152.13 | 1540.97 | 3693.1
2019 | Primary School | 6B | 6871 | 0 | 707.7 | 161.17 | 285.31 | 25.72 | 1124.62 | 361.03 | 17.08 | 297.76 | 4.19 | 0.14659 | 4.0434 | 0 | 0 | 68.18 | 25.85 | 133.62 | 44.68 | 531.1534 | 707.7 | 2054.56 | 1202.35 | 3256.91
2019 | Primary School | 7 | 6871 | 0 | 1291.57 | 191.07 | 285.85 | 25.78 | 1124.62 | 361.03 | 17.08 | 311.17 | 1.03 | 0.14659 | 0.88341 | 0 | 0 | 67.48 | 25.85 | 142.68 | 44.74 | 570.6034 | 1291.57 | 2094.67 | 1795.28 | 3889.95
2019 | Primary School | 8 | 6871 | 0 | 2298.78 | 90.12 | 307.49 | 26.62 | 1124.62 | 361.03 | 17.08 | 359.97 | 2.45 | 0.14659 | 2.3034 | 0 | 0 | 75.5 | 25.87 | 151.54 | 44.46 | 527.8934 | 2298.78 | 2074.17 | 2811.36 | 4885.53
2004 | Secondary School | 0A | 19592 | 0 | 344.39 | 12518.36 | 3294.97 | 217.09 | 2616.89 | 544.46 | 79.36 | 2413.4 | 517.45 | 0.76237 | 516.6876 | 0 | 0 | 860.1 | 154.52 | 326.92 | 158.67 | 16308.5476 | 344.39 | 22830.82 | 1215.77 | 24046.59
2004 | Secondary School | 0B | 19592 | 0 | 97.55 | 8347.76 | 3294.97 | 217.13 | 2616.89 | 544.46 | 79.36 | 2049.61 | 301.09 | 0.76237 | 300.3276 | 0 | 0 | 572.65 | 154.39 | 334.05 | 163.35 | 11270.3476 | 97.55 | 17797.2 | 976.06 | 18773.26
2004 | Secondary School | 1A | 19592 | 0 | 82.25 | 7745.27 | 3294.97 | 217.16 | 2616.89 | 544.46 | 79.36 | 2383.95 | 325.68 | 0.76237 | 324.9176 | 0 | 0 | 807.21 | 154.54 | 356.8 | 153.87 | 11261.3476 | 82.25 | 17778.9 | 983.51 | 18762.41
2004 | Secondary School | 1B | 19592 | 0 | 298.29 | 6813.87 | 3294.97 | 216.89 | 2616.89 | 544.46 | 79.36 | 1996.17 | 249.11 | 0.76237 | 248.3476 | 0 | 0 | 562.55 | 154.4 | 368.26 | 162.49 | 9620.9376 | 298.29 | 16146.7 | 1211 | 17357.7
2004 | Secondary School | 2A | 19592 | 0 | 389.81 | 7007.79 | 3294.97 | 216.81 | 2616.89 | 544.46 | 79.36 | 2234.27 | 320.71 | 0.76237 | 319.9476 | 0 | 0 | 693.09 | 154.54 | 396.57 | 153.84 | 10255.0976 | 389.81 | 16772.27 | 1330.85 | 18103.12
2004 | Secondary School | 2B | 19592 | 0 | 400.51 | 4123.61 | 3294.97 | 216.97 | 2616.89 | 544.46 | 79.36 | 1970.93 | 156.76 | 0.76237 | 155.9976 | 0 | 0 | 454.56 | 154.4 | 400.98 | 159.04 | 6705.0976 | 400.51 | 13227.5 | 1345.96 | 14573.46
2004 | Secondary School | 3A | 19592 | 0 | 1247.36 | 3908.49 | 3294.97 | 216.93 | 2616.89 | 544.46 | 79.36 | 2064.55 | 195.91 | 0.76237 | 195.1476 | 0 | 0 | 617.16 | 154.54 | 457.13 | 151.2 | 6785.3476 | 1247.36 | 13300.01 | 2248.94 | 15548.95
2004 | Secondary School | 3B | 19592 | 0 | 552.29 | 2851.09 | 3294.97 | 216.92 | 2616.89 | 544.46 | 79.36 | 1946.22 | 111.65 | 0.76237 | 110.8876 | 0 | 0 | 335.85 | 154.41 | 441.09 | 158.27 | 5244.0476 | 552.29 | 11765.63 | 1537.84 | 13303.47
2004 | Secondary School | 3C | 19592 | 0 | 632.45 | 2425.34 | 3294.97 | 216.89 | 2616.89 | 544.46 | 79.36 | 2010.23 | 131.89 | 0.76237 | 131.1276 | 0 | 0 | 0 | 154.55 | 453.26 | 151.81 | 4566.6976 | 632.45 | 11081.94 | 1630.16 | 12712.1
2004 | Secondary School | 4A | 19592 | 0 | 2955.78 | 2632 | 3294.97 | 216.6 | 2616.89 | 544.46 | 79.36 | 2048.41 | 143.3 | 0.76237 | 142.5376 | 0 | 0 | 597.21 | 154.55 | 501.57 | 150.23 | 5420.1576 | 2955.78 | 11933.52 | 4001.8 | 15935.32
2004 | Secondary School | 4B | 19592 | 0 | 1476.37 | 2224.44 | 3294.97 | 216.76 | 2616.89 | 544.46 | 79.36 | 2215.51 | 112.14 | 0.76237 | 111.3776 | 0 | 0 | 362.68 | 154.55 | 488.44 | 149.09 | 4914.0076 | 1476.37 | 11426.4 | 2509.26 | 13935.66
2004 | Secondary School | 4C | 19592 | 0 | 1905.84 | 904.05 | 3294.97 | 216.35 | 2616.89 | 544.46 | 79.36 | 1843.21 | 67.88 | 0.76237 | 67.1176 | 0 | 0 | 324.89 | 154.55 | 508.17 | 149.81 | 3139.2676 | 1905.84 | 9651.95 | 2958.47 | 12610.42
2004 | Secondary School | 5A | 19592 | 0 | 3487.22 | 1567.34 | 3294.97 | 216.66 | 2616.89 | 544.46 | 79.36 | 2011.36 | 101.05 | 0.76237 | 100.2876 | 0 | 0 | 430.08 | 154.55 | 537.97 | 149.43 | 4109.0676 | 3487.22 | 10621.7 | 4569.64 | 15191.34
2004 | Secondary School | 5B | 19592 | 0 | 2419.34 | 1758.34 | 3294.97 | 216.67 | 2616.89 | 544.46 | 79.36 | 2241.85 | 88.29 | 0.76237 | 87.5276 | 0 | 0 | 432.16 | 154.55 | 526.55 | 149.04 | 4519.8776 | 2419.34 | 11032.12 | 3490.35 | 14522.47
2004 | Secondary School | 5C | 19592 | 0 | 2108.62 | 505.85 | 3294.97 | 216.33 | 2616.89 | 544.46 | 79.36 | 1745.12 | 46.31 | 0.76237 | 45.5476 | 0 | 0 | 354.31 | 154.55 | 527.6 | 149.58 | 2650.8276 | 2108.62 | 9163.27 | 3180.69 | 12343.96
2004 | Secondary School | 6A | 19592 | 0 | 7258.43 | 1662.88 | 3294.97 | 216.56 | 2616.89 | 544.46 | 79.36 | 2131.4 | 119.31 | 0.76237 | 118.5476 | 0 | 0 | 371.87 | 154.55 | 567.68 | 149.38 | 4284.6976 | 7258.43 | 10797.18 | 8370.56 | 19167.74
2004 | Secondary School | 6B | 19592 | 0 | 4486.37 | 1175.42 | 3294.97 | 216.41 | 2616.89 | 544.46 | 79.36 | 2135.66 | 75.05 | 0.76237 | 74.2876 | 0 | 0 | 426.56 | 154.55 | 559.11 | 148.58 | 3811.9276 | 4486.37 | 10323.45 | 5589.94 | 15913.39
2004 | Secondary School | 7 | 19592 | 0 | 9046.6 | 1363.47 | 3294.97 | 216.27 | 2616.89 | 544.46 | 79.36 | 2220.76 | 104.52 | 0.76237 | 103.7576 | 0 | 0 | 369.52 | 154.55 | 599.76 | 148.98 | 4057.5076 | 9046.6 | 10569.29 | 10190.82 | 20760.11
2004 | Secondary School | 8 | 19592 | 0 | 12605.05 | 660.8 | 3294.97 | 215.08 | 2616.89 | 544.46 | 79.36 | 2198.49 | 77.53 | 0.76237 | 76.7676 | 0 | 0 | 396.13 | 154.55 | 638.89 | 148.28 | 3332.1876 | 12605.05 | 9842.09 | 13788.4 | 23630.49
2007 | Secondary School | 0A | 19592 | 0 | 143.46 | 11150.43 | 3294.97 | 217.09 | 2616.89 | 544.46 | 79.36 | 1937.87 | 476.05 | 0.76237 | 475.2876 | 0 | 0 | 410.24 | 154.52 | 326.87 | 158.62 | 13973.8276 | 143.46 | 20496.04 | 1014.79 | 21510.83
2007 | Secondary School | 0B | 19592 | 0 | 60.01 | 7577.09 | 3294.97 | 217.13 | 2616.89 | 544.46 | 79.36 | 1639.22 | 285.23 | 0.76237 | 284.4676 | 0 | 0 | 379.75 | 154.39 | 334.03 | 163.35 | 9880.5276 | 60.01 | 16407.39 | 938.5 | 17345.89
2007 | Secondary School | 1A | 19592 | 0 | 83.36 | 7178.34 | 3294.97 | 217.16 | 2616.89 | 544.46 | 79.36 | 1924.48 | 313.52 | 0.76237 | 312.7576 | 0 | 0 | 479.6 | 154.54 | 356.73 | 153.87 | 9895.1776 | 83.36 | 16412.74 | 984.55 | 17397.29
2007 | Secondary School | 1B | 19592 | 0 | 178.75 | 6392.95 | 3294.97 | 216.89 | 2616.89 | 544.46 | 79.36 | 1704.84 | 230.6 | 0.76237 | 229.8376 | 0 | 0 | 288.83 | 154.4 | 368.22 | 162.47 | 8616.4576 | 178.75 | 15142.19 | 1091.42 | 16233.61
2007 | Secondary School | 2A | 19592 | 0 | 199.47 | 6215.15 | 3294.97 | 216.81 | 2616.89 | 544.46 | 79.36 | 1729.02 | 293.56 | 0.76237 | 292.7976 | 0 | 0 | 427.66 | 154.54 | 396.52 | 153.83 | 8664.6276 | 199.47 | 15181.79 | 1140.44 | 16322.23
2007 | Secondary School | 2B | 19592 | 0 | 183.19 | 3753.53 | 3294.97 | 216.97 | 2616.89 | 544.46 | 79.36 | 1557.41 | 141.4 | 0.76237 | 140.6376 | 0 | 0 | 290.32 | 154.4 | 400.91 | 159.05 | 5741.8976 | 183.19 | 12264.31 | 1128.56 | 13392.87
2007 | Secondary School | 3A | 19592 | 0 | 774.45 | 3579.16 | 3294.97 | 216.93 | 2616.89 | 544.46 | 79.36 | 1541.11 | 180.91 | 0.76237 | 180.1476 | 0 | 0 | 380.22 | 154.54 | 457.01 | 151.2 | 5680.6376 | 774.45 | 12195.3 | 1775.92 | 13971.22
2007 | Secondary School | 3B | 19592 | 0 | 296.66 | 2575.77 | 3294.97 | 216.92 | 2616.89 | 544.46 | 79.36 | 1499.62 | 102.89 | 0.76237 | 102.1276 | 0 | 0 | 176.32 | 154.41 | 440.97 | 158.3 | 4353.8376 | 296.66 | 10875.45 | 1282.08 | 12157.53
2007 | Secondary School | 3C | 19592 | 0 | 231.82 | 2134.13 | 3294.97 | 216.89 | 2616.89 | 544.46 | 79.36 | 1430.21 | 110.71 | 0.76237 | 109.9476 | 0 | 0 | 0 | 154.55 | 453.24 | 151.81 | 3674.2876 | 231.82 | 10189.51 | 1229.52 | 11419.03
2007 | Secondary School | 4A | 19592 | 0 | 1694.81 | 2465.64 | 3294.97 | 216.6 | 2616.89 | 544.46 | 79.36 | 1478.3 | 131.77 | 0.76237 | 131.0076 | 0 | 0 | 363.52 | 154.55 | 501.31 | 150.24 | 4438.4676 | 1694.81 | 10951.83 | 2740.59 | 13692.42
2007 | Secondary School | 4B | 19592 | 0 | 872.9 | 2062.16 | 3294.97 | 216.76 | 2616.89 | 544.46 | 79.36 | 1776.3 | 103.5 | 0.76237 | 102.7376 | 0 | 0 | 169.69 | 154.56 | 488.25 | 149.14 | 4110.8876 | 872.9 | 10623.34 | 1905.62 | 12528.96
2007 | Secondary School | 4C | 19592 | 0 | 1071.41 | 892.28 | 3294.97 | 216.35 | 2616.89 | 544.46 | 79.36 | 1346.57 | 59.94 | 0.76237 | 59.1776 | 0 | 0 | 213.04 | 154.55 | 507.98 | 149.83 | 2511.0676 | 1071.41 | 9023.77 | 2123.85 | 11147.62
2007 | Secondary School | 5A | 19592 | 0 | 2581.58 | 1548.71 | 3294.97 | 216.66 | 2616.89 | 544.46 | 79.36 | 1477.15 | 92.3 | 0.76237 | 91.5376 | 0 | 0 | 247.07 | 154.55 | 537.75 | 149.44 | 3364.4676 | 2581.58 | 9877.1 | 3663.79 | 13540.89
2007 | Secondary School | 5B | 19592 | 0 | 1446.6 | 1726.59 | 3294.97 | 216.67 | 2616.89 | 544.46 | 79.36 | 1732.98 | 82.65 | 0.76237 | 81.8876 | 0 | 0 | 280.03 | 154.55 | 526.36 | 149.08 | 3821.4876 | 1446.6 | 10333.77 | 2517.41 | 12851.18
2007 | Secondary School | 5C | 19592 | 0 | 1107.23 | 527.73 | 3294.97 | 216.33 | 2616.89 | 544.46 | 79.36 | 1274.84 | 38.82 | 0.76237 | 38.0576 | 0 | 0 | 161.2 | 154.55 | 527.43 | 149.6 | 2001.8276 | 1107.23 | 8514.28 | 2179.12 | 10693.4
2007 | Secondary School | 6A | 19592 | 0 | 4397.99 | 1630.57 | 3294.97 | 216.56 | 2616.89 | 544.46 | 79.36 | 1586.86 | 104.78 | 0.76237 | 104.0176 | 0 | 0 | 252.97 | 154.55 | 567.45 | 149.39 | 3574.4176 | 4397.99 | 10086.89 | 5509.89 | 15596.78
2007 | Secondary School | 6B | 19592 | 0 | 3617.21 | 1206.46 | 3294.97 | 216.41 | 2616.89 | 544.46 | 79.36 | 1642.82 | 70.51 | 0.76237 | 69.7476 | 0 | 0 | 238.72 | 154.55 | 558.85 | 148.6 | 3157.7476 | 3617.21 | 9669.29 | 4720.52 | 14389.81
2007 | Secondary School | 7 | 19592 | 0 | 6280.12 | 1330.58 | 3294.97 | 216.27 | 2616.89 | 544.46 | 79.36 | 1625.17 | 91.53 | 0.76237 | 90.7676 | 0 | 0 | 220.84 | 154.55 | 599.53 | 148.98 | 3267.3576 | 6280.12 | 9779.14 | 7424.11 | 17203.25
2007 | Secondary School | 8 | 19592 | 0 | 10576.47 | 699.12 | 3294.97 | 215.08 | 2616.89 | 544.46 | 79.36 | 1708.4 | 72.1 | 0.76237 | 71.3376 | 0 | 0 | 228.15 | 154.55 | 638.84 | 148.27 | 2707.0076 | 10576.47 | 9216.9 | 11759.77 | 20976.67
2010 | Secondary School | 0A | 19592 | 0 | 260.75 | 9521.57 | 2026.67 | 117.88 | 2597.59 | 544.46 | 44.31 | 1673.65 | 171.2 | 0.76237 | 170.4376 | 0 | 0 | 546.19 | 154.5 | 326.01 | 157.02 | 11911.8476 | 260.75 | 17010.58 | 1131.23 | 18141.81
2010 | Secondary School | 0B | 19592 | 0 | 70.02 | 6362.82 | 2040.01 | 117.85 | 2597.59 | 544.46 | 44.32 | 1422.41 | 116.27 | 0.76237 | 115.5076 | 0 | 0 | 358.93 | 154.39 | 333.68 | 162.6 | 8259.6676 | 70.02 | 13377.19 | 948.16 | 14325.35
2010 | Secondary School | 1A | 19592 | 0 | 47.78 | 5759.78 | 2060.11 | 117.87 | 2597.59 | 544.46 | 44.33 | 1500.7 | 107.22 | 0.76237 | 106.4576 | 0 | 0 | 522.48 | 154.53 | 355.9 | 153.94 | 7889.4176 | 47.78 | 13018.55 | 948.14 | 13966.69
2010 | Secondary School | 1B | 19592 | 0 | 182.69 | 5319.56 | 2058.79 | 117.69 | 2597.59 | 544.46 | 44.33 | 1386.64 | 95.64 | 0.76237 | 94.8776 | 0 | 0 | 278.77 | 154.4 | 367.9 | 161.63 | 7079.8476 | 182.69 | 12215.04 | 1095.05 | 13310.09
2010 | Secondary School | 2A | 19592 | 0 | 157.84 | 4537.37 | 2067.59 | 117.64 | 2597.59 | 544.46 | 44.34 | 1318.09 | 98.2 | 0.76237 | 97.4376 | 0 | 0 | 249.24 | 154.53 | 395.77 | 153.88 | 6202.1376 | 157.84 | 11338.47 | 1098.07 | 12436.54
2010 | Secondary School | 2B | 19592 | 0 | 86.39 | 2939.93 | 2084.5 | 117.74 | 2597.59 | 544.46 | 44.35 | 1190.68 | 46.34 | 0.76237 | 45.5776 | 0 | 0 | 192.85 | 154.4 | 400.59 | 159.5 | 4369.0376 | 86.39 | 9527.89 | 1031.44 | 10559.33
2010 | Secondary School | 3A | 19592 | 0 | 592.04 | 2650.9 | 2085.58 | 117.72 | 2597.59 | 544.46 | 44.35 | 1117.66 | 62.84 | 0.76237 | 62.0776 | 0 | 0 | 242.52 | 154.54 | 456.42 | 152.02 | 4073.1576 | 592.04 | 9225.72 | 1592.92 | 10818.64
2010 | Secondary School | 3B | 19592 | 0 | 132.63 | 2081.27 | 2079.95 | 117.71 | 2597.59 | 544.46 | 44.34 | 1100.96 | 35.2 | 0.76237 | 34.4376 | 0 | 0 | 214.71 | 154.4 | 440.69 | 159.34 | 3431.3776 | 132.63 | 8585.46 | 1117.77 | 9703.23
2010 | Secondary School | 3C | 19592 | 0 | 155.86 | 1676.65 | 2079.12 | 117.91 | 2597.59 | 544.46 | 44.34 | 1022.61 | 37.13 | 0.76237 | 36.3676 | 0 | 0 | 208.48 | 154.54 | 452.6 | 152.03 | 2944.1076 | 155.86 | 8090.4 | 1152.92 | 9243.32
2010 | Secondary School | 4A | 19592 | 0 | 776.35 | 1857.48 | 2054.34 | 117.95 | 2597.59 | 544.46 | 44.33 | 1108.69 | 47.4 | 0.76237 | 46.6376 | 0 | 0 | 241.71 | 154.54 | 500.67 | 151.66 | 3254.5176 | 776.35 | 8375.7 | 1821.48 | 10197.18
2010 | Secondary School | 4B | 19592 | 0 | 340.21 | 1768.42 | 2045.78 | 117.67 | 2597.59 | 544.46 | 44.33 | 1371.79 | 39.25 | 0.76237 | 38.4876 | 0 | 0 | 219.43 | 154.54 | 487.6 | 150.66 | 3398.1276 | 340.21 | 8509.47 | 1372.27 | 9881.74
2010 | Secondary School | 4C | 19592 | 0 | 662.46 | 769.31 | 2080.72 | 117.93 | 2597.59 | 544.46 | 44.35 | 998.68 | 19.8 | 0.76237 | 19.0376 | 0 | 0 | 235.2 | 154.55 | 507.5 | 151.43 | 2022.2276 | 662.46 | 7169.55 | 1714.42 | 8883.97
2010 | Secondary School | 5A | 19592 | 0 | 1445.68 | 1223.78 | 2056.35 | 117.75 | 2597.59 | 544.46 | 44.33 | 1095.74 | 36.34 | 0.76237 | 35.5776 | 0 | 0 | 242.56 | 154.55 | 537.06 | 151.27 | 2597.6576 | 1445.68 | 7720.25 | 2527.2 | 10247.45
2010 | Secondary School | 5B | 19592 | 0 | 940.39 | 1291.06 | 2055.21 | 117.88 | 2597.59 | 544.46 | 44.33 | 1330.57 | 30.65 | 0.76237 | 29.8876 | 0 | 0 | 239.6 | 154.54 | 525.69 | 150.61 | 2891.1176 | 940.39 | 8012.04 | 2010.54 | 10022.58
2010 | Secondary School | 5C | 19592 | 0 | 722.16 | 470.32 | 2073.99 | 117.87 | 2597.59 | 544.46 | 44.35 | 940.47 | 14 | 0.76237 | 13.2376 | 0 | 0 | 227.46 | 154.54 | 526.89 | 151.46 | 1651.4876 | 722.16 | 6792.04 | 1793.51 | 8585.55
2010 | Secondary School | 6A | 19592 | 0 | 2828.56 | 1304.83 | 2061.67 | 117.82 | 2597.59 | 544.46 | 44.34 | 1200.56 | 42.4 | 0.76237 | 41.6376 | 0 | 0 | 253.81 | 154.55 | 566.8 | 151.28 | 2800.8376 | 2828.56 | 7928.84 | 3939.82 | 11868.66
2010 | Secondary School | 6B | 19592 | 0 | 1896.55 | 888.22 | 2066.41 | 117.68 | 2597.59 | 544.46 | 44.34 | 1216.29 | 27.17 | 0.76237 | 26.4076 | 0 | 0 | 259.47 | 154.55 | 558.22 | 150.47 | 2390.3876 | 1896.55 | 7522.19 | 2999.22 | 10521.41
2010 | Secondary School | 7 | 19592 | 0 | 3612.53 | 1028.31 | 2040.07 | 117.87 | 2597.59 | 544.46 | 44.33 | 1232.64 | 37.11 | 0.76237 | 36.3476 | 0 | 0 | 247.89 | 154.55 | 598.85 | 151.04 | 2545.1876 | 3612.53 | 7651.4 | 4755.84 | 12407.24
2010 | Secondary School | 8 | 19592 | 0 | 6868.7 | 471.13 | 2130.93 | 118.65 | 2597.59 | 544.46 | 44.39 | 1335.08 | 35.14 | 0.76237 | 34.3776 | 0 | 0 | 276.36 | 154.55 | 638.11 | 150.57 | 2116.9476 | 6868.7 | 7314.38 | 8051.27 | 15365.65
2013 | Secondary School | 0A | 19592 | 0 | 170 | 6582.67 | 1727.3 | 117.88 | 2391.04 | 544.46 | 40.83 | 1429.05 | 116.38 | 0.76237 | 115.6176 | 0 | 0 | 413.94 | 154.39 | 324.77 | 136.53 | 8541.2776 | 170 | 13110.03 | 1039.23 | 14149.26
2013 | Secondary School | 0B | 19592 | 0 | 12.71 | 5369.99 | 1751.39 | 117.85 | 2391.04 | 544.46 | 40.85 | 1200.03 | 100.98 | 0.76237 | 100.2176 | 0 | 0 | 306.99 | 154.39 | 333.62 | 135.65 | 6977.2276 | 12.71 | 11569.15 | 890.78 | 12459.93
2013 | Secondary School | 1A | 19592 | 0 | 3.49 | 3967.41 | 1784.74 | 117.87 | 2391.04 | 544.46 | 40.86 | 1032.33 | 67.74 | 0.76237 | 66.9776 | 0 | 0 | 325.24 | 154.39 | 354.64 | 135.25 | 5391.9576 | 3.49 | 10016.86 | 902.59 | 10919.45
2013 | Secondary School | 1B | 19592 | 0 | 74.88 | 4590.43 | 1782.01 | 117.69 | 2391.04 | 544.46 | 40.86 | 1251.57 | 85.94 | 0.76237 | 85.1776 | 0 | 0 | 274.33 | 154.39 | 367.78 | 134.64 | 6201.5076 | 74.88 | 10822.9 | 987.12 | 11810.02
2013 | Secondary School | 2A | 19592 | 0 | 50.02 | 3350.37 | 1795.3 | 117.64 | 2391.04 | 544.46 | 40.87 | 962.84 | 64.59 | 0.76237 | 63.8276 | 0 | 0 | 254.9 | 154.4 | 394.69 | 134.86 | 4631.9376 | 50.02 | 9266.81 | 989.17 | 10255.98
2013 | Secondary School | 2B | 19592 | 0 | 29.69 | 2574.48 | 1819.9 | 117.74 | 2391.04 | 544.46 | 40.88 | 1028.11 | 40.86 | 0.76237 | 40.0976 | 0 | 0 | 210.94 | 154.4 | 400.47 | 132.53 | 3853.6276 | 29.69 | 8510.9 | 974.62 | 9485.52
2013 | Secondary School | 3A | 19592 | 0 | 389.38 | 2047.67 | 1821.05 | 117.72 | 2391.04 | 544.46 | 40.89 | 893.74 | 42 | 0.76237 | 41.2376 | 0 | 0 | 217.22 | 154.4 | 455.55 | 133.29 | 3199.8676 | 389.38 | 7859.03 | 1389.4 | 9248.43
2013 | Secondary School | 3B | 19592 | 0 | 297.43 | 1897.97 | 1811.83 | 117.71 | 2391.04 | 544.46 | 40.88 | 978.66 | 32.68 | 0.76237 | 31.9176 | 0 | 0 | 0 | 154.4 | 440.58 | 132.36 | 2908.5476 | 297.43 | 7557.53 | 1282.46 | 8839.99
2013 | Secondary School | 3C | 19592 | 0 | 123.43 | 1404.18 | 1809.1 | 117.91 | 2391.04 | 544.46 | 40.88 | 835.24 | 26.57 | 0.76237 | 25.8076 | 0 | 0 | 0 | 154.4 | 451.82 | 133.44 | 2265.2276 | 123.43 | 6912.76 | 1119.71 | 8032.47
2013 | Secondary School | 4A | 19592 | 0 | 460.3 | 1462 | 1779.28 | 117.95 | 2391.04 | 544.46 | 40.87 | 891.06 | 30.46 | 0.76237 | 29.6976 | 0 | 0 | 241.46 | 154.4 | 499.8 | 132.96 | 2624.2176 | 460.3 | 7241.48 | 1504.56 | 8746.04
2013 | Secondary School | 4B | 19592 | 0 | 632.39 | 1388.86 | 1763.52 | 117.67 | 2391.04 | 544.46 | 40.86 | 1028.36 | 26.27 | 0.76237 | 25.5076 | 0 | 0 | 0 | 154.4 | 486.62 | 132.05 | 2442.7276 | 632.39 | 7043.02 | 1663.47 | 8706.49
2013 | Secondary School | 4C | 19592 | 0 | 1070.78 | 656.02 | 1820.64 | 117.93 | 2391.04 | 544.46 | 40.89 | 831.81 | 18.12 | 0.76237 | 17.3576 | 0 | 0 | 0 | 154.4 | 506.8 | 132.7 | 1505.1876 | 1070.78 | 6163.54 | 2122.03 | 8285.57
2013 | Secondary School | 5A | 19592 | 0 | 992.42 | 972.35 | 1785.11 | 117.75 | 2391.04 | 544.46 | 40.87 | 900.23 | 25.05 | 0.76237 | 24.2876 | 0 | 0 | 240.75 | 154.4 | 536.31 | 132.78 | 2137.6176 | 992.42 | 6760.33 | 2073.19 | 8833.52
2013 | Secondary School | 5B | 19592 | 0 | 1433.56 | 1035.79 | 1775.66 | 117.88 | 2391.04 | 544.46 | 40.87 | 1015.72 | 23.7 | 0.76237 | 22.9376 | 0 | 0 | 0 | 154.4 | 524.78 | 132.04 | 2074.4476 | 1433.56 | 6687.1 | 2502.8 | 9189.9
2013 | Secondary School | 5C | 19592 | 0 | 411.92 | 437.92 | 1808.71 | 117.87 | 2391.04 | 544.46 | 40.89 | 806.4 | 14.04 | 0.76237 | 13.2776 | 0 | 0 | 174.15 | 154.4 | 526.21 | 132.71 | 1431.7476 | 411.92 | 6078.13 | 1482.58 | 7560.71
2013 | Secondary School | 6A | 19592 | 0 | 2142.56 | 1026.81 | 1789.93 | 117.82 | 2391.04 | 544.46 | 40.87 | 986.09 | 29.18 | 0.76237 | 28.4176 | 0 | 0 | 240.85 | 154.4 | 565.96 | 133.02 | 2282.1676 | 2142.56 | 6910.01 | 3252.98 | 10162.99
2013 | Secondary School | 6B | 19592 | 0 | 1241.16 | 710.05 | 1793.6 | 117.68 | 2391.04 | 544.46 | 40.88 | 980.26 | 19.15 | 0.76237 | 18.3876 | 0 | 0 | 239.93 | 154.4 | 557.4 | 132 | 1948.6276 | 1241.16 | 6578.99 | 2343.02 | 8922.01
2013 | Secondary School | 7 | 19592 | 0 | 2657.98 | 842.8 | 1763.74 | 117.87 | 2391.04 | 544.46 | 40.86 | 1017.1 | 26.81 | 0.76237 | 26.0476 | 0 | 0 | 234.48 | 154.4 | 598.02 | 132.87 | 2120.4276 | 2657.98 | 6721.98 | 3800.45 | 10522.43
2013 | Secondary School | 8 | 19592 | 0 | 5118.87 | 403.19 | 1865.47 | 118.65 | 2391.04 | 544.46 | 40.93 | 1101.85 | 26.7 | 0.76237 | 25.9376 | 0 | 0 | 246.63 | 154.4 | 637.25 | 132.65 | 1777.6076 | 5118.87 | 6481.51 | 6300.58 | 12782.09
2016 | Secondary School | 0A | 19592 | 0 | 227.63 | 5734.56 | 932.75 | 68.06 | 2391.04 | 544.46 | 29.68 | 1383.87 | 79.93 | 0.76237 | 79.1676 | 0 | 0 | 394.34 | 154.39 | 324.54 | 136.55 | 7591.9376 | 227.63 | 11305.18 | 1096.62 | 12401.8
2016 | Secondary School | 0B | 19592 | 0 | 18.64 | 4931.9 | 931.76 | 68.02 | 2391.04 | 544.46 | 29.69 | 1117.16 | 74.71 | 0.76237 | 73.9476 | 0 | 0 | 288.42 | 154.39 | 333.49 | 135.68 | 6411.4276 | 18.64 | 10122.76 | 896.59 | 11019.35
2016 | Secondary School | 1A | 19592 | 0 | 12.24 | 3662.97 | 948.38 | 68.03 | 2391.04 | 544.46 | 29.69 | 983.76 | 50.15 | 0.76237 | 49.3876 | 0 | 0 | 312.44 | 154.39 | 354.45 | 135.2 | 5008.5576 | 12.24 | 8736.06 | 911.15 | 9647.21
2016 | Secondary School | 1B | 19592 | 0 | 138.15 | 4327.8 | 938.84 | 67.91 | 2391.04 | 544.46 | 29.69 | 1210.43 | 66.76 | 0.76237 | 65.9976 | 0 | 0 | 266.22 | 154.4 | 367.79 | 134.64 | 5870.4476 | 138.15 | 9587.71 | 1050.4 | 10638.11
2016 | Secondary School | 2A | 19592 | 0 | 93.4 | 3132.33 | 946.2 | 67.87 | 2391.04 | 544.46 | 29.69 | 895.26 | 48.65 | 0.76237 | 47.8876 | 0 | 0 | 248.5 | 154.4 | 394.57 | 134.85 | 4323.9776 | 93.4 | 8048.79 | 1032.43 | 9081.22
2016 | Secondary School | 2B | 19592 | 0 | 63.28 | 2408.13 | 963.98 | 67.94 | 2391.04 | 544.46 | 29.7 | 976.86 | 31.88 | 0.76237 | 31.1176 | 0 | 0 | 200.3 | 154.4 | 400.38 | 132.5 | 3616.4076 | 63.28 | 7356.73 | 1008.12 | 8364.85
2016 | Secondary School | 3A | 19592 | 0 | 553.37 | 1923.52 | 959.26 | 67.93 | 2391.04 | 544.46 | 29.7 | 850.64 | 33.91 | 0.76237 | 33.1476 | 0 | 0 | 203.44 | 154.4 | 455.56 | 133.32 | 3010.7476 | 553.37 | 6747.16 | 1553.39 | 8300.55
2016 | Secondary School | 3B | 19592 | 0 | 348.99 | 1783.03 | 967.56 | 67.92 | 2391.04 | 544.46 | 29.7 | 933.93 | 26.76 | 0.76237 | 25.9976 | 0 | 0 | 0 | 154.4 | 440.58 | 132.3 | 2742.9576 | 348.99 | 6486.66 | 1334.03 | 7820.69
2016 | Secondary School | 3C | 19592 | 0 | 195.91 | 1320.98 | 967.97 | 68.16 | 2391.04 | 544.46 | 29.7 | 787.16 | 21.85 | 0.76237 | 21.0876 | 0 | 0 | 0 | 154.4 | 451.81 | 133.42 | 2129.2276 | 195.91 | 5874.68 | 1192.18 | 7066.86
2016 | Secondary School | 4A | 19592 | 0 | 624.42 | 1353.98 | 955.34 | 68.28 | 2391.04 | 544.46 | 29.7 | 860.24 | 27.13 | 0.76237 | 26.3676 | 0 | 0 | 251.22 | 154.4 | 499.82 | 133 | 2491.8076 | 624.42 | 6224.32 | 1668.7 | 7893.02
2016 | Secondary School | 4B | 19592 | 0 | 708.33 | 1277.23 | 946.23 | 67.92 | 2391.04 | 544.46 | 29.69 | 958.8 | 21.69 | 0.76237 | 20.9276 | 0 | 0 | 0 | 154.4 | 486.65 | 131.98 | 2256.9576 | 708.33 | 5978.98 | 1739.43 | 7718.41
2016 | Secondary School | 4C | 19592 | 0 | 1286.74 | 600.81 | 974.73 | 68.33 | 2391.04 | 544.46 | 29.71 | 786.4 | 16.27 | 0.76237 | 15.5076 | 0 | 0 | 0 | 154.4 | 506.84 | 132.74 | 1402.7176 | 1286.74 | 5154.44 | 2338.04 | 7492.48
2016 | Secondary School | 5A | 19592 | 0 | 1245.72 | 908.72 | 947.8 | 68.04 | 2391.04 | 544.46 | 29.69 | 887.58 | 14.9 | 0.76237 | 14.1376 | 0 | 0 | 236.24 | 154.4 | 536.36 | 132.9 | 2046.6776 | 1245.72 | 5771.31 | 2326.53 | 8097.84
2016 | Secondary School | 5B | 19592 | 0 | 1625.87 | 962.83 | 950.24 | 68.19 | 2391.04 | 544.46 | 29.69 | 978.41 | 20.82 | 0.76237 | 20.0576 | 0 | 0 | 0 | 154.4 | 524.9 | 132.08 | 1961.2976 | 1625.87 | 5687.71 | 2695.23 | 8382.94
2016 | Secondary School | 5C | 19592 | 0 | 652.88 | 403.11 | 963.35 | 68.28 | 2391.04 | 544.46 | 29.7 | 766.45 | 16.84 | 0.76237 | 16.0776 | 0 | 0 | 215.97 | 154.4 | 526.36 | 132.74 | 1401.6076 | 652.88 | 5141.88 | 1723.7 | 6865.58
2016 | Secondary School | 6A | 19592 | 0 | 2371.19 | 973 | 949.43 | 68.15 | 2391.04 | 544.46 | 29.7 | 970.11 | 17.27 | 0.76237 | 16.5076 | 0 | 0 | 236.52 | 154.4 | 565.98 | 133.09 | 2196.1376 | 2371.19 | 5922.71 | 3481.63 | 9404.34
2016 | Secondary School | 6B | 19592 | 0 | 1422.38 | 670.94 | 946.13 | 68.08 | 2391.04 | 544.46 | 29.7 | 958.99 | 10.86 | 0.76237 | 10.0976 | 0 | 0 | 254.69 | 154.4 | 557.45 | 132.04 | 1894.7176 | 1422.38 | 5616.87 | 2524.29 | 8141.16
2016 | Secondary School | 7 | 19592 | 0 | 2940.02 | 803.15 | 932.4 | 68.31 | 2391.04 | 544.46 | 29.69 | 1000.45 | 25.79 | 0.76237 | 25.0276 | 0 | 0 | 238.23 | 154.4 | 598.03 | 132.97 | 2066.8576 | 2940.02 | 5776.45 | 4082.5 | 9858.95
2016 | Secondary School | 8 | 19592 | 0 | 5164.54 | 384.1 | 1001.36 | 70.92 | 2391.04 | 544.46 | 29.72 | 1046.1 | 17.05 | 0.76237 | 16.2876 | 0 | 0 | 258.12 | 154.41 | 637.22 | 132.68 | 1704.6076 | 5164.54 | 5485.5 | 6346.22 | 11831.72
2019 | Secondary School | 0A | 19592 | 0 | 108.63 | 5447.04 | 793.48 | 68.06 | 2371.59 | 544.46 | 29.42 | 1211.91 | 72.49 | 0.76237 | 71.7276 | 0 | 0 | 334.8 | 154.4 | 324.31 | 95.88 | 7065.4776 | 108.63 | 10579.07 | 977.4 | 11556.47
2019 | Secondary School | 0B | 19592 | 0 | 11.41 | 4681.92 | 789.86 | 68.02 | 2371.59 | 544.46 | 29.42 | 1040.98 | 66.76 | 0.76237 | 65.9976 | 0 | 0 | 304.85 | 154.4 | 333.25 | 95.58 | 6093.7476 | 11.41 | 9603.37 | 889.12 | 10492.49
2019 | Secondary School | 1A | 19592 | 0 | 6.65 | 3465.07 | 812.78 | 68.03 | 2371.59 | 544.46 | 29.43 | 910.75 | 46.92 | 0.76237 | 46.1576 | 0 | 0 | 324.63 | 154.4 | 354.26 | 95.31 | 4746.6076 | 6.65 | 8278.92 | 905.37 | 9184.29
2019 | Secondary School | 1B | 19592 | 0 | 62.56 | 3952.1 | 803.74 | 67.91 | 2371.59 | 544.46 | 29.42 | 1017.97 | 54.27 | 0.76237 | 53.5076 | 0 | 0 | 253.96 | 154.4 | 367.37 | 94.96 | 5277.5376 | 62.56 | 8800.33 | 974.38 | 9774.71
2019 | Secondary School | 2A | 19592 | 0 | 69.93 | 3019.81 | 805.34 | 67.87 | 2371.59 | 544.46 | 29.43 | 815.71 | 48.36 | 0.76237 | 47.5976 | 0 | 0 | 264.98 | 154.4 | 394.3 | 94.9 | 4148.0976 | 69.93 | 7672.4 | 1008.69 | 8681.09
2019 | Secondary School | 2B | 19592 | 0 | 42.46 | 2281.58 | 822.06 | 67.94 | 2371.59 | 544.46 | 29.43 | 873.46 | 31.12 | 0.76237 | 30.3576 | 0 | 0 | 239.48 | 154.4 | 400.06 | 93.59 | 3424.8776 | 42.46 | 6964.66 | 986.98 | 7951.64
2019 | Secondary School | 3A | 19592 | 0 | 458.06 | 1825.38 | 818.51 | 67.93 | 2371.59 | 544.46 | 29.43 | 759.98 | 31.91 | 0.76237 | 31.1476 | 0 | 0 | 246.85 | 154.4 | 455.15 | 94.03 | 2863.3576 | 458.06 | 6400.02 | 1457.67 | 7857.69
2019 | Secondary School | 3B | 19592 | 0 | 326.48 | 1703.92 | 827.45 | 67.92 | 2371.59 | 544.46 | 29.43 | 826.9 | 25.14 | 0.76237 | 24.3776 | 0 | 0 | 0 | 154.4 | 440.19 | 93.46 | 2555.1976 | 326.48 | 6100.22 | 1311.13 | 7411.35
2019 | Secondary School | 3C | 19592 | 0 | 181.25 | 1272.67 | 832.05 | 68.16 | 2371.59 | 544.46 | 29.43 | 707.97 | 19.81 | 0.76237 | 19.0476 | 0 | 0 | 0 | 154.4 | 451.47 | 93.91 | 1999.6876 | 181.25 | 5549.99 | 1177.19 | 6727.18
2019 | Secondary School | 4A | 19592 | 0 | 541.88 | 1299.7 | 827.66 | 68.28 | 2371.59 | 544.46 | 29.43 | 767.72 | 25.95 | 0.76237 | 25.1876 | 0 | 0 | 271.11 | 154.4 | 499.38 | 93.85 | 2363.7176 | 541.88 | 5909.69 | 1585.72 | 7495.41
2019 | Secondary School | 4B | 19592 | 0 | 651.22 | 1223.26 | 815.05 | 67.92 | 2371.59 | 544.46 | 29.43 | 831.37 | 20.05 | 0.76237 | 19.2876 | 0 | 0 | 0 | 154.4 | 486.22 | 93.31 | 2073.9176 | 651.22 | 5606.37 | 1681.9 | 7288.27
2019 | Secondary School | 4C | 19592 | 0 | 1218.68 | 589.66 | 845.64 | 68.33 | 2371.59 | 544.46 | 29.44 | 731 | 23.36 | 0.76237 | 22.5976 | 0 | 0 | 0 | 154.4 | 506.44 | 93.67 | 1343.2576 | 1218.68 | 4907.09 | 2269.58 | 7176.67
2019 | Secondary School | 5A | 19592 | 0 | 1151.11 | 874.84 | 819.09 | 68.04 | 2371.59 | 544.46 | 29.43 | 779.52 | 14.46 | 0.76237 | 13.6976 | 0 | 0 | 252.06 | 154.41 | 535.83 | 93.75 | 1920.1176 | 1151.11 | 5457.2 | 2231.4 | 7688.6
2019 | Secondary School | 5B | 19592 | 0 | 1520.34 | 920.97 | 823.94 | 68.19 | 2371.59 | 544.46 | 29.43 | 822.6 | 19.5 | 0.76237 | 18.7376 | 0 | 0 | 0 | 154.4 | 524.35 | 93.38 | 1762.3076 | 1520.34 | 5304.01 | 2589.15 | 7893.16
2019 | Secondary School | 5C | 19592 | 0 | 607.4 | 392.69 | 836.57 | 68.28 | 2371.59 | 544.46 | 29.44 | 698.64 | 16.8 | 0.76237 | 16.0376 | 0 | 0 | 249.25 | 154.4 | 525.85 | 93.66 | 1356.6176 | 607.4 | 4911.32 | 1677.71 | 6589.03
2019 | Secondary School | 6A | 19592 | 0 | 2220.46 | 926.9 | 826.17 | 68.15 | 2371.59 | 544.46 | 29.43 | 838.21 | 16.89 | 0.76237 | 16.1276 | 0 | 0 | 262.15 | 154.41 | 565.44 | 93.67 | 2043.3876 | 2220.46 | 5587.57 | 3330.36 | 8917.93
2019 | Secondary School | 6B | 19592 | 0 | 1418.45 | 636.17 | 823.05 | 68.08 | 2371.59 | 544.46 | 29.44 | 821.65 | 10.24 | 0.76237 | 9.4776 | 0 | 0 | 260.91 | 154.41 | 556.92 | 93.32 | 1728.2076 | 1418.45 | 5268.85 | 2519.84 | 7788.69
2019 | Secondary School | 7 | 19592 | 0 | 2705.81 | 752.46 | 807.53 | 68.31 | 2371.59 | 544.46 | 29.43 | 858.92 | 24.23 | 0.76237 | 23.4676 | 0 | 0 | 264.8 | 154.41 | 597.43 | 93.59 | 1899.6476 | 2705.81 | 5425.28 | 3847.69 | 9272.97
2019 | Secondary School | 8 | 19592 | 0 | 4759.65 | 360.17 | 884.86 | 70.92 | 2371.59 | 544.46 | 29.47 | 891.14 | 15.97 | 0.76237 | 15.2076 | 0 | 0 | 255.65 | 154.42 | 636.68 | 93.36 | 1522.1676 | 4759.65 | 5127.55 | 5940.79 | 11068.34
2004 | Warehouse | 0A | 4835.13 | 0 | 55.19 | 318.77 | 481.96 | 123.65 | 139.28 | 0 | 0 | 166.23 | 0 | 0 | 0 | 0 | 0 | 0 | 22.83 | 0 | 0 | 485 | 55.19 | 1252.72 | 55.19 | 1307.91
2004 | Warehouse | 0B | 4835.13 | 0 | 70.96 | 310.03 | 481.96 | 123.67 | 139.28 | 0 | 0 | 196.65 | 0 | 0 | 0 | 0 | 0 | 0 | 22.72 | 0 | 0 | 506.68 | 70.96 | 1274.31 | 70.96 | 1345.27
2004 | Warehouse | 1A | 4835.13 | 0 | 55.19 | 198.66 | 481.96 | 123.69 | 139.28 | 0 | 0 | 135.93 | 0 | 0 | 0 | 0 | 0 | 0 | 23.41 | 0 | 0 | 334.59 | 55.19 | 1102.93 | 55.19 | 1158.12
2004 | Warehouse | 1B | 4835.13 | 0 | 75.88 | 230.99 | 481.96 | 123.53 | 139.28 | 0 | 0 | 174.93 | 0 | 0 | 0 | 0 | 0 | 0 | 23.38 | 0 | 0 | 405.92 | 75.88 | 1174.07 | 75.88 | 1249.95
2004 | Warehouse | 2A | 4835.13 | 0 | 97.88 | 125.18 | 481.96 | 123.49 | 139.28 | 0 | 0 | 73.9 | 0 | 0 | 0 | 0 | 0 | 0 | 24.1 | 0 | 0 | 199.08 | 97.88 | 967.91 | 97.88 | 1065.79
2004 | Warehouse | 2B | 4835.13 | 0 | 59.83 | 126.98 | 481.96 | 123.58 | 139.28 | 0 | 0 | 141.18 | 0 | 0 | 0 | 0 | 0 | 0 | 24.11 | 0 | 0 | 268.16 | 59.83 | 1037.09 | 59.83 | 1096.92
2004 | Warehouse | 3A | 4835.13 | 0 | 344.1 | 67.2 | 481.96 | 123.55 | 139.28 | 0 | 0 | 67.56 | 0 | 0 | 0 | 0 | 0 | 0 | 25.31 | 0 | 0 | 134.76 | 344.1 | 904.86 | 344.1 | 1248.96
2004 | Warehouse | 3B | 4835.13 | 0 | 110.02 | 72.33 | 481.96 | 123.55 | 139.28 | 0 | 0 | 81.29 | 0 | 0 | 0 | 0 | 0 | 0 | 24.96 | 0 | 0 | 153.62 | 110.02 | 923.37 | 110.02 | 1033.39
2004 | Warehouse | 3C | 4835.13 | 0 | 66.22 | 19.52 | 481.96 | 123.53 | 139.28 | 0 | 0 | 52.13 | 0 | 0 | 0 | 0 | 0 | 0 | 25.4 | 0 | 0 | 71.65 | 66.22 | 841.83 | 66.22 | 908.05
2004 | Warehouse | 4A | 4835.13 | 0 | 910.06 | 38.63 | 481.96 | 123.36 | 139.28 | 0 | 0 | 61.73 | 0 | 0 | 0 | 0 | 0 | 0 | 26.26 | 0 | 0 | 100.36 | 910.06 | 871.23 | 910.06 | 1781.29
2004 | Warehouse | 4B | 4835.13 | 0 | 365.08 | 40.67 | 481.96 | 123.46 | 139.28 | 0 | 0 | 75.19 | 0 | 0 | 0 | 0 | 0 | 0 | 25.98 | 0 | 0 | 115.86 | 365.08 | 886.54 | 365.08 | 1251.62
2004 | Warehouse | 4C | 4835.13 | 0 | 400.41 | 7.52 | 481.96 | 123.22 | 139.28 | 0 | 0 | 47.76 | 0 | 0 | 0 | 0 | 0 | 0 | 26.55 | 0 | 0 | 55.28 | 400.41 | 826.3 | 400.41 | 1226.71
2004 | Warehouse | 5A | 4835.13 | 0 | 1465.69 | 17.71 | 481.96 | 123.4 | 139.28 | 0 | 0 | 60.28 | 0 | 0 | 0 | 0 | 0 | 0 | 27.04 | 0 | 0 | 77.99 | 1465.69 | 849.67 | 1465.69 | 2315.36
2004 | Warehouse | 5B | 4835.13 | 0 | 806.24 | 28.21 | 481.96 | 123.41 | 139.28 | 0 | 0 | 73.84 | 0 | 0 | 0 | 0 | 0 | 0 | 26.81 | 0 | 0 | 102.05 | 806.24 | 873.5 | 806.24 | 1679.74
2004 | Warehouse | 5C | 4835.13 | 0 | 378.2 | 3.25 | 481.96 | 123.21 | 139.28 | 0 | 0 | 43.24 | 0 | 0 | 0 | 0 | 0 | 0 | 26.99 | 0 | 0 | 46.49 | 378.2 | 817.94 | 378.2 | 1196.14
2004 | Warehouse | 6A | 4835.13 | 0 | 2285.65 | 19.89 | 481.96 | 123.35 | 139.28 | 0 | 0 | 72.71 | 0 | 0 | 0 | 0 | 0 | 0 | 27.61 | 0 | 0 | 92.6 | 2285.65 | 864.8 | 2285.65 | 3150.45
2004 | Warehouse | 6B | 4835.13 | 0 | 1497.89 | 14.78 | 481.96 | 123.26 | 139.28 | 0 | 0 | 71.31 | 0 | 0 | 0 | 0 | 0 | 0 | 27.47 | 0 | 0 | 86.09 | 1497.89 | 858.06 | 1497.89 | 2355.95
2004 | Warehouse | 7 | 4835.13 | 0 | 2306.46 | 11.78 | 481.96 | 123.18 | 139.28 | 0 | 0 | 59.5 | 0 | 0 | 0 | 0 | 0 | 0 | 28.29 | 0 | 0 | 71.28 | 2306.46 | 843.99 | 2306.46 | 3150.45
2004 | Warehouse | 8 | 4835.13 | 0 | 2419.97 | 2.52 | 481.96 | 122.5 | 139.28 | 0 | 0 | 47.95 | 0 | 0 | 0 | 0 | 0 | 0 | 29.21 | 0 | 0 | 50.47 | 2419.97 | 823.43 | 2419.97 | 3243.4
2007 | Warehouse | 0A | 4835.13 | 0 | 0 | 320.4 | 481.96 | 123.65 | 139.28 | 0 | 0 | 157.31 | 0 | 0 | 0 | 0 | 0 | 0 | 22.83 | 0 | 0 | 477.71 | 0 | 1245.43 | 0 | 1245.43
2007 | Warehouse | 0B | 4835.13 | 0 | 0 | 310.1 | 481.96 | 123.67 | 139.28 | 0 | 0 | 185.24 | 0 | 0 | 0 | 0 | 0 | 0 | 22.72 | 0 | 0 | 495.34 | 0 | 1262.97 | 0 | 1262.97
2007 | Warehouse | 1A | 4835.13 | 0 | 0 | 197.61 | 481.96 | 123.69 | 139.28 | 0 | 0 | 128.41 | 0 | 0 | 0 | 0 | 0 | 0 | 23.41 | 0 | 0 | 326.02 | 0 | 1094.37 | 0 | 1094.37
2007 | Warehouse | 1B | 4835.13 | 0 | 4.94 | 231.16 | 481.96 | 123.53 | 139.28 | 0 | 0 | 164.76 | 0 | 0 | 0 | 0 | 0 | 0 | 23.38 | 0 | 0 | 395.92 | 4.94 | 1164.07 | 4.94 | 1169.01
2007 | Warehouse | 2A | 4835.13 | 0 | 3 | 125.75 | 481.96 | 123.49 | 139.28 | 0 | 0 | 73.55 | 0 | 0 | 0 | 0 | 0 | 0 | 24.1 | 0 | 0 | 199.3 | 3 | 968.14 | 3 | 971.14
2007 | Warehouse | 2B | 4835.13 | 0 | 4.2 | 125.46 | 481.96 | 123.58 | 139.28 | 0 | 0 | 132.25 | 0 | 0 | 0 | 0 | 0 | 0 | 24.1 | 0 | 0 | 257.71 | 4.2 | 1026.63 | 4.2 | 1030.83
2007 | Warehouse | 3A | 4835.13 | 0 | 220.88 | 66.42 | 481.96 | 123.55 | 139.28 | 0 | 0 | 67.08 | 0 | 0 | 0 | 0 | 0 | 0 | 25.31 | 0 | 0 | 133.5 | 220.88 | 903.6 | 220.88 | 1124.48
2007 | Warehouse | 3B | 4835.13 | 0 | 38.38 | 71.61 | 481.96 | 123.55 | 139.28 | 0 | 0 | 80.75 | 0 | 0 | 0 | 0 | 0 | 0 | 24.96 | 0 | 0 | 152.36 | 38.38 | 922.11 | 38.38 | 960.49
2007 | Warehouse | 3C | 4835.13 | 0 | 3.26 | 21.8 | 481.96 | 123.53 | 139.28 | 0 | 0 | 48.25 | 0 | 0 | 0 | 0 | 0 | 0 | 25.4 | 0 | 0 | 70.05 | 3.26 | 840.22 | 3.26 | 843.48
2007 | Warehouse | 4A | 4835.13 | 0 | 759.58 | 38.63 | 481.96 | 123.36 | 139.28 | 0 | 0 | 61.7 | 0 | 0 | 0 | 0 | 0 | 0 | 26.26 | 0 | 0 | 100.33 | 759.58 | 871.2 | 759.58 | 1630.78
2007 | Warehouse | 4B | 4835.13 | 0 | 246.48 | 40.75 | 481.96 | 123.46 | 139.28 | 0 | 0 | 75.21 | 0 | 0 | 0 | 0 | 0 | 0 | 25.98 | 0 | 0 | 115.96 | 246.48 | 886.63 | 246.48 | 1133.11
2007 | Warehouse | 4C | 4835.13 | 0 | 303.42 | 6.8 | 481.96 | 123.22 | 139.28 | 0 | 0 | 47.75 | 0 | 0 | 0 | 0 | 0 | 0 | 26.55 | 0 | 0 | 54.55 | 303.42 | 825.56 | 303.42 | 1128.98
2007 | Warehouse | 5A | 4835.13 | 0 | 1319.75 | 16.53 | 481.96 | 123.4 | 139.28 | 0 | 0 | 59.52 | 0 | 0 | 0 | 0 | 0 | 0 | 27.04 | 0 | 0 | 76.05 | 1319.75 | 847.73 | 1319.75 | 2167.48
2007 | Warehouse | 5B | 4835.13 | 0 | 663.96 | 27.76 | 481.96 | 123.41 | 139.28 | 0 | 0 | 73.01 | 0 | 0 | 0 | 0 | 0 | 0 | 26.81 | 0 | 0 | 100.77 | 663.96 | 872.23 | 663.96 | 1536.19
2007 | Warehouse | 5C | 4835.13 | 0 | 275.4 | 2.77 | 481.96 | 123.21 | 139.28 | 0 | 0 | 42.72 | 0 | 0 | 0 | 0 | 0 | 0 | 26.99 | 0 | 0 | 45.49 | 275.4 | 816.94 | 275.4 | 1092.34
2007 | Warehouse | 6A | 4835.13 | 0 | 2150.82 | 19.48 | 481.96 | 123.35 | 139.28 | 0 | 0 | 71.92 | 0 | 0 | 0 | 0 | 0 | 0 | 27.61 | 0 | 0 | 91.4 | 2150.82 | 863.6 | 2150.82 | 3014.42
2007 | Warehouse | 6B | 4835.13 | 0 | 1310.65 | 14.47 | 481.96 | 123.26 | 139.28 | 0 | 0 | 70.42 | 0 | 0 | 0 | 0 | 0 | 0 | 27.47 | 0 | 0 | 84.89 | 1310.65 | 856.86 | 1310.65 | 2167.51
2007 | Warehouse | 7 | 4835.13 | 0 | 2171.77 | 10.49 | 481.96 | 123.18 | 139.28 | 0 | 0 | 58.77 | 0 | 0 | 0 | 0 | 0 | 0 | 28.28 | 0 | 0 | 69.26 | 2171.77 | 841.97 | 2171.77 | 3013.74
2007 | Warehouse | 8 | 4835.13 | 0 | 2300.53 | 2.2 | 481.96 | 122.5 | 139.28 | 0 | 0 | 47.64 | 0 | 0 | 0 | 0 | 0 | 0 | 29.21 | 0 | 0 | 49.84 | 2300.53 | 822.8 | 2300.53 | 3123.33
2010 | Warehouse | 0A | 4835.13 | 0 | 0 | 211.74 | 285.73 | 83.8 | 137.06 | 0 | 0 | 106.37 | 0 | 0 | 0 | 0 | 0 | 0 | 22.09 | 0 | 0 | 318.11 | 0 | 846.78 | 0 | 846.78
2010 | Warehouse | 0B | 4835.13 | 0 | 0 | 206.03 | 291.19 | 83.78 | 137.06 | 0 | 0 | 151.98 | 0 | 0 | 0 | 0 | 0 | 0 | 22.01 | 0 | 0 | 358.01 | 0 | 892.05 | 0 | 892.05
2010 | Warehouse | 1A | 4835.13 | 0 | 0 | 121.99 | 307.68 | 83.79 | 137.06 | 0 | 0 | 77.43 | 0 | 0 | 0 | 0 | 0 | 0 | 22.67 | 0 | 0 | 199.42 | 0 | 750.62 | 0 | 750.62
2010 | Warehouse | 1B | 4835.13 | 0 | 1.48 | 149.89 | 302.79 | 83.67 | 137.06 | 0 | 0 | 101.21 | 0 | 0 | 0 | 0 | 0 | 0 | 22.66 | 0 | 0 | 251.1 | 1.48 | 797.27 | 1.48 | 798.75
2010 | Warehouse | 2A | 4835.13 | 0 | 1.33 | 88.65 | 310.13 | 83.63 | 137.06 | 0 | 0 | 69.46 | 0 | 0 | 0 | 0 | 0 | 0 | 23.35 | 0 | 0 | 158.11 | 1.33 | 712.28 | 1.33 | 713.61
2010 | Warehouse | 2B | 4835.13 | 0 | 2.54 | 89.9 | 327.57 | 83.71 | 137.06 | 0 | 0 | 89.48 | 0 | 0 | 0 | 0 | 0 | 0 | 23.37 | 0 | 0 | 179.38 | 2.54 | 751.09 | 2.54 | 753.63
2010 | Warehouse | 3A | 4835.13 | 0 | 161.76 | 46.21 | 314.57 | 83.69 | 137.06 | 0 | 0 | 61.11 | 0 | 0 | 0 | 0 | 0 | 0 | 24.52 | 0 | 0 | 107.32 | 161.76 | 667.15 | 161.76 | 828.91
2010 | Warehouse | 3B | 4835.13 | 0 | 21.17 | 53.86 | 319.23 | 83.68 | 137.06 | 0 | 0 | 72.97 | 0 | 0 | 0 | 0 | 0 | 0 | 24.2 | 0 | 0 | 126.83 | 21.17 | 690.99 | 21.17 | 712.16
2010 | Warehouse | 3C | 4835.13 | 0 | 1.13 | 15.58 | 317.86 | 83.81 | 137.06 | 0 | 0 | 46.98 | 0 | 0 | 0 | 0 | 0 | 0 | 24.63 | 0 | 0 | 62.56 | 1.13 | 625.92 | 1.13 | 627.05
2010 | Warehouse | 4A | 4835.13 | 0 | 624.72 | 27.17 | 305.05 | 83.83 | 137.06 | 0 | 0 | 54.66 | 0 | 0 | 0 | 0 | 0 | 0 | 25.44 | 0 | 0 | 81.83 | 624.72 | 633.21 | 624.72 | 1257.93
2010 | Warehouse | 4B | 4835.13 | 0 | 208.63 | 33.31 | 309.82 | 83.65 | 137.06 | 0 | 0 | 68.96 | 0 | 0 | 0 | 0 | 0 | 0 | 25.17 | 0 | 0 | 102.27 | 208.63 | 657.97 | 208.63 | 866.6
2010 | Warehouse | 4C | 4835.13 | 0 | 259.39 | 6.33 | 317.16 | 83.81 | 137.06 | 0 | 0 | 45.28 | 0 | 0 | 0 | 0 | 0 | 0 | 25.72 | 0 | 0 | 51.61 | 259.39 | 615.36 | 259.39 | 874.75
2010 | Warehouse | 5A | 4835.13 | 0 | 1092.14 | 11.79 | 306.03 | 83.7 | 137.06 | 0 | 0 | 51.93 | 0 | 0 | 0 | 0 | 0 | 0 | 26.21 | 0 | 0 | 63.72 | 1092.14 | 616.72 | 1092.14 | 1708.86
2010 | Warehouse | 5B | 4835.13 | 0 | 552.43 | 19.53 | 311.97 | 83.79 | 137.06 | 0 | 0 | 65.48 | 0 | 0 | 0 | 0 | 0 | 0 | 25.99 | 0 | 0 | 85.01 | 552.43 | 643.82 | 552.43 | 1196.25
2010 | Warehouse | 5C | 4835.13 | 0 | 236.63 | 2.54 | 314.47 | 83.77 | 137.06 | 0 | 0 | 39.96 | 0 | 0 | 0 | 0 | 0 | 0 | 26.16 | 0 | 0 | 42.5 | 236.63 | 603.96 | 236.63 | 840.59
2010 | Warehouse | 6A | 4835.13 | 0 | 1666.44 | 12.79 | 396.93 | 83.75 | 137.06 | 0 | 0 | 55.97 | 0 | 0 | 0 | 0 | 0 | 0 | 26.78 | 0 | 0 | 68.76 | 1666.44 | 713.27 | 1666.44 | 2379.71
2010 | Warehouse | 6B | 4835.13 | 0 | 993.24 | 9.17 | 398.39 | 83.65 | 137.06 | 0 | 0 | 57.32 | 0 | 0 | 0 | 0 | 0 | 0 | 26.64 | 0 | 0 | 66.49 | 993.24 | 712.23 | 993.24 | 1705.47
2010 | Warehouse | 7 | 4835.13 | 0 | 1667.51 | 8.28 | 397.89 | 83.77 | 137.06 | 0 | 0 | 50.68 | 0 | 0 | 0 | 0 | 0 | 0 | 27.45 | 0 | 0 | 58.96 | 1667.51 | 705.14 | 1667.51 | 2372.65
2010 | Warehouse | 8 | 4835.13 | 0 | 1887.16 | 1.99 | 402.56 | 84.25 | 137.06 | 0 | 0 | 42.17 | 0 | 0 | 0 | 0 | 0 | 0 | 28.37 | 0 | 0 | 44.16 | 1887.16 | 696.39 | 1887.16 | 2583.55
2013 | Warehouse | 0A | 4835.13 | 0 | 0 | 187.92 | 273.02 | 83.8 | 136.5 | 0 | 0 | 89.79 | 0 | 0 | 0 | 0 | 0 | 0 | 22.05 | 0 | 0 | 277.71 | 0 | 793.07 | 0 | 793.07
2013 | Warehouse | 0B | 4835.13 | 0 | 0.01 | 203.69 | 278.44 | 83.78 | 136.5 | 0 | 0 | 142.8 | 0 | 0 | 0 | 0 | 0 | 0 | 22.01 | 0 | 0 | 346.49 | 0.01 | 867.23 | 0.01 | 867.24
2013 | Warehouse | 1A | 4835.13 | 0 | 0 | 114.29 | 292.21 | 83.79 | 136.5 | 0 | 0 | 60.68 | 0 | 0 | 0 | 0 | 0 | 0 | 22.63 | 0 | 0 | 174.97 | 0 | 710.12 | 0 | 710.12
2013 | Warehouse | 1B | 4835.13 | 0 | 1.09 | 146.5 | 288.4 | 83.67 | 136.5 | 0 | 0 | 91.59 | 0 | 0 | 0 | 0 | 0 | 0 | 22.66 | 0 | 0 | 238.09 | 1.09 | 769.32 | 1.09 | 770.41
2013 | Warehouse | 2A | 4835.13 | 0 | 1.43 | 81.92 | 293.98 | 83.63 | 136.5 | 0 | 0 | 55.22 | 0 | 0 | 0 | 0 | 0 | 0 | 23.32 | 0 | 0 | 137.14 | 1.43 | 674.57 | 1.43 | 676
2013 | Warehouse | 2B | 4835.13 | 0 | 2.55 | 78.3 | 307.74 | 83.71 | 136.5 | 0 | 0 | 76.13 | 0 | 0 | 0 | 0 | 0 | 0 | 23.37 | 0 | 0 | 154.43 | 2.55 | 705.74 | 2.55 | 708.29
2013 | Warehouse | 3A | 4835.13 | 0 | 162.46 | 40.83 | 300.77 | 83.69 | 136.5 | 0 | 0 | 55.61 | 0 | 0 | 0 | 0 | 0 | 0 | 24.5 | 0 | 0 | 96.44 | 162.46 | 641.89 | 162.46 | 804.35
2013 | Warehouse | 3B | 4835.13 | 0 | 18.99 | 48.45 | 303.2 | 83.68 | 136.5 | 0 | 0 | 68.62 | 0 | 0 | 0 | 0 | 0 | 0 | 24.2 | 0 | 0 | 117.07 | 18.99 | 664.65 | 18.99 | 683.64
2013 | Warehouse | 3C | 4835.13 | 0 | 1.66 | 15.88 | 300.02 | 83.81 | 136.5 | 0 | 0 | 41.06 | 0 | 0 | 0 | 0 | 0 | 0 | 24.62 | 0 | 0 | 56.94 | 1.66 | 601.89 | 1.66 | 603.55
2013 | Warehouse | 4A | 4835.13 | 0 | 568.55 | 22.74 | 309.31 | 83.83 | 136.5 | 0 | 0 | 46.87 | 0 | 0 | 0 | 0 | 0 | 0 | 25.43 | 0 | 0 | 69.61 | 568.55 | 624.68 | 568.55 | 1193.23
2013 | Warehouse | 4B | 4835.13 | 0 | 170.01 | 27.11 | 313.72 | 83.65 | 136.5 | 0 | 0 | 58.16 | 0 | 0 | 0 | 0 | 0 | 0 | 25.16 | 0 | 0 | 85.27 | 170.01 | 644.3 | 170.01 | 814.31
2013 | Warehouse | 4C | 4835.13 | 0 | 217.69 | 4.84 | 321.1 | 83.81 | 136.5 | 0 | 0 | 38.2 | 0 | 0 | 0 | 0 | 0 | 0 | 25.72 | 0 | 0 | 43.04 | 217.69 | 610.16 | 217.69 | 827.85
2013 | Warehouse | 5A | 4835.13 | 0 | 996.46 | 10.28 | 310.44 | 83.7 | 136.5 | 0 | 0 | 43.44 | 0 | 0 | 0 | 0 | 0 | 0 | 26.21 | 0 | 0 | 53.72 | 996.46 | 610.57 | 996.46 | 1607.03
2013 | Warehouse | 5B | 4835.13 | 0 | 472.92 | 15.81 | 315.72 | 83.79 | 136.5 | 0 | 0 | 54.62 | 0 | 0 | 0 | 0 | 0 | 0 | 25.98 | 0 | 0 | 70.43 | 472.92 | 632.43 | 472.92 | 1105.35
2013 | Warehouse | 5C | 4835.13 | 0 | 182.11 | 2.02 | 318.83 | 83.77 | 136.5 | 0 | 0 | 33.77 | 0 | 0 | 0 | 0 | 0 | 0 | 26.16 | 0 | 0 | 35.79 | 182.11 | 601.04 | 182.11 | 783.15
2013 | Warehouse | 6A | 4835.13 | 0 | 1514.67 | 10.11 | 394.06 | 83.75 | 136.5 | 0 | 0 | 47.22 | 0 | 0 | 0 | 0 | 0 | 0 | 26.77 | 0 | 0 | 57.33 | 1514.67 | 698.41 | 1514.67 | 2213.08
2013 | Warehouse | 6B | 4835.13 | 0 | 868.06 | 8.04 | 395.58 | 83.65 | 136.5 | 0 | 0 | 48.24 | 0 | 0 | 0 | 0 | 0 | 0 | 26.63 | 0 | 0 | 56.28 | 868.06 | 698.65 | 868.06 | 1566.71
2013 | Warehouse | 7 | 4835.13 | 0 | 1300.09 | 6.48 | 394.97 | 83.77 | 136.5 | 0 | 0 | 40.9 | 0 | 0 | 0 | 0 | 0 | 0 | 27.45 | 0 | 0 | 47.38 | 1300.09 | 690.06 | 1300.09 | 1990.15
2013 | Warehouse | 8 | 4835.13 | 0 | 1342.26 | 1.99 | 399.77 | 84.25 | 136.5 | 0 | 0 | 36.19 | 0 | 0 | 0 | 0 | 0 | 0 | 28.36 | 0 | 0 | 38.18 | 1342.26 | 687.05 | 1342.26 | 2029.31
2016 | Warehouse | 0A | 4835.13 | 0 | 0 | 168.8 | 163.58 | 56.8 | 136.5 | 0 | 0 | 81.42 | 0 | 0 | 0 | 0 | 0 | 0 | 22.05 | 0 | 0 | 250.22 | 0 | 629.14 | 0 | 629.14
2016 | Warehouse | 0B | 4835.13 | 0 | 0.02 | 176.13 | 167.57 | 56.77 | 136.5 | 0 | 0 | 99.12 | 0 | 0 | 0 | 0 | 0 | 0 | 22.02 | 0 | 0 | 275.25 | 0.02 | 658.11 | 0.02 | 658.13
2016 | Warehouse | 1A | 4835.13 | 0 | 0 | 96.91 | 172.36 | 56.79 | 136.5 | 0 | 0 | 62 | 0 | 0 | 0 | 0 | 0 | 0 | 22.64 | 0 | 0 | 158.91 | 0 | 547.2 | 0 | 547.2
2016 | Warehouse | 1B | 4835.13 | 0 | 1.9 | 123.09 | 169.89 | 56.7 | 136.5 | 0 | 0 | 85.47 | 0 | 0 | 0 | 0 | 0 | 0 | 22.66 | 0 | 0 | 208.56 | 1.9 | 594.31 | 1.9 | 596.21
2016 | Warehouse | 2A | 4835.13 | 0 | 2.09 | 71.79 | 173.66 | 56.69 | 136.5 | 0 | 0 | 50.14 | 0 | 0 | 0 | 0 | 0 | 0 | 23.33 | 0 | 0 | 121.93 | 2.09 | 512.11 | 2.09 | 514.2
2016 | Warehouse | 2B | 4835.13 | 0 | 3.84 | 70.06 | 182.89 | 56.75 | 136.5 | 0 | 0 | 71.06 | 0 | 0 | 0 | 0 | 0 | 0 | 23.38 | 0 | 0 | 141.12 | 3.84 | 540.64 | 3.84 | 544.48
2016 | Warehouse | 3A | 4835.13 | 0 | 176.12 | 35.47 | 178.12 | 56.8 | 136.5 | 0 | 0 | 51.39 | 0 | 0 | 0 | 0 | 0 | 0 | 24.51 | 0 | 0 | 86.86 | 176.12 | 482.79 | 176.12 | 658.91
2016 | Warehouse | 3B | 4835.13 | 0 | 29.77 | 42.68 | 179.8 | 56.69 | 136.5 | 0 | 0 | 63.61 | 0 | 0 | 0 | 0 | 0 | 0 | 24.21 | 0 | 0 | 106.29 | 29.77 | 503.49 | 29.77 | 533.26
2016 | Warehouse | 3C | 4835.13 | 0 | 2.99 | 12.44 | 177.68 | 56.87 | 136.5 | 0 | 0 | 36.98 | 0 | 0 | 0 | 0 | 0 | 0 | 24.63 | 0 | 0 | 49.42 | 2.99 | 445.1 | 2.99 | 448.09
2016 | Warehouse | 4A | 4835.13 | 0 | 583.62 | 19.01 | 183.39 | 56.99 | 136.5 | 0 | 0 | 42.83 | 0 | 0 | 0 | 0 | 0 | 0 | 25.44 | 0 | 0 | 61.84 | 583.62 | 464.15 | 583.62 | 1047.77
2016 | Warehouse | 4B | 4835.13 | 0 | 194.4 | 22.95 | 186.26 | 56.7 | 136.5 | 0 | 0 | 53.27 | 0 | 0 | 0 | 0 | 0 | 0 | 25.17 | 0 | 0 | 76.22 | 194.4 | 480.85 | 194.4 | 675.25
2016 | Warehouse | 4C | 4835.13 | 0 | 255.23 | 3.48 | 191.11 | 57.13 | 136.5 | 0 | 0 | 34.36 | 0 | 0 | 0 | 0 | 0 | 0 | 25.73 | 0 | 0 | 37.84 | 255.23 | 448.3 | 255.23 | 703.53
2016 | Warehouse | 5A | 4835.13 | 0 | 991.77 | 7.92 | 184.24 | 56.88 | 136.5 | 0 | 0 | 39.71 | 0 | 0 | 0 | 0 | 0 | 0 | 26.21 | 0 | 0 | 47.63 | 991.77 | 451.46 | 991.77 | 1443.23
2016 | Warehouse | 5B | 4835.13 | 0 | 498.13 | 12.77 | 187.4 | 56.92 | 136.5 | 0 | 0 | 50.06 | 0 | 0 | 0 | 0 | 0 | 0 | 25.99 | 0 | 0 | 62.83 | 498.13 | 469.65 | 498.13 | 967.78
2016 | Warehouse | 5C | 4835.13 | 0 | 228.62 | 1.36 | 189.69 | 57.1 | 136.5 | 0 | 0 | 30.9 | 0 | 0 | 0 | 0 | 0 | 0 | 26.17 | 0 | 0 | 32.26 | 228.62 | 441.71 | 228.62 | 670.33
2016 | Warehouse | 6A | 4835.13 | 0 | 1504.89 | 7.01 | 236.16 | 56.95 | 136.5 | 0 | 0 | 42.12 | 0 | 0 | 0 | 0 | 0 | 0 | 26.78 | 0 | 0 | 49.13 | 1504.89 | 505.54 | 1504.89 | 2010.43
2016 | Warehouse | 6B | 4835.13 | 0 | 903.23 | 5.7 | 237.15 | 56.96 | 136.5 | 0 | 0 | 43.06 | 0 | 0 | 0 | 0 | 0 | 0 | 26.64 | 0 | 0 | 48.76 | 903.23 | 506.02 | 903.23 | 1409.25
2016 | Warehouse | 7 | 4835.13 | 0 | 1380.56 | 4.29 | 236.71 | 57.12 | 136.5 | 0 | 0 | 37.11 | 0 | 0 | 0 | 0 | 0 | 0 | 27.46 | 0 | 0 | 41.4 | 1380.56 | 499.18 | 1380.56 | 1879.74
2016 | Warehouse | 8 | 4835.13 | 0 | 1429.05 | 1.18 | 239.87 | 58.63 | 136.5 | 0 | 0 | 32.31 | 0 | 0 | 0 | 0 | 0 | 0 | 28.37 | 0 | 0 | 33.49 | 1429.05 | 496.85 | 1429.05 | 1925.9
2019 | Warehouse | 0A | 4835.13 | 0 | 0 | 165.72 | 156.54 | 56.8 | 136.5 | 0 | 0 | 80.03 | 0 | 0 | 0 | 0 | 0 | 0 | 22.05 | 0 | 0 | 245.75 | 0 | 617.65 | 0 | 617.65
2019 | Warehouse | 0B | 4835.13 | 0 | 0.02 | 173.39 | 160.31 | 56.77 | 136.5 | 0 | 0 | 98.26 | 0 | 0 | 0 | 0 | 0 | 0 | 22.02 | 0 | 0 | 271.65 | 0.02 | 647.25 | 0.02 | 647.27
2019 | Warehouse | 1A | 4835.13 | 0 | 0 | 93.9 | 163.48 | 56.79 | 136.5 | 0 | 0 | 60.4 | 0 | 0 | 0 | 0 | 0 | 0 | 22.64 | 0 | 0 | 154.3 | 0 | 533.71 | 0 | 533.71
2019 | Warehouse | 1B | 4835.13 | 0 | 1.97 | 120.63 | 161.73 | 56.7 | 136.5 | 0 | 0 | 84.56 | 0 | 0 | 0 | 0 | 0 | 0 | 22.66 | 0 | 0 | 205.19 | 1.97 | 582.78 | 1.97 | 584.75
2019 | Warehouse | 2A | 4835.13 | 0 | 1.74 | 68.22 | 164.2 | 56.69 | 136.5 | 0 | 0 | 56.09 | 0 | 0 | 0 | 0 | 0 | 0 | 23.33 | 0 | 0 | 124.31 | 1.74 | 505.03 | 1.74 | 506.77
2019 | Warehouse | 2B | 4835.13 | 0 | 3.95 | 68.17 | 171.88 | 56.75 | 136.5 | 0 | 0 | 70.15 | 0 | 0 | 0 | 0 | 0 | 0 | 23.38 | 0 | 0 | 138.32 | 3.95 | 526.83 | 3.95 | 530.78
2019 | Warehouse | 3A | 4835.13 | 0 | 174.69 | 34.28 | 167.77 | 56.8 | 136.5 | 0 | 0 | 50.44 | 0 | 0 | 0 | 0 | 0 | 0 | 24.51 | 0 | 0 | 84.72 | 174.69 | 470.3 | 174.69 | 644.99
2019 | Warehouse | 3B | 4835.13 | 0 | 30.8 | 41.15 | 169.35 | 56.69 | 136.5 | 0 | 0 | 62.49 | 0 | 0 | 0 | 0 | 0 | 0 | 24.21 | 0 | 0 | 103.64 | 30.8 | 490.4 | 30.8 | 521.2
2019 | Warehouse | 3C | 4835.13 | 0 | 3.54 | 11.37 | 167.87 | 56.87 | 136.5 | 0 | 0 | 35.72 | 0 | 0 | 0 | 0 | 0 | 0 | 24.63 | 0 | 0 | 47.09 | 3.54 | 432.96 | 3.54 | 436.5
2019 | Warehouse | 4A | 4835.13 | 0 | 587.68 | 18.23 | 165.49 | 56.99 | 136.5 | 0 | 0 | 41.39 | 0 | 0 | 0 | 0 | 0 | 0 | 25.44 | 0 | 0 | 59.62 | 587.68 | 444.03 | 587.68 | 1031.71
2019 | Warehouse | 4B | 4835.13 | 0 | 198.36 | 22.03 | 167.63 | 56.7 | 136.5 | 0 | 0 | 51.97 | 0 | 0 | 0 | 0 | 0 | 0 | 25.17 | 0 | 0 | 74 | 198.36 | 459.99 | 198.36 | 658.35
2019 | Warehouse | 4C | 4835.13 | 0 | 261.11 | 3.15 | 171.99 | 57.13 | 136.5 | 0 | 0 | 33.38 | 0 | 0 | 0 | 0 | 0 | 0 | 25.73 | 0 | 0 | 36.53 | 261.11 | 427.88 | 261.11 | 688.99
2019 | Warehouse | 5A | 4835.13 | 0 | 995.04 | 7.41 | 166.22 | 56.88 | 136.5 | 0 | 0 | 38.69 | 0 | 0 | 0 | 0 | 0 | 0 | 26.21 | 0 | 0 | 46.1 | 995.04 | 431.92 | 995.04 | 1426.96
2019 | Warehouse | 5B | 4835.13 | 0 | 503.43 | 11.94 | 168.93 | 56.92 | 136.5 | 0 | 0 | 48.45 | 0 | 0 | 0 | 0 | 0 | 0 | 25.99 | 0 | 0 | 60.39 | 503.43 | 448.73 | 503.43 | 952.16
2019 | Warehouse | 5C | 4835.13 | 0 | 234.13 | 1.16 | 171.08 | 57.1 | 136.5 | 0 | 0 | 29.89 | 0 | 0 | 0 | 0 | 0 | 0 | 26.17 | 0 | 0 | 31.05 | 234.13 | 421.89 | 234.13 | 656.02
2019 | Warehouse | 6A | 4835.13 | 0 | 1504.8 | 7.4 | 226.34 | 56.95 | 136.5 | 0 | 0 | 41.65 | 0 | 0 | 0 | 0 | 0 | 0 | 26.78 | 0 | 0 | 49.05 | 1504.8 | 495.63 | 1504.8 | 2000.43
2019 | Warehouse | 6B | 4835.13 | 0 | 905.05 | 5.5 | 227.09 | 56.96 | 136.5 | 0 | 0 | 42.5 | 0 | 0 | 0 | 0 | 0 | 0 | 26.64 | 0 | 0 | 48 | 905.05 | 495.2 | 905.05 | 1400.25
2019 | Warehouse | 7 | 4835.13 | 0 | 1380.92 | 4.04 | 226.84 | 57.12 | 136.5 | 0 | 0 | 36.45 | 0 | 0 | 0 | 0 | 0 | 0 | 27.46 | 0 | 0 | 40.49 | 1380.92 | 488.41 | 1380.92 | 1869.33
2019 | Warehouse | 8 | 4835.13 | 0 | 1427.04 | 1.06 | 229.8 | 58.63 | 136.5 | 0 | 0 | 31.7 | 0 | 0 | 0 | 0 | 0 | 0 | 28.37 | 0 | 0 | 32.76 | 1427.04 | 486.06 | 1427.04 | 1913.1

## 90.1 Data-SI-Site EUI
Year | Building Type | CZ | Floor Area (m2) | Heating- Elec (kWh/m2/yr) | Heating- Gas (kWh/m2/yr) | Cooling (kWh/m2/yr) | Interior Lighting (kWh/m2/yr) | Exterior Lighting (kWh/m2/yr) | Interior Equipment- Elec (kWh/m2/yr) | Interior Equipment- Gas (kWh/m2/yr) | Exterior Equipment (kWh/m2/yr) | Fan (kWh/m2/yr) | All Pumps (kWh/m2/yr) | SWH Pumps (kWh/m2/yr) | HVAC Pumps (kWh/m2/yr) | Heat Rejection (kWh/m2/yr) | Humidification (kWh/m2/yr) | Heat Recovery (kWh/m2/yr) | SWH- Elec (kWh/m2/yr) | SWH- Gas (kWh/m2/yr) | Refrigeration (kWh/m2/yr) | HVAC Total Electric (kWh/m2/yr) | HVAC Total Gas (kWh/m2/yr) | HVAC Total Site EUI (kWh/m2/yr) | Total Electric (kWh/m2/yr) | Total Gas (kWh/m2/yr) | Grand Total (kWh/m2/yr)
2004 | High-Rise Apartment | 0A | 7836.48 | 0 | 0 | 68.7869 | 11.8541 | 7.5753 | 40.3143 | 0 | 1.2825 | 17.0641 | 2.9102 | 0.041287 | 2.8689 | 3.6521 | 0 | 0 | 0 | 26.4096 | 0 | 92.3719 | 0 | 92.3719 | 153.4394 | 26.4096 | 179.849
2004 | High-Rise Apartment | 0B | 7836.48 | 0.025876 | 0.0074438 | 55.0314 | 11.8541 | 7.5767 | 40.3143 | 0 | 1.2825 | 16.9223 | 3.4795 | 0.041287 | 3.4382 | 2.9378 | 0 | 0 | 0 | 26.271 | 0 | 78.3556 | 0.0074438 | 78.363 | 139.4245 | 26.2781 | 165.7026
2004 | High-Rise Apartment | 1A | 7836.48 | 0.0010634 | 0 | 47.9722 | 11.8541 | 7.5775 | 40.3143 | 0 | 1.2825 | 13.2727 | 2.6131 | 0.041287 | 2.5718 | 2.2863 | 0 | 0 | 0 | 28.876 | 0 | 66.1041 | 0 | 66.1041 | 127.1741 | 28.876 | 156.0501
2004 | High-Rise Apartment | 1B | 7836.48 | 0.58558 | 1.5455 | 42.5319 | 11.8541 | 7.5679 | 40.3143 | 0 | 1.2825 | 14.6151 | 2.9318 | 0.041287 | 2.8905 | 2.2066 | 0 | 0 | 0 | 28.9469 | 0 | 62.8296 | 1.5455 | 64.375 | 123.8896 | 30.4927 | 154.3823
2004 | High-Rise Apartment | 2A | 7836.48 | 2.0648 | 6.8451 | 36.0291 | 11.8541 | 7.5654 | 40.3143 | 0 | 1.2825 | 11.4635 | 2.7595 | 0.041287 | 2.7182 | 1.8921 | 0 | 0 | 0 | 31.6986 | 0 | 54.1678 | 6.8451 | 61.0129 | 115.2253 | 38.5437 | 153.7691
2004 | High-Rise Apartment | 2B | 7836.48 | 2.1442 | 6.5771 | 28.6835 | 11.8541 | 7.5707 | 40.3143 | 0 | 1.2825 | 12.1891 | 2.8411 | 0.041287 | 2.7998 | 1.1371 | 0 | 0 | 0 | 31.8744 | 0 | 46.9537 | 6.5771 | 53.5308 | 108.0169 | 38.4516 | 146.4685
2004 | High-Rise Apartment | 3A | 7836.48 | 6.2528 | 22.0762 | 19.529 | 11.8541 | 7.5693 | 40.3143 | 0 | 1.2825 | 9.1974 | 2.476 | 0.041287 | 2.4347 | 0.92658 | 0 | 0 | 0 | 36.5297 | 0 | 38.3405 | 22.0762 | 60.4167 | 99.4016 | 58.6059 | 158.0075
2004 | High-Rise Apartment | 3B | 7836.48 | 2.5444 | 8.2102 | 21.2096 | 11.8541 | 7.5689 | 40.3143 | 0 | 1.2825 | 10.3838 | 2.2966 | 0.041287 | 2.2553 | 0.83548 | 0 | 0 | 0 | 35.2947 | 0 | 37.2285 | 8.2102 | 45.4387 | 98.2899 | 43.5049 | 141.7948
2004 | High-Rise Apartment | 3C | 7836.48 | 0.92268 | 2.2044 | 12.3337 | 11.8541 | 7.5679 | 40.3143 | 0 | 1.2825 | 7.3556 | 2.6372 | 0.041287 | 2.596 | 0.56077 | 0 | 0 | 0 | 37.083 | 0 | 23.7687 | 2.2044 | 25.9731 | 84.8287 | 39.2874 | 124.1161
2004 | High-Rise Apartment | 4A | 7836.48 | 13.854 | 50.2433 | 12.4333 | 11.8541 | 7.558 | 40.3143 | 0 | 1.2825 | 9.0719 | 2.4061 | 0.041287 | 2.3648 | 0.59232 | 0 | 0 | 0 | 40.3356 | 0 | 38.3164 | 50.2433 | 88.5596 | 99.3661 | 90.5785 | 189.9446
2004 | High-Rise Apartment | 4B | 7836.48 | 5.6591 | 19.5567 | 12.9494 | 11.8541 | 7.5636 | 40.3143 | 0 | 1.2825 | 9.1736 | 2.0346 | 0.041287 | 1.9934 | 0.48172 | 0 | 0 | 0 | 39.2619 | 0 | 30.2572 | 19.5567 | 49.8139 | 91.313 | 58.8182 | 150.1312
2004 | High-Rise Apartment | 4C | 7836.48 | 9.0726 | 32.555 | 2.063 | 11.8541 | 7.5491 | 40.3143 | 0 | 1.2825 | 6.7037 | 1.711 | 0.041287 | 1.6697 | 0.088971 | 0 | 0 | 0 | 41.4862 | 0 | 19.598 | 32.555 | 52.153 | 80.6396 | 74.0412 | 154.6808
2004 | High-Rise Apartment | 5A | 7836.48 | 20.6874 | 74.6051 | 5.8622 | 11.8541 | 7.5601 | 40.3143 | 0 | 1.2825 | 9.3441 | 2.2108 | 0.041287 | 2.1695 | 0.26975 | 0 | 0 | 0 | 43.5598 | 0 | 38.333 | 74.6051 | 112.9382 | 99.3856 | 118.1653 | 217.5509
2004 | High-Rise Apartment | 5B | 7836.48 | 11.0739 | 38.8543 | 8.3807 | 11.8541 | 7.5604 | 40.3143 | 0 | 1.2825 | 9.5058 | 1.8985 | 0.041287 | 1.8572 | 0.30201 | 0 | 0 | 0 | 42.6534 | 0 | 31.1196 | 38.8543 | 69.9738 | 92.1722 | 81.5077 | 173.6799
2004 | High-Rise Apartment | 5C | 7836.48 | 7.9277 | 28.5151 | 0.55864 | 11.8541 | 7.5487 | 40.3143 | 0 | 1.2825 | 6.1128 | 1.5058 | 0.041287 | 1.4645 | 0.025522 | 0 | 0 | 0 | 43.3142 | 0 | 16.0891 | 28.5151 | 44.6043 | 77.13 | 71.8293 | 148.9593
2004 | High-Rise Apartment | 6A | 7836.48 | 28.5385 | 101.7357 | 6.6877 | 11.8541 | 7.5565 | 40.3143 | 0 | 1.2825 | 10.7088 | 3.12 | 0.041287 | 3.0787 | 0.34702 | 0 | 0 | 0 | 45.9475 | 0 | 49.3609 | 101.7357 | 151.0966 | 110.4095 | 147.6832 | 258.0928
2004 | High-Rise Apartment | 6B | 7836.48 | 20.3883 | 70.2558 | 4.7495 | 11.8541 | 7.5512 | 40.3143 | 0 | 1.2825 | 10.6968 | 2.0102 | 0.041287 | 1.9689 | 0.17759 | 0 | 0 | 0 | 45.3414 | 0 | 37.981 | 70.2558 | 108.2368 | 99.0248 | 115.5972 | 214.6219
2004 | High-Rise Apartment | 7 | 7836.48 | 27.7775 | 96.4478 | 5.4205 | 11.8541 | 7.5466 | 40.3143 | 0 | 1.2825 | 11.2373 | 2.4933 | 0.041287 | 2.452 | 0.24813 | 0 | 0 | 0 | 48.7882 | 0 | 47.1355 | 96.4478 | 143.5833 | 108.1743 | 145.2356 | 253.4099
2004 | High-Rise Apartment | 8 | 7836.48 | 29.368 | 95.819 | 2.5337 | 11.8541 | 7.5051 | 40.3143 | 0 | 1.2825 | 12.031 | 2.0899 | 0.041287 | 2.0487 | 0.10315 | 0 | 0 | 0 | 52.6136 | 0 | 46.0845 | 95.819 | 141.9035 | 107.0818 | 148.4322 | 255.514
2007 | High-Rise Apartment | 0A | 7836.48 | 0 | 0 | 68.6685 | 11.8541 | 7.5753 | 40.3143 | 0 | 1.2825 | 17.0013 | 2.8875 | 0.041287 | 2.8462 | 3.6297 | 0 | 0 | 0 | 26.4096 | 0 | 92.1458 | 0 | 92.1458 | 153.2133 | 26.4096 | 179.6229
2007 | High-Rise Apartment | 0B | 7836.48 | 0.021268 | 0.0070894 | 54.8762 | 11.8541 | 7.5767 | 40.3143 | 0 | 1.2825 | 16.8773 | 3.4479 | 0.041287 | 3.4066 | 2.9233 | 0 | 0 | 0 | 26.271 | 0 | 78.1046 | 0.0070894 | 78.1117 | 139.1739 | 26.2777 | 165.4516
2007 | High-Rise Apartment | 1A | 7836.48 | 0.00070894 | 0 | 47.9095 | 11.8541 | 7.5775 | 40.3143 | 0 | 1.2825 | 13.2411 | 2.5961 | 0.041287 | 2.5548 | 2.2778 | 0 | 0 | 0 | 28.876 | 0 | 65.984 | 0 | 65.984 | 127.0536 | 28.876 | 155.9296
2007 | High-Rise Apartment | 1B | 7836.48 | 0.5551 | 1.4629 | 42.5216 | 11.8541 | 7.5679 | 40.3143 | 0 | 1.2825 | 14.5637 | 2.8935 | 0.041287 | 2.8522 | 2.1934 | 0 | 0 | 0 | 28.9469 | 0 | 62.686 | 1.4629 | 64.1489 | 123.7464 | 30.4098 | 154.1562
2007 | High-Rise Apartment | 2A | 7836.48 | 1.2477 | 4.0611 | 34.7222 | 11.8541 | 7.5654 | 40.3143 | 0 | 1.2825 | 10.6206 | 2.4036 | 0.041287 | 2.3624 | 1.7344 | 0 | 0 | 0 | 31.6986 | 0 | 50.6873 | 4.0611 | 54.7484 | 111.7448 | 35.7597 | 147.5046
2007 | High-Rise Apartment | 2B | 7836.48 | 1.1074 | 3.1222 | 26.679 | 11.8541 | 7.5707 | 40.3143 | 0 | 1.2825 | 11.1452 | 2.381 | 0.041287 | 2.3397 | 1.0251 | 0 | 0 | 0 | 31.8741 | 0 | 42.2963 | 3.1222 | 45.4185 | 103.3599 | 34.9962 | 138.3561
2007 | High-Rise Apartment | 3A | 7836.48 | 6.8582 | 24.5104 | 17.4207 | 11.8541 | 7.5693 | 40.3143 | 0 | 1.2825 | 8.7107 | 2.2083 | 0.041287 | 2.167 | 0.81917 | 0 | 0 | 0 | 36.5304 | 0 | 35.9758 | 24.5104 | 60.4862 | 97.0376 | 61.0404 | 158.078
2007 | High-Rise Apartment | 3B | 7836.48 | 3.07 | 10.4107 | 18.3433 | 11.8541 | 7.5689 | 40.3143 | 0 | 1.2825 | 9.6656 | 2.0066 | 0.041287 | 1.9654 | 0.71992 | 0 | 0 | 0 | 35.2947 | 0 | 33.7643 | 10.4107 | 44.175 | 94.8257 | 45.7054 | 140.5311
2007 | High-Rise Apartment | 3C | 7836.48 | 1.3512 | 4.2926 | 3.4174 | 11.8541 | 7.5679 | 40.3143 | 0 | 1.2825 | 4.9388 | 1.3367 | 0.041287 | 1.2954 | 0.15986 | 0 | 0 | 0 | 37.0826 | 0 | 11.1627 | 4.2926 | 15.4553 | 72.2228 | 41.3752 | 113.598
2007 | High-Rise Apartment | 4A | 7836.48 | 12.5255 | 45.3233 | 12.7431 | 11.8541 | 7.558 | 40.3143 | 0 | 1.2825 | 8.8635 | 2.3746 | 0.041287 | 2.3333 | 0.60153 | 0 | 0 | 0 | 40.3356 | 0 | 37.0669 | 45.3233 | 82.3901 | 98.117 | 85.6589 | 183.7758
2007 | High-Rise Apartment | 4B | 7836.48 | 4.7084 | 16.095 | 13.5286 | 11.8541 | 7.5636 | 40.3143 | 0 | 1.2825 | 9.062 | 2.0268 | 0.041287 | 1.9856 | 0.50086 | 0 | 0 | 0 | 39.2622 | 0 | 29.7854 | 16.095 | 45.8803 | 90.8412 | 55.3572 | 146.1984
2007 | High-Rise Apartment | 4C | 7836.48 | 7.8894 | 28.1951 | 2.3147 | 11.8541 | 7.5491 | 40.3143 | 0 | 1.2825 | 6.4619 | 1.7489 | 0.041287 | 1.7077 | 0.10031 | 0 | 0 | 0 | 41.4869 | 0 | 18.474 | 28.1951 | 46.669 | 79.5156 | 69.6819 | 149.1975
2007 | High-Rise Apartment | 5A | 7836.48 | 18.4568 | 66.6385 | 6.2237 | 11.8541 | 7.5601 | 40.3143 | 0 | 1.2825 | 8.9726 | 2.1342 | 0.041287 | 2.093 | 0.2818 | 0 | 0 | 0 | 43.5602 | 0 | 36.0279 | 66.6385 | 102.6664 | 97.0805 | 110.1986 | 207.2791
2007 | High-Rise Apartment | 5B | 7836.48 | 9.2537 | 32.5242 | 9.0152 | 11.8541 | 7.5604 | 40.3143 | 0 | 1.2825 | 9.1938 | 1.8914 | 0.041287 | 1.8502 | 0.32398 | 0 | 0 | 0 | 42.6538 | 0 | 29.6369 | 32.5242 | 62.161 | 90.6895 | 75.178 | 165.8674
2007 | High-Rise Apartment | 5C | 7836.48 | 6.2663 | 22.5144 | 0.7933 | 11.8541 | 7.5487 | 40.3143 | 0 | 1.2825 | 5.7328 | 1.5125 | 0.041287 | 1.4712 | 0.03651 | 0 | 0 | 0 | 43.3142 | 0 | 14.3001 | 22.5144 | 36.8145 | 75.341 | 65.8285 | 141.1695
2007 | High-Rise Apartment | 6A | 7836.48 | 25.8223 | 91.5136 | 7.1259 | 11.8541 | 7.5565 | 40.3143 | 0 | 1.2825 | 10.2055 | 2.8428 | 0.041287 | 2.8015 | 0.35376 | 0 | 0 | 0 | 45.9475 | 0 | 46.3089 | 91.5136 | 137.8225 | 107.3576 | 137.4611 | 244.8187
2007 | High-Rise Apartment | 6B | 7836.48 | 17.7255 | 61.5703 | 5.0884 | 11.8541 | 7.5512 | 40.3143 | 0 | 1.2825 | 10.1417 | 1.9659 | 0.041287 | 1.9246 | 0.18893 | 0 | 0 | 0 | 45.3417 | 0 | 35.0691 | 61.5703 | 96.6394 | 96.1121 | 106.9117 | 203.0238
2007 | High-Rise Apartment | 7 | 7836.48 | 22.5909 | 78.7382 | 5.4436 | 11.8541 | 7.5466 | 40.3143 | 0 | 1.2825 | 9.9737 | 2.1998 | 0.041287 | 2.1585 | 0.24246 | 0 | 0 | 0 | 48.7889 | 0 | 40.4091 | 78.7382 | 119.1474 | 101.4479 | 127.5271 | 228.975
2007 | High-Rise Apartment | 8 | 7836.48 | 25.8687 | 86.3876 | 2.7751 | 11.8541 | 7.5051 | 40.3143 | 0 | 1.2825 | 11.3614 | 2.0485 | 0.041287 | 2.0072 | 0.11201 | 0 | 0 | 0 | 52.614 | 0 | 42.1244 | 86.3876 | 128.512 | 103.1217 | 139.0016 | 242.1233
2010 | High-Rise Apartment | 0A | 7836.48 | 0 | 0 | 65.8349 | 13.7147 | 5.9799 | 40.0935 | 0 | 0.738 | 16.4367 | 2.1392 | 0.041287 | 2.0979 | 3.399 | 0 | 0 | 0 | 26.3979 | 0 | 87.7685 | 0 | 87.7685 | 148.3362 | 26.3979 | 174.7341
2010 | High-Rise Apartment | 0B | 7836.48 | 0.012052 | 0.0014179 | 52.5193 | 13.7147 | 5.9809 | 40.0935 | 0 | 0.738 | 15.9004 | 2.5561 | 0.041287 | 2.5148 | 2.7585 | 0 | 0 | 0 | 26.2629 | 0 | 73.705 | 0.0014179 | 73.7064 | 134.2734 | 26.2643 | 160.5376
2010 | High-Rise Apartment | 1A | 7836.48 | 0.00035447 | 0 | 46.8939 | 13.7147 | 5.9816 | 40.0935 | 0 | 0.738 | 12.9608 | 1.9014 | 0.041287 | 1.8601 | 2.1584 | 0 | 0 | 0 | 28.8632 | 0 | 63.8735 | 0 | 63.8735 | 124.4429 | 28.8632 | 153.3061
2010 | High-Rise Apartment | 1B | 7836.48 | 0.46293 | 1.1843 | 41.8417 | 13.7147 | 5.9742 | 40.0935 | 0 | 0.738 | 13.9681 | 2.2055 | 0.041287 | 2.1642 | 2.1187 | 0 | 0 | 0 | 28.9341 | 0 | 60.5556 | 1.1843 | 61.7399 | 121.1177 | 30.118 | 151.2357
2010 | High-Rise Apartment | 2A | 7836.48 | 0.80145 | 2.4355 | 34.0182 | 13.7147 | 5.9721 | 40.0935 | 0 | 0.738 | 10.3508 | 1.7954 | 0.041287 | 1.7541 | 1.6671 | 0 | 0 | 0 | 31.682 | 0 | 48.5917 | 2.4355 | 51.0272 | 109.1512 | 34.1179 | 143.269
2010 | High-Rise Apartment | 2B | 7836.48 | 0.70397 | 1.795 | 26.1693 | 13.7147 | 5.9763 | 40.0935 | 0 | 0.738 | 10.6291 | 1.7745 | 0.041287 | 1.7332 | 0.99499 | 0 | 0 | 0 | 31.8599 | 0 | 40.2305 | 1.795 | 42.0255 | 100.7946 | 33.6553 | 134.4499
2010 | High-Rise Apartment | 3A | 7836.48 | 4.9675 | 16.7518 | 17.3182 | 13.7147 | 5.9753 | 40.0935 | 0 | 0.738 | 8.2414 | 1.6267 | 0.041287 | 1.5854 | 0.7972 | 0 | 0 | 0 | 36.5109 | 0 | 32.9097 | 16.7518 | 49.6614 | 93.472 | 53.2626 | 146.7347
2010 | High-Rise Apartment | 3B | 7836.48 | 2.1077 | 6.7388 | 18.3604 | 13.7147 | 5.9749 | 40.0935 | 0 | 0.738 | 9.1864 | 1.5207 | 0.041287 | 1.4794 | 0.71213 | 0 | 0 | 0 | 35.277 | 0 | 31.8459 | 6.7388 | 38.5847 | 92.4083 | 42.0161 | 134.4244
2010 | High-Rise Apartment | 3C | 7836.48 | 0.8174 | 2.3423 | 3.8456 | 13.7147 | 5.9742 | 40.0935 | 0 | 0.738 | 4.8559 | 1.0109 | 0.041287 | 0.96965 | 0.17617 | 0 | 0 | 0 | 37.0621 | 0 | 10.6647 | 2.3423 | 13.007 | 71.2264 | 39.4044 | 110.6307
2010 | High-Rise Apartment | 4A | 7836.48 | 8.9262 | 30.4055 | 12.8207 | 13.7147 | 5.966 | 40.0935 | 0 | 0.738 | 8.1191 | 1.7238 | 0.041287 | 1.6825 | 0.58806 | 0 | 0 | 0 | 40.3129 | 0 | 32.1366 | 30.4055 | 62.5421 | 92.6901 | 70.718 | 163.4081
2010 | High-Rise Apartment | 4B | 7836.48 | 3.2161 | 10.3083 | 14.1879 | 13.7147 | 5.9707 | 40.0935 | 0 | 0.738 | 8.6529 | 1.5589 | 0.041287 | 1.5177 | 0.52107 | 0 | 0 | 0 | 39.2406 | 0 | 28.0956 | 10.3083 | 38.4039 | 88.6541 | 49.5489 | 138.203
2010 | High-Rise Apartment | 4C | 7836.48 | 5.5464 | 18.7265 | 2.7574 | 13.7147 | 5.9593 | 40.0935 | 0 | 0.738 | 5.8781 | 1.353 | 0.041287 | 1.3117 | 0.11733 | 0 | 0 | 0 | 41.4624 | 0 | 15.6109 | 18.7265 | 34.3375 | 76.1581 | 60.1889 | 136.347
2010 | High-Rise Apartment | 5A | 7836.48 | 13.4067 | 46.336 | 6.524 | 13.7147 | 5.9682 | 40.0935 | 0 | 0.738 | 7.9964 | 1.5597 | 0.041287 | 1.5184 | 0.28854 | 0 | 0 | 0 | 43.5346 | 0 | 29.734 | 46.336 | 76.07 | 90.29 | 89.8706 | 180.1606
2010 | High-Rise Apartment | 5B | 7836.48 | 6.9029 | 23.0507 | 9.7674 | 13.7147 | 5.9682 | 40.0935 | 0 | 0.738 | 8.5576 | 1.4806 | 0.041287 | 1.4393 | 0.3495 | 0 | 0 | 0 | 42.6297 | 0 | 27.0166 | 23.0507 | 50.0673 | 87.5723 | 65.6804 | 153.2526
2010 | High-Rise Apartment | 5C | 7836.48 | 4.8867 | 16.7 | 1.235 | 13.7147 | 5.959 | 40.0935 | 0 | 0.738 | 5.3936 | 1.2016 | 0.041287 | 1.1604 | 0.054942 | 0 | 0 | 0 | 43.2883 | 0 | 12.7305 | 16.7 | 29.4306 | 73.2766 | 59.9883 | 133.2649
2010 | High-Rise Apartment | 6A | 7836.48 | 19.1249 | 64.6233 | 7.4945 | 13.7147 | 5.9653 | 40.0935 | 0 | 0.738 | 9.0691 | 1.8067 | 0.041287 | 1.7654 | 0.34064 | 0 | 0 | 0 | 45.9202 | 0 | 37.7946 | 64.6233 | 102.4179 | 98.3474 | 110.5435 | 208.8909
2010 | High-Rise Apartment | 6B | 7836.48 | 13.0501 | 43.5743 | 5.5074 | 13.7147 | 5.9611 | 40.0935 | 0 | 0.738 | 8.8741 | 1.5051 | 0.041287 | 1.4638 | 0.2024 | 0 | 0 | 0 | 45.3123 | 0 | 29.0977 | 43.5743 | 72.6721 | 89.6459 | 88.8866 | 178.5325
2010 | High-Rise Apartment | 7 | 7836.48 | 17.2629 | 59.1025 | 6.0068 | 13.7147 | 5.9572 | 40.0935 | 0 | 0.738 | 9.0449 | 1.671 | 0.041287 | 1.6297 | 0.26124 | 0 | 0 | 0 | 48.7577 | 0 | 34.2056 | 59.1025 | 93.3081 | 94.7509 | 107.8602 | 202.6112
2010 | High-Rise Apartment | 8 | 7836.48 | 22.0085 | 72.82 | 3.4972 | 13.7147 | 5.9246 | 40.0935 | 0 | 0.738 | 10.594 | 1.6422 | 0.041287 | 1.601 | 0.1386 | 0 | 0 | 0 | 52.5835 | 0 | 37.8392 | 72.82 | 110.6593 | 98.3513 | 125.4035 | 223.7548
2013 | High-Rise Apartment | 0A | 7836.48 | 0 | 0 | 53.6632 | 11.416 | 5.9799 | 40.0818 | 0 | 0.73765 | 14.5991 | 1.7699 | 0.041287 | 1.7286 | 2.8435 | 0 | 0 | 0 | 26.3983 | 0 | 72.8344 | 0 | 72.8344 | 131.091 | 26.3983 | 157.4892
2013 | High-Rise Apartment | 0B | 7836.48 | 0.00070894 | 0 | 43.3925 | 11.416 | 5.9809 | 40.0818 | 0 | 0.73765 | 14.2627 | 1.84 | 0.041287 | 1.7988 | 2.2892 | 0 | 0 | 0 | 26.2632 | 0 | 61.7438 | 0 | 61.7438 | 120.0018 | 26.2632 | 146.265
2013 | High-Rise Apartment | 1A | 7836.48 | 0 | 0 | 34.6662 | 11.416 | 5.9816 | 40.0818 | 0 | 0.73765 | 11.1675 | 1.3902 | 0.041287 | 1.3489 | 1.6944 | 0 | 0 | 0 | 28.8639 | 0 | 48.877 | 0 | 48.877 | 107.1357 | 28.8639 | 135.9996
2013 | High-Rise Apartment | 1B | 7836.48 | 0.14959 | 0.35695 | 34.2735 | 11.416 | 5.9742 | 40.0818 | 0 | 0.73765 | 12.5694 | 1.6068 | 0.041287 | 1.5655 | 1.7684 | 0 | 0 | 0 | 28.9345 | 0 | 50.3264 | 0.35695 | 50.6834 | 108.5773 | 29.2918 | 137.8691
2013 | High-Rise Apartment | 2A | 7836.48 | 0.44415 | 1.4278 | 26.3501 | 11.416 | 5.9721 | 40.0818 | 0 | 0.73765 | 9.2828 | 1.2857 | 0.041287 | 1.2444 | 1.3555 | 0 | 0 | 0 | 31.6834 | 0 | 38.6768 | 1.4278 | 40.1046 | 96.9252 | 33.1112 | 130.0364
2013 | High-Rise Apartment | 2B | 7836.48 | 0.34773 | 0.92764 | 21.3684 | 11.416 | 5.9763 | 40.0818 | 0 | 0.73765 | 9.8439 | 1.331 | 0.041287 | 1.2897 | 0.85746 | 0 | 0 | 0 | 31.8603 | 0 | 33.7072 | 0.92764 | 34.6349 | 91.9595 | 32.7875 | 124.7471
2013 | High-Rise Apartment | 3A | 7836.48 | 3.8743 | 13.5577 | 13.4627 | 11.416 | 5.9753 | 40.0818 | 0 | 0.73765 | 7.5661 | 1.1999 | 0.041287 | 1.1586 | 0.643 | 0 | 0 | 0 | 36.5116 | 0 | 26.7047 | 13.5577 | 40.2624 | 84.9563 | 50.0696 | 135.0259
2013 | High-Rise Apartment | 3B | 7836.48 | 1.4154 | 4.6761 | 14.9415 | 11.416 | 5.9749 | 40.0818 | 0 | 0.73765 | 8.5423 | 1.1946 | 0.041287 | 1.1533 | 0.60649 | 0 | 0 | 0 | 35.2773 | 0 | 26.659 | 4.6761 | 31.3351 | 84.9109 | 39.9535 | 124.8644
2013 | High-Rise Apartment | 3C | 7836.48 | 0.30342 | 0.86029 | 2.9226 | 11.416 | 5.9742 | 40.0818 | 0 | 0.73765 | 4.6237 | 0.55155 | 0.041287 | 0.51026 | 0.13434 | 0 | 0 | 0 | 37.0628 | 0 | 8.4943 | 0.86029 | 9.3546 | 66.7452 | 37.9231 | 104.6682
2013 | High-Rise Apartment | 4A | 7836.48 | 4.2462 | 14.575 | 10.4727 | 11.416 | 5.966 | 40.0818 | 0 | 0.73765 | 7.4654 | 1.454 | 0.041287 | 1.4127 | 0.50866 | 0 | 0 | 0 | 40.3122 | 0 | 24.1058 | 14.575 | 38.6807 | 82.3485 | 54.8872 | 137.2357
2013 | High-Rise Apartment | 4B | 7836.48 | 2.4845 | 8.2162 | 11.545 | 11.416 | 5.9707 | 40.0818 | 0 | 0.73765 | 8.112 | 1.2761 | 0.041287 | 1.2348 | 0.44734 | 0 | 0 | 0 | 39.2406 | 0 | 23.8236 | 8.2162 | 32.0398 | 82.0709 | 47.4568 | 129.5278
2013 | High-Rise Apartment | 4C | 7836.48 | 4.5989 | 16.1081 | 2.0651 | 11.416 | 5.9593 | 40.0818 | 0 | 0.73765 | 5.5708 | 1.0903 | 0.041287 | 1.0491 | 0.092162 | 0 | 0 | 0 | 41.4631 | 0 | 13.376 | 16.1081 | 29.4841 | 71.612 | 57.5712 | 129.1832
2013 | High-Rise Apartment | 5A | 7836.48 | 7.1539 | 25.0215 | 5.7371 | 11.416 | 5.9682 | 40.0818 | 0 | 0.73765 | 7.1514 | 1.3154 | 0.041287 | 1.2741 | 0.2616 | 0 | 0 | 0 | 43.5343 | 0 | 21.578 | 25.0215 | 46.5996 | 79.8229 | 68.5558 | 148.3787
2013 | High-Rise Apartment | 5B | 7836.48 | 5.6406 | 19.5117 | 8.0443 | 11.416 | 5.9682 | 40.0818 | 0 | 0.73765 | 8.0223 | 1.2116 | 0.041287 | 1.1703 | 0.30307 | 0 | 0 | 0 | 42.63 | 0 | 23.1806 | 19.5117 | 42.6923 | 81.4251 | 62.1417 | 143.5668
2013 | High-Rise Apartment | 5C | 7836.48 | 3.8874 | 13.798 | 1.1144 | 11.416 | 5.959 | 40.0818 | 0 | 0.73765 | 5.1646 | 1.0078 | 0.041287 | 0.96646 | 0.050689 | 0 | 0 | 0 | 43.2886 | 0 | 11.1836 | 13.798 | 24.9816 | 69.4189 | 57.0866 | 126.5056
2013 | High-Rise Apartment | 6A | 7836.48 | 11.2412 | 39.0212 | 6.6665 | 11.416 | 5.9653 | 40.0818 | 0 | 0.73765 | 8.0244 | 1.5299 | 0.041287 | 1.4886 | 0.31122 | 0 | 0 | 0 | 45.9202 | 0 | 27.732 | 39.0212 | 66.7532 | 85.9736 | 84.9414 | 170.915
2013 | High-Rise Apartment | 6B | 7836.48 | 8.2641 | 28.3648 | 5.0831 | 11.416 | 5.9611 | 40.0818 | 0 | 0.73765 | 8.0812 | 1.3016 | 0.041287 | 1.2603 | 0.1985 | 0 | 0 | 0 | 45.313 | 0 | 22.8871 | 28.3648 | 51.2519 | 81.1249 | 73.6779 | 154.8027
2013 | High-Rise Apartment | 7 | 7836.48 | 12.138 | 42.4712 | 5.6346 | 11.416 | 5.9572 | 40.0818 | 0 | 0.73765 | 8.4519 | 1.4622 | 0.041287 | 1.4209 | 0.25309 | 0 | 0 | 0 | 48.7577 | 0 | 27.8986 | 42.4712 | 70.3698 | 86.1324 | 91.229 | 177.3614
2013 | High-Rise Apartment | 8 | 7836.48 | 16.2445 | 55.6613 | 3.8772 | 11.416 | 5.9246 | 40.0818 | 0 | 0.73765 | 9.7996 | 1.5178 | 0.041287 | 1.4765 | 0.16057 | 0 | 0 | 0 | 52.5835 | 0 | 31.5584 | 55.6613 | 87.2198 | 89.759 | 108.2448 | 198.0038
2016 | High-Rise Apartment | 0A | 7836.48 | 0 | 0 | 51.7175 | 8.9826 | 4.1859 | 40.0818 | 0 | 0.51327 | 13.9947 | 1.6805 | 0.041287 | 1.6392 | 2.1789 | 0 | 0 | 0 | 26.3359 | 0 | 69.5304 | 0 | 69.5304 | 123.3349 | 26.3359 | 149.6707
2016 | High-Rise Apartment | 0B | 7836.48 | 0.0010634 | 0 | 41.8484 | 8.9826 | 4.187 | 40.0818 | 0 | 0.51327 | 13.6941 | 1.7124 | 0.041287 | 1.6711 | 1.4987 | 0 | 0 | 0 | 26.2005 | 0 | 58.7135 | 0 | 58.7135 | 112.519 | 26.2005 | 138.7195
2016 | High-Rise Apartment | 1A | 7836.48 | 0 | 0 | 33.9094 | 8.9826 | 4.1873 | 40.0818 | 0 | 0.51327 | 10.9545 | 1.3491 | 0.041287 | 1.3078 | 0.84292 | 0 | 0 | 0 | 28.7906 | 0 | 47.0146 | 0 | 47.0146 | 100.8205 | 28.7906 | 129.6111
2016 | High-Rise Apartment | 1B | 7836.48 | 0.17723 | 0.4562 | 33.6953 | 8.9826 | 4.182 | 40.0818 | 0 | 0.51327 | 12.3968 | 1.576 | 0.041287 | 1.5347 | 1.185 | 0 | 0 | 0 | 28.86 | 0 | 48.989 | 0.4562 | 49.4452 | 102.7896 | 29.3162 | 132.1058
2016 | High-Rise Apartment | 2A | 7836.48 | 0.46648 | 1.5111 | 25.7666 | 8.9826 | 4.1806 | 40.0818 | 0 | 0.51327 | 9.1158 | 1.2548 | 0.041287 | 1.2135 | 0.90141 | 0 | 0 | 0 | 31.5962 | 0 | 37.4639 | 1.5111 | 38.975 | 91.2633 | 33.1073 | 124.3706
2016 | High-Rise Apartment | 2B | 7836.48 | 0.3729 | 1.0148 | 20.8895 | 8.9826 | 4.1838 | 40.0818 | 0 | 0.51327 | 9.6741 | 1.2998 | 0.041287 | 1.2585 | 0.27329 | 0 | 0 | 0 | 31.7713 | 0 | 32.4683 | 1.0148 | 33.4832 | 86.2707 | 32.7861 | 119.0568
2016 | High-Rise Apartment | 3A | 7836.48 | 3.9888 | 13.9756 | 13.0944 | 8.9826 | 4.1827 | 40.0818 | 0 | 0.51327 | 7.4704 | 1.1736 | 0.041287 | 1.1324 | 0.34631 | 0 | 0 | 0 | 36.4003 | 0 | 26.0323 | 13.9756 | 40.0079 | 79.8339 | 50.3759 | 130.2098
2016 | High-Rise Apartment | 3B | 7836.48 | 1.5079 | 5.0157 | 14.5318 | 8.9826 | 4.1827 | 40.0818 | 0 | 0.51327 | 8.4172 | 1.1634 | 0.041287 | 1.1221 | 0.19779 | 0 | 0 | 0 | 35.172 | 0 | 25.7767 | 5.0157 | 30.7924 | 79.578 | 40.1878 | 119.7657
2016 | High-Rise Apartment | 3C | 7836.48 | 0.35199 | 1.0358 | 2.6613 | 8.9826 | 4.182 | 40.0818 | 0 | 0.51327 | 4.5468 | 0.53454 | 0.041287 | 0.49325 | 0.036156 | 0 | 0 | 0 | 36.9497 | 0 | 8.0895 | 1.0358 | 9.1252 | 61.8904 | 37.9855 | 99.8758
2016 | High-Rise Apartment | 4A | 7836.48 | 4.2983 | 14.8313 | 9.6054 | 8.9826 | 4.1763 | 40.0818 | 0 | 0.51327 | 7.2177 | 1.3512 | 0.041287 | 1.3099 | 0.22509 | 0 | 0 | 0 | 40.1856 | 0 | 22.6563 | 14.8313 | 37.4876 | 76.4516 | 55.0169 | 131.4685
2016 | High-Rise Apartment | 4B | 7836.48 | 2.611 | 8.7834 | 10.4093 | 8.9826 | 4.1795 | 40.0818 | 0 | 0.51327 | 7.7501 | 1.1683 | 0.041287 | 1.127 | 0.11768 | 0 | 0 | 0 | 39.1173 | 0 | 22.0151 | 8.7834 | 30.7985 | 75.8135 | 47.9006 | 123.7141
2016 | High-Rise Apartment | 4C | 7836.48 | 4.7077 | 16.5536 | 1.6543 | 8.9826 | 4.1717 | 40.0818 | 0 | 0.51327 | 5.4485 | 0.97479 | 0.041287 | 0.9335 | 0.022686 | 0 | 0 | 0 | 41.3288 | 0 | 12.7667 | 16.5536 | 29.3203 | 66.5573 | 57.8824 | 124.4397
2016 | High-Rise Apartment | 5A | 7836.48 | 7.1301 | 24.9744 | 5.3383 | 8.9826 | 4.1778 | 40.0818 | 0 | 0.51327 | 7.011 | 1.2577 | 0.041287 | 1.2164 | 0.091098 | 0 | 0 | 0 | 43.39 | 0 | 20.7869 | 24.9744 | 45.7612 | 74.5835 | 68.364 | 142.9475
2016 | High-Rise Apartment | 5B | 7836.48 | 5.6786 | 19.7059 | 7.4541 | 8.9826 | 4.1778 | 40.0818 | 0 | 0.51327 | 7.8149 | 1.1442 | 0.041287 | 1.1029 | 0.072311 | 0 | 0 | 0 | 42.49 | 0 | 22.1229 | 19.7059 | 41.8288 | 75.9195 | 62.1959 | 138.1154
2016 | High-Rise Apartment | 5C | 7836.48 | 3.9764 | 14.1436 | 0.86313 | 8.9826 | 4.1714 | 40.0818 | 0 | 0.51327 | 5.0962 | 0.94466 | 0.041287 | 0.90337 | 0.0099251 | 0 | 0 | 0 | 43.1454 | 0 | 10.849 | 14.1436 | 24.9926 | 64.6393 | 57.2887 | 121.928
2016 | High-Rise Apartment | 6A | 7836.48 | 10.5447 | 36.6087 | 6.6555 | 8.9826 | 4.176 | 40.0818 | 0 | 0.51327 | 7.8504 | 1.4969 | 0.041287 | 1.4556 | 0.12052 | 0 | 0 | 0 | 45.7632 | 0 | 26.6267 | 36.6087 | 63.2354 | 80.4212 | 82.3719 | 162.7931
2016 | High-Rise Apartment | 6B | 7836.48 | 7.7497 | 26.6014 | 5.0806 | 8.9826 | 4.1728 | 40.0818 | 0 | 0.51327 | 7.9138 | 1.274 | 0.041287 | 1.2327 | 0.052461 | 0 | 0 | 0 | 45.1613 | 0 | 22.0293 | 26.6014 | 48.6307 | 75.8213 | 71.7627 | 147.584
2016 | High-Rise Apartment | 7 | 7836.48 | 11.6092 | 40.6312 | 5.597 | 8.9826 | 4.1703 | 40.0818 | 0 | 0.51327 | 8.2885 | 1.4352 | 0.041287 | 1.394 | 0.090389 | 0 | 0 | 0 | 48.5893 | 0 | 26.9791 | 40.6312 | 67.6103 | 80.7679 | 89.2205 | 169.9885
2016 | High-Rise Apartment | 8 | 7836.48 | 14.5874 | 50.0827 | 4.1189 | 8.9826 | 4.1473 | 40.0818 | 0 | 0.51327 | 9.3998 | 1.4877 | 0.041287 | 1.4464 | 0.041827 | 0 | 0 | 0 | 52.3892 | 0 | 29.5943 | 50.0827 | 79.677 | 83.3601 | 102.472 | 185.8321
2019 | High-Rise Apartment | 0A | 7836.48 | 0 | 0 | 47.689 | 7.2988 | 4.1859 | 40.0818 | 0 | 0.51327 | 13.663 | 1.6635 | 0.041287 | 1.6222 | 2.0261 | 0 | 0 | 0 | 26.3366 | 0 | 65.0003 | 0 | 65.0003 | 117.1214 | 26.3366 | 143.458
2019 | High-Rise Apartment | 0B | 7836.48 | 0.00070894 | 0 | 39.8209 | 7.2988 | 4.187 | 40.0818 | 0 | 0.51327 | 13.5371 | 1.7177 | 0.041287 | 1.6765 | 1.437 | 0 | 0 | 0 | 26.2008 | 0 | 56.4722 | 0 | 56.4722 | 108.594 | 26.2008 | 134.7948
2019 | High-Rise Apartment | 1A | 7836.48 | 0 | 0 | 32.807 | 7.2988 | 4.1873 | 40.0818 | 0 | 0.51327 | 11.1714 | 1.2821 | 0.041287 | 1.2408 | 0.7972 | 0 | 0 | 0 | 28.7906 | 0 | 46.0165 | 0 | 46.0165 | 98.1386 | 28.7906 | 126.9292
2019 | High-Rise Apartment | 1B | 7836.48 | 0.065576 | 0.048917 | 31.1577 | 7.2988 | 4.182 | 40.0818 | 0 | 0.51327 | 12.0359 | 1.5327 | 0.041287 | 1.4914 | 1.0744 | 0 | 0 | 0 | 28.86 | 0 | 45.825 | 0.048917 | 45.874 | 97.9426 | 28.909 | 126.8515
2019 | High-Rise Apartment | 2A | 7836.48 | 0.11449 | 0.25096 | 25.5132 | 7.2988 | 4.1806 | 40.0818 | 0 | 0.51327 | 9.4579 | 1.2605 | 0.041287 | 1.2192 | 0.85072 | 0 | 0 | 0 | 31.5962 | 0 | 37.1555 | 0.25096 | 37.4064 | 89.2712 | 31.8471 | 121.1184
2019 | High-Rise Apartment | 2B | 7836.48 | 0.13966 | 0.21481 | 20.6942 | 7.2988 | 4.1838 | 40.0818 | 0 | 0.51327 | 9.9056 | 1.3055 | 0.041287 | 1.2642 | 0.25699 | 0 | 0 | 0 | 31.7709 | 0 | 32.2606 | 0.21481 | 32.4754 | 84.3792 | 31.9861 | 116.3653
2019 | High-Rise Apartment | 3A | 7836.48 | 1.9992 | 6.7072 | 13.4102 | 7.2988 | 4.1827 | 40.0818 | 0 | 0.51327 | 7.5966 | 1.2016 | 0.041287 | 1.1604 | 0.32965 | 0 | 0 | 0 | 36.3996 | 0 | 24.496 | 6.7072 | 31.2033 | 76.6136 | 43.1072 | 119.7207
2019 | High-Rise Apartment | 3B | 7836.48 | 0.50512 | 1.3218 | 15.1868 | 7.2988 | 4.1827 | 40.0818 | 0 | 0.51327 | 8.7873 | 1.1722 | 0.041287 | 1.1309 | 0.1946 | 0 | 0 | 0 | 35.1717 | 0 | 25.8047 | 1.3218 | 27.1265 | 77.9222 | 36.4935 | 114.4157
2019 | High-Rise Apartment | 3C | 7836.48 | 0.34525 | 1.0138 | 2.5851 | 7.2988 | 4.182 | 40.0818 | 0 | 0.51327 | 4.4932 | 0.51859 | 0.041287 | 0.4773 | 0.035447 | 0 | 0 | 0 | 36.9497 | 0 | 7.9364 | 1.0138 | 8.9501 | 60.0535 | 37.9635 | 98.017
2019 | High-Rise Apartment | 4A | 7836.48 | 4.8215 | 16.7472 | 9.2456 | 7.2988 | 4.1763 | 40.0818 | 0 | 0.51327 | 7.212 | 1.2871 | 0.041287 | 1.2458 | 0.22402 | 0 | 0 | 0 | 40.1853 | 0 | 22.7488 | 16.7472 | 39.496 | 74.86 | 56.9324 | 131.7924
2019 | High-Rise Apartment | 4B | 7836.48 | 1.5473 | 4.6967 | 11.1438 | 7.2988 | 4.1795 | 40.0818 | 0 | 0.51327 | 8.0191 | 1.1658 | 0.041287 | 1.1246 | 0.12016 | 0 | 0 | 0 | 39.1176 | 0 | 21.9548 | 4.6967 | 26.6515 | 74.0695 | 43.8143 | 117.8839
2019 | High-Rise Apartment | 4C | 7836.48 | 2.2959 | 7.7717 | 2.8418 | 7.2988 | 4.1717 | 40.0818 | 0 | 0.51327 | 5.6176 | 1.0482 | 0.041287 | 1.0069 | 0.035447 | 0 | 0 | 0 | 41.3281 | 0 | 11.7976 | 7.7717 | 19.5693 | 63.9041 | 49.0998 | 113.0039
2019 | High-Rise Apartment | 5A | 7836.48 | 7.754 | 27.2635 | 4.8846 | 7.2988 | 4.1778 | 40.0818 | 0 | 0.51327 | 7.0114 | 1.1963 | 0.041287 | 1.155 | 0.085781 | 0 | 0 | 0 | 43.39 | 0 | 20.8907 | 27.2635 | 48.1542 | 73.0033 | 70.6535 | 143.6568
2019 | High-Rise Apartment | 5B | 7836.48 | 3.8417 | 12.8424 | 8.2637 | 7.2988 | 4.1778 | 40.0818 | 0 | 0.51327 | 7.8681 | 1.1343 | 0.041287 | 1.093 | 0.079046 | 0 | 0 | 0 | 42.49 | 0 | 21.1456 | 12.8424 | 33.988 | 73.2585 | 55.3324 | 128.5909
2019 | High-Rise Apartment | 5C | 7836.48 | 1.415 | 4.6783 | 2.6475 | 7.2988 | 4.1714 | 40.0818 | 0 | 0.51327 | 5.3663 | 1.0152 | 0.041287 | 0.97391 | 0.028357 | 0 | 0 | 0 | 43.1447 | 0 | 10.4311 | 4.6783 | 15.1094 | 62.5369 | 47.823 | 110.3599
2019 | High-Rise Apartment | 6A | 7836.48 | 11.5521 | 40.0385 | 5.9026 | 7.2988 | 4.176 | 40.0818 | 0 | 0.51327 | 7.8064 | 1.4165 | 0.041287 | 1.3752 | 0.11201 | 0 | 0 | 0 | 45.7628 | 0 | 26.7483 | 40.0385 | 66.7868 | 78.8591 | 85.8013 | 164.6605
2019 | High-Rise Apartment | 6B | 7836.48 | 7.4293 | 25.1998 | 4.713 | 7.2988 | 4.1728 | 40.0818 | 0 | 0.51327 | 7.6763 | 1.1914 | 0.041287 | 1.1501 | 0.048917 | 0 | 0 | 0 | 45.1613 | 0 | 21.0176 | 25.1998 | 46.2174 | 73.1252 | 70.3611 | 143.4863
2019 | High-Rise Apartment | 7 | 7836.48 | 10.7411 | 37.0376 | 5.0678 | 7.2988 | 4.1703 | 40.0818 | 0 | 0.51327 | 7.8405 | 1.2818 | 0.041287 | 1.2405 | 0.082945 | 0 | 0 | 0 | 48.5886 | 0 | 24.9728 | 37.0376 | 62.0104 | 77.0783 | 85.6262 | 162.7045
2019 | High-Rise Apartment | 8 | 7836.48 | 13.7899 | 46.2463 | 3.5964 | 7.2988 | 4.1473 | 40.0818 | 0 | 0.51327 | 8.9195 | 1.3119 | 0.041287 | 1.2706 | 0.03651 | 0 | 0 | 0 | 52.3889 | 0 | 27.6129 | 46.2463 | 73.8592 | 79.6946 | 98.6348 | 178.3294
2004 | Mid-Rise Apartment | 0A | 3134.61 | 0 | 0 | 68.9258 | 12.3584 | 6.4734 | 45.8714 | 0 | 0 | 15.6904 | 0 | 0 | 0 | 0 | 0 | 0 | 24.3996 | 0 | 0 | 84.6162 | 0 | 84.6162 | 173.7191 | 0 | 173.7191
2004 | Mid-Rise Apartment | 0B | 3134.61 | 0 | 0.0026585 | 61.8338 | 12.3584 | 6.4743 | 45.8714 | 0 | 0 | 15.359 | 0 | 0 | 0 | 0 | 0 | 0 | 24.2995 | 0 | 0 | 77.1928 | 0.0026585 | 77.1955 | 166.1965 | 0.0026585 | 166.1991
2004 | Mid-Rise Apartment | 1A | 3134.61 | 0 | 0 | 46.4368 | 12.3584 | 6.4752 | 45.8714 | 0 | 0 | 12.6092 | 0 | 0 | 0 | 0 | 0 | 0 | 26.273 | 0 | 0 | 59.046 | 0 | 59.046 | 150.0249 | 0 | 150.0249
2004 | Mid-Rise Apartment | 1B | 3134.61 | 0 | 0.87996 | 46.9179 | 12.3584 | 6.4672 | 45.8714 | 0 | 0 | 13.4661 | 0 | 0 | 0 | 0 | 0 | 0 | 26.3519 | 0 | 0 | 60.3841 | 0.87996 | 61.264 | 151.433 | 0.87996 | 152.3129
2004 | Mid-Rise Apartment | 2A | 3134.61 | 0 | 3.0909 | 37.2003 | 12.3584 | 6.4655 | 45.8714 | 0 | 0 | 11.0194 | 0 | 0 | 0 | 0 | 0 | 0 | 28.4591 | 0 | 0 | 48.2197 | 3.0909 | 51.3107 | 141.3741 | 3.0909 | 144.4651
2004 | Mid-Rise Apartment | 2B | 3134.61 | 0 | 3.1937 | 30.3653 | 12.3584 | 6.4699 | 45.8714 | 0 | 0 | 11.4475 | 0 | 0 | 0 | 0 | 0 | 0 | 28.608 | 0 | 0 | 41.8128 | 3.1937 | 45.0065 | 135.1205 | 3.1937 | 138.3142
2004 | Mid-Rise Apartment | 3A | 3134.61 | 0 | 16.8885 | 20.7504 | 12.3584 | 6.4681 | 45.8714 | 0 | 0 | 8.874 | 0 | 0 | 0 | 0 | 0 | 0 | 32.1872 | 0 | 0 | 29.6245 | 16.8885 | 46.513 | 126.5105 | 16.8885 | 143.399
2004 | Mid-Rise Apartment | 3B | 3134.61 | 0 | 5.9045 | 22.0602 | 12.3584 | 6.4681 | 45.8714 | 0 | 0 | 9.9596 | 0 | 0 | 0 | 0 | 0 | 0 | 31.2204 | 0 | 0 | 32.0198 | 5.9045 | 37.9243 | 127.939 | 5.9045 | 133.8435
2004 | Mid-Rise Apartment | 3C | 3134.61 | 0 | 1.5118 | 17.8216 | 12.3584 | 6.4672 | 45.8714 | 0 | 0 | 8.6126 | 0 | 0 | 0 | 0 | 0 | 0 | 32.5444 | 0 | 0 | 26.4343 | 1.5118 | 27.9461 | 123.6766 | 1.5118 | 125.1884
2004 | Mid-Rise Apartment | 4A | 3134.61 | 0 | 43.8935 | 13.2818 | 12.3584 | 6.4584 | 45.8714 | 0 | 0 | 7.9781 | 0 | 0 | 0 | 0 | 0 | 0 | 35.1408 | 0 | 0 | 21.26 | 43.8935 | 65.1534 | 121.089 | 43.8935 | 164.9824
2004 | Mid-Rise Apartment | 4B | 3134.61 | 0 | 16.5553 | 14.1246 | 12.3584 | 6.4637 | 45.8714 | 0 | 0 | 8.7907 | 0 | 0 | 0 | 0 | 0 | 0 | 34.2768 | 0 | 0 | 22.9153 | 16.5553 | 39.4706 | 121.8865 | 16.5553 | 138.4418
2004 | Mid-Rise Apartment | 4C | 3134.61 | 0 | 26.5725 | 4.5753 | 12.3584 | 6.4513 | 45.8714 | 0 | 0 | 6.3813 | 0 | 0 | 0 | 0 | 0 | 0 | 36.035 | 0 | 0 | 10.9565 | 26.5725 | 37.529 | 111.6735 | 26.5725 | 138.246
2004 | Mid-Rise Apartment | 5A | 3134.61 | 0 | 71.5427 | 7.3844 | 12.3584 | 6.461 | 45.8714 | 0 | 0 | 7.7451 | 0 | 0 | 0 | 0 | 0 | 0 | 37.6168 | 0 | 0 | 15.1295 | 71.5427 | 86.6721 | 117.4362 | 71.5427 | 188.9789
2004 | Mid-Rise Apartment | 5B | 3134.61 | 0 | 38.199 | 9.8763 | 12.3584 | 6.461 | 45.8714 | 0 | 0 | 8.3893 | 0 | 0 | 0 | 0 | 0 | 0 | 36.8919 | 0 | 0 | 18.2656 | 38.199 | 56.4646 | 119.8492 | 38.199 | 158.0482
2004 | Mid-Rise Apartment | 5C | 3134.61 | 0 | 27.1476 | 2.9447 | 12.3584 | 6.4504 | 45.8714 | 0 | 0 | 5.9444 | 0 | 0 | 0 | 0 | 0 | 0 | 37.4369 | 0 | 0 | 8.8891 | 27.1476 | 36.0367 | 111.0071 | 27.1476 | 138.1547
2004 | Mid-Rise Apartment | 6A | 3134.61 | 0 | 102.5797 | 7.9453 | 12.3584 | 6.4575 | 45.8714 | 0 | 0 | 8.5515 | 0 | 0 | 0 | 0 | 0 | 0 | 39.4361 | 0 | 0 | 16.4968 | 102.5797 | 119.0765 | 120.6202 | 102.5797 | 223.1998
2004 | Mid-Rise Apartment | 6B | 3134.61 | 0 | 70.6007 | 5.9603 | 12.3584 | 6.453 | 45.8714 | 0 | 0 | 8.01 | 0 | 0 | 0 | 0 | 0 | 0 | 38.9788 | 0 | 0 | 13.9704 | 70.6007 | 84.571 | 117.6311 | 70.6007 | 188.2318
2004 | Mid-Rise Apartment | 7 | 3134.61 | 0 | 109.8223 | 6.8651 | 12.3584 | 6.4486 | 45.8714 | 0 | 0 | 8.9618 | 0 | 0 | 0 | 0 | 0 | 0 | 41.5841 | 0 | 0 | 15.8269 | 109.8223 | 125.6492 | 122.0894 | 109.8223 | 231.9117
2004 | Mid-Rise Apartment | 8 | 3134.61 | 0 | 125.2424 | 4.2013 | 12.3584 | 6.4132 | 45.8714 | 0 | 0 | 9.1603 | 0 | 0 | 0 | 0 | 0 | 0 | 44.4969 | 0 | 0 | 13.3616 | 125.2424 | 138.604 | 122.5015 | 125.2424 | 247.7439
2007 | Mid-Rise Apartment | 0A | 3134.61 | 0 | 0 | 56.3263 | 12.3584 | 6.4734 | 45.8714 | 0 | 0 | 15.5433 | 0 | 0 | 0 | 0 | 0 | 0 | 24.3987 | 0 | 0 | 71.8697 | 0 | 71.8697 | 160.9716 | 0 | 160.9716
2007 | Mid-Rise Apartment | 0B | 3134.61 | 0 | 0.00088616 | 50.6008 | 12.3584 | 6.4743 | 45.8714 | 0 | 0 | 15.2615 | 0 | 0 | 0 | 0 | 0 | 0 | 24.2986 | 0 | 0 | 65.8623 | 0.00088616 | 65.8632 | 154.866 | 0.00088616 | 154.8669
2007 | Mid-Rise Apartment | 1A | 3134.61 | 0 | 0 | 38.0138 | 12.3584 | 6.4752 | 45.8714 | 0 | 0 | 12.5188 | 0 | 0 | 0 | 0 | 0 | 0 | 26.273 | 0 | 0 | 50.5326 | 0 | 50.5326 | 141.5106 | 0 | 141.5106
2007 | Mid-Rise Apartment | 1B | 3134.61 | 0 | 0.64424 | 38.3567 | 12.3584 | 6.4672 | 45.8714 | 0 | 0 | 13.3447 | 0 | 0 | 0 | 0 | 0 | 0 | 26.3501 | 0 | 0 | 51.7015 | 0.64424 | 52.3457 | 142.7486 | 0.64424 | 143.3928
2007 | Mid-Rise Apartment | 2A | 3134.61 | 0 | 1.5676 | 29.2904 | 12.3584 | 6.4655 | 45.8714 | 0 | 0 | 10.2494 | 0 | 0 | 0 | 0 | 0 | 0 | 28.4467 | 0 | 0 | 39.5397 | 1.5676 | 41.1074 | 132.6809 | 1.5676 | 134.2485
2007 | Mid-Rise Apartment | 2B | 3134.61 | 0 | 1.3567 | 23.182 | 12.3584 | 6.4699 | 45.8714 | 0 | 0 | 10.5852 | 0 | 0 | 0 | 0 | 0 | 0 | 28.5885 | 0 | 0 | 33.7673 | 1.3567 | 35.124 | 127.0564 | 1.3567 | 128.4131
2007 | Mid-Rise Apartment | 3A | 3134.61 | 0 | 16.8194 | 15.6036 | 12.3584 | 6.4681 | 45.8714 | 0 | 0 | 8.3087 | 0 | 0 | 0 | 0 | 0 | 0 | 32.1926 | 0 | 0 | 23.9122 | 16.8194 | 40.7316 | 120.8027 | 16.8194 | 137.6221
2007 | Mid-Rise Apartment | 3B | 3134.61 | 0 | 5.5731 | 16.1778 | 12.3584 | 6.4681 | 45.8714 | 0 | 0 | 9.225 | 0 | 0 | 0 | 0 | 0 | 0 | 31.2258 | 0 | 0 | 25.4028 | 5.5731 | 30.9759 | 121.3265 | 5.5731 | 126.8995
2007 | Mid-Rise Apartment | 3C | 3134.61 | 0 | 1.1972 | 8.4177 | 12.3584 | 6.4672 | 45.8714 | 0 | 0 | 6.3157 | 0 | 0 | 0 | 0 | 0 | 0 | 32.5523 | 0 | 0 | 14.7334 | 1.1972 | 15.9306 | 111.9836 | 1.1972 | 113.1808
2007 | Mid-Rise Apartment | 4A | 3134.61 | 0 | 38.2167 | 11.303 | 12.3584 | 6.4584 | 45.8714 | 0 | 0 | 7.9648 | 0 | 0 | 0 | 0 | 0 | 0 | 35.1337 | 0 | 0 | 19.2679 | 38.2167 | 57.4846 | 119.0889 | 38.2167 | 157.3056
2007 | Mid-Rise Apartment | 4B | 3134.61 | 0 | 12.7342 | 12.1209 | 12.3584 | 6.4637 | 45.8714 | 0 | 0 | 8.7633 | 0 | 0 | 0 | 0 | 0 | 0 | 34.2635 | 0 | 0 | 20.8842 | 12.7342 | 33.6184 | 119.8412 | 12.7342 | 132.5754
2007 | Mid-Rise Apartment | 4C | 3134.61 | 0 | 21.4957 | 4.2031 | 12.3584 | 6.4513 | 45.8714 | 0 | 0 | 6.3928 | 0 | 0 | 0 | 0 | 0 | 0 | 36.019 | 0 | 0 | 10.5959 | 21.4957 | 32.0915 | 111.296 | 21.4957 | 132.7916
2007 | Mid-Rise Apartment | 5A | 3134.61 | 0 | 62.8512 | 6.5062 | 12.3584 | 6.461 | 45.8714 | 0 | 0 | 7.769 | 0 | 0 | 0 | 0 | 0 | 0 | 37.607 | 0 | 0 | 14.2752 | 62.8512 | 77.1264 | 116.5731 | 62.8512 | 179.4242
2007 | Mid-Rise Apartment | 5B | 3134.61 | 0 | 30.7667 | 8.6817 | 12.3584 | 6.461 | 45.8714 | 0 | 0 | 8.4407 | 0 | 0 | 0 | 0 | 0 | 0 | 36.8795 | 0 | 0 | 17.1225 | 30.7667 | 47.8892 | 118.6928 | 30.7667 | 149.4595
2007 | Mid-Rise Apartment | 5C | 3134.61 | 0 | 20.2355 | 2.9429 | 12.3584 | 6.4504 | 45.8714 | 0 | 0 | 5.9586 | 0 | 0 | 0 | 0 | 0 | 0 | 37.4121 | 0 | 0 | 8.9015 | 20.2355 | 29.1371 | 110.9938 | 20.2355 | 131.2293
2007 | Mid-Rise Apartment | 6A | 3134.61 | 0 | 91.4973 | 6.9697 | 12.3584 | 6.4575 | 45.8714 | 0 | 0 | 8.3335 | 0 | 0 | 0 | 0 | 0 | 0 | 39.4281 | 0 | 0 | 15.3032 | 91.4973 | 106.8005 | 119.4194 | 91.4973 | 210.9167
2007 | Mid-Rise Apartment | 6B | 3134.61 | 0 | 60.3859 | 5.3179 | 12.3584 | 6.453 | 45.8714 | 0 | 0 | 8.0109 | 0 | 0 | 0 | 0 | 0 | 0 | 38.9664 | 0 | 0 | 13.3288 | 60.3859 | 73.7146 | 116.9789 | 60.3859 | 177.3648
2007 | Mid-Rise Apartment | 7 | 3134.61 | 0 | 90.2868 | 5.7911 | 12.3584 | 6.4486 | 45.8714 | 0 | 0 | 8.4407 | 0 | 0 | 0 | 0 | 0 | 0 | 41.5753 | 0 | 0 | 14.2318 | 90.2868 | 104.5186 | 120.4855 | 90.2868 | 210.7723
2007 | Mid-Rise Apartment | 8 | 3134.61 | 0 | 112.7386 | 3.713 | 12.3584 | 6.4132 | 45.8714 | 0 | 0 | 9.0229 | 0 | 0 | 0 | 0 | 0 | 0 | 44.4916 | 0 | 0 | 12.7359 | 112.7386 | 125.4746 | 121.8697 | 112.7386 | 234.6083
2010 | Mid-Rise Apartment | 0A | 3134.61 | 0 | 0 | 54.2713 | 13.6496 | 3.4977 | 45.3184 | 0 | 0 | 14.9088 | 0 | 0 | 0 | 0 | 0 | 0 | 24.3979 | 0 | 0 | 69.1801 | 0 | 69.1801 | 156.0446 | 0 | 156.0446
2010 | Mid-Rise Apartment | 0B | 3134.61 | 0 | 0 | 48.4687 | 13.6496 | 3.4986 | 45.3184 | 0 | 0 | 14.3975 | 0 | 0 | 0 | 0 | 0 | 0 | 24.2977 | 0 | 0 | 62.8662 | 0 | 62.8662 | 149.6305 | 0 | 149.6305
2010 | Mid-Rise Apartment | 1A | 3134.61 | 0 | 0 | 36.5037 | 13.6496 | 3.4995 | 45.3184 | 0 | 0 | 12.0669 | 0 | 0 | 0 | 0 | 0 | 0 | 26.2721 | 0 | 0 | 48.5706 | 0 | 48.5706 | 137.3102 | 0 | 137.3102
2010 | Mid-Rise Apartment | 1B | 3134.61 | 0 | 0.66817 | 37.4697 | 13.6496 | 3.495 | 45.3184 | 0 | 0 | 12.7723 | 0 | 0 | 0 | 0 | 0 | 0 | 26.3483 | 0 | 0 | 50.2419 | 0.66817 | 50.9101 | 139.0533 | 0.66817 | 139.7214
2010 | Mid-Rise Apartment | 2A | 3134.61 | 0 | 1.207 | 28.6709 | 13.6496 | 3.4933 | 45.3184 | 0 | 0 | 9.9259 | 0 | 0 | 0 | 0 | 0 | 0 | 28.4405 | 0 | 0 | 38.5969 | 1.207 | 39.8038 | 129.4987 | 1.207 | 130.7056
2010 | Mid-Rise Apartment | 2B | 3134.61 | 0 | 1.0785 | 22.6964 | 13.6496 | 3.4959 | 45.3184 | 0 | 0 | 10.1421 | 0 | 0 | 0 | 0 | 0 | 0 | 28.5832 | 0 | 0 | 32.8386 | 1.0785 | 33.917 | 123.8866 | 1.0785 | 124.965
2010 | Mid-Rise Apartment | 3A | 3134.61 | 0 | 12.5135 | 15.5052 | 13.6496 | 3.495 | 45.3184 | 0 | 0 | 7.9737 | 0 | 0 | 0 | 0 | 0 | 0 | 32.1802 | 0 | 0 | 23.4789 | 12.5135 | 35.9924 | 118.1221 | 12.5135 | 130.6356
2010 | Mid-Rise Apartment | 3B | 3134.61 | 0 | 4.3901 | 16.0715 | 13.6496 | 3.495 | 45.3184 | 0 | 0 | 8.8572 | 0 | 0 | 0 | 0 | 0 | 0 | 31.2151 | 0 | 0 | 24.9287 | 4.3901 | 29.3187 | 118.6068 | 4.3901 | 122.9969
2010 | Mid-Rise Apartment | 3C | 3134.61 | 0 | 0.89414 | 8.7819 | 13.6496 | 3.495 | 45.3184 | 0 | 0 | 6.2935 | 0 | 0 | 0 | 0 | 0 | 0 | 32.5453 | 0 | 0 | 15.0754 | 0.89414 | 15.9696 | 110.0828 | 0.89414 | 110.9769
2010 | Mid-Rise Apartment | 4A | 3134.61 | 0 | 27.7254 | 11.6185 | 13.6496 | 3.4897 | 45.3184 | 0 | 0 | 7.7123 | 0 | 0 | 0 | 0 | 0 | 0 | 35.1178 | 0 | 0 | 19.3308 | 27.7254 | 47.0562 | 116.9063 | 27.7254 | 144.6317
2010 | Mid-Rise Apartment | 4B | 3134.61 | 0 | 9.4181 | 12.7475 | 13.6496 | 3.4924 | 45.3184 | 0 | 0 | 8.5382 | 0 | 0 | 0 | 0 | 0 | 0 | 34.2476 | 0 | 0 | 21.2857 | 9.4181 | 30.7038 | 117.9945 | 9.4181 | 127.4126
2010 | Mid-Rise Apartment | 4C | 3134.61 | 0 | 15.7746 | 4.9678 | 13.6496 | 3.4862 | 45.3184 | 0 | 0 | 6.2838 | 0 | 0 | 0 | 0 | 0 | 0 | 35.996 | 0 | 0 | 11.2516 | 15.7746 | 27.0262 | 109.7018 | 15.7746 | 125.4764
2010 | Mid-Rise Apartment | 5A | 3134.61 | 0 | 47.7173 | 6.9732 | 13.6496 | 3.4906 | 45.3184 | 0 | 0 | 7.4801 | 0 | 0 | 0 | 0 | 0 | 0 | 37.592 | 0 | 0 | 14.4533 | 47.7173 | 62.1706 | 114.5048 | 47.7173 | 162.222
2010 | Mid-Rise Apartment | 5B | 3134.61 | 0 | 23.9539 | 9.2684 | 13.6496 | 3.4915 | 45.3184 | 0 | 0 | 8.119 | 0 | 0 | 0 | 0 | 0 | 0 | 36.8626 | 0 | 0 | 17.3874 | 23.9539 | 41.3413 | 116.7104 | 23.9539 | 140.6643
2010 | Mid-Rise Apartment | 5C | 3134.61 | 0 | 16.8114 | 3.628 | 13.6496 | 3.4853 | 45.3184 | 0 | 0 | 5.8912 | 0 | 0 | 0 | 0 | 0 | 0 | 37.3943 | 0 | 0 | 9.5192 | 16.8114 | 26.3306 | 109.3668 | 16.8114 | 126.1782
2010 | Mid-Rise Apartment | 6A | 3134.61 | 0 | 71.9299 | 7.3596 | 13.6496 | 3.4897 | 45.3184 | 0 | 0 | 7.917 | 0 | 0 | 0 | 0 | 0 | 0 | 39.4139 | 0 | 0 | 15.2766 | 71.9299 | 87.2065 | 117.1473 | 71.9299 | 189.0772
2010 | Mid-Rise Apartment | 6B | 3134.61 | 0 | 47.1058 | 5.8824 | 13.6496 | 3.4871 | 45.3184 | 0 | 0 | 7.5944 | 0 | 0 | 0 | 0 | 0 | 0 | 38.9469 | 0 | 0 | 13.4768 | 47.1058 | 60.5826 | 114.8787 | 47.1058 | 161.9845
2010 | Mid-Rise Apartment | 7 | 3134.61 | 0 | 74.6345 | 6.3015 | 13.6496 | 3.4844 | 45.3184 | 0 | 0 | 8.1093 | 0 | 0 | 0 | 0 | 0 | 0 | 41.562 | 0 | 0 | 14.4108 | 74.6345 | 89.0453 | 118.4252 | 74.6345 | 193.0596
2010 | Mid-Rise Apartment | 8 | 3134.61 | 0 | 102.024 | 4.266 | 13.6496 | 3.4658 | 45.3184 | 0 | 0 | 8.6516 | 0 | 0 | 0 | 0 | 0 | 0 | 44.4801 | 0 | 0 | 12.9176 | 102.024 | 114.9416 | 119.8315 | 102.024 | 221.8555
2013 | Mid-Rise Apartment | 0A | 3134.61 | 0 | 0 | 46.1479 | 11.5316 | 3.4977 | 45.2892 | 0 | 0 | 13.4786 | 0 | 0 | 0 | 0 | 0 | 0 | 24.3686 | 0 | 0 | 59.6264 | 0 | 59.6264 | 144.3135 | 0 | 144.3135
2013 | Mid-Rise Apartment | 0B | 3134.61 | 0 | 0 | 41.453 | 11.5316 | 3.4986 | 45.2892 | 0 | 0 | 13.1436 | 0 | 0 | 0 | 0 | 0 | 0 | 24.2649 | 0 | 0 | 54.5965 | 0 | 54.5965 | 139.18 | 0 | 139.18
2013 | Mid-Rise Apartment | 1A | 3134.61 | 0 | 0 | 28.5407 | 11.5316 | 3.4995 | 45.2892 | 0 | 0 | 10.4443 | 0 | 0 | 0 | 0 | 0 | 0 | 26.2172 | 0 | 0 | 38.985 | 0 | 38.985 | 125.5216 | 0 | 125.5216
2013 | Mid-Rise Apartment | 1B | 3134.61 | 0 | 0.30573 | 32.1855 | 11.5316 | 3.495 | 45.2892 | 0 | 0 | 11.6947 | 0 | 0 | 0 | 0 | 0 | 0 | 26.3155 | 0 | 0 | 43.8802 | 0.30573 | 44.1859 | 130.5115 | 0.30573 | 130.8173
2013 | Mid-Rise Apartment | 2A | 3134.61 | 0 | 0.86401 | 23.3159 | 11.5316 | 3.4933 | 45.2892 | 0 | 0 | 8.9104 | 0 | 0 | 0 | 0 | 0 | 0 | 28.3953 | 0 | 0 | 32.2262 | 0.86401 | 33.0902 | 120.9348 | 0.86401 | 121.7988
2013 | Mid-Rise Apartment | 2B | 3134.61 | 0 | 0.63272 | 19.4593 | 11.5316 | 3.4959 | 45.2892 | 0 | 0 | 9.4217 | 0 | 0 | 0 | 0 | 0 | 0 | 28.5495 | 0 | 0 | 28.881 | 0.63272 | 29.5137 | 117.7472 | 0.63272 | 118.38
2013 | Mid-Rise Apartment | 3A | 3134.61 | 0 | 10.4204 | 12.6961 | 11.5316 | 3.495 | 45.2892 | 0 | 0 | 7.3401 | 0 | 0 | 0 | 0 | 0 | 0 | 32.1403 | 0 | 0 | 20.0362 | 10.4204 | 30.4566 | 112.4923 | 10.4204 | 122.9127
2013 | Mid-Rise Apartment | 3B | 3134.61 | 0 | 3.1636 | 13.8055 | 11.5316 | 3.495 | 45.2892 | 0 | 0 | 8.2847 | 0 | 0 | 0 | 0 | 0 | 0 | 31.1761 | 0 | 0 | 22.0903 | 3.1636 | 25.2539 | 113.5823 | 3.1636 | 116.7459
2013 | Mid-Rise Apartment | 3C | 3134.61 | 0 | 0.49537 | 6.5231 | 11.5316 | 3.495 | 45.2892 | 0 | 0 | 5.7228 | 0 | 0 | 0 | 0 | 0 | 0 | 32.4806 | 0 | 0 | 12.2459 | 0.49537 | 12.7413 | 105.0414 | 0.49537 | 105.5368
2013 | Mid-Rise Apartment | 4A | 3134.61 | 0 | 9.3419 | 9.3242 | 11.5316 | 3.4897 | 45.2892 | 0 | 0 | 6.8075 | 0 | 0 | 0 | 0 | 0 | 0 | 35.0292 | 0 | 0 | 16.1317 | 9.3419 | 25.4737 | 111.4714 | 9.3419 | 120.8134
2013 | Mid-Rise Apartment | 4B | 3134.61 | 0 | 7.1992 | 10.5693 | 11.5316 | 3.4924 | 45.2892 | 0 | 0 | 7.8877 | 0 | 0 | 0 | 0 | 0 | 0 | 34.2077 | 0 | 0 | 18.457 | 7.1992 | 25.6562 | 112.9779 | 7.1992 | 120.1771
2013 | Mid-Rise Apartment | 4C | 3134.61 | 0 | 13.0443 | 3.8876 | 11.5316 | 3.4862 | 45.2892 | 0 | 0 | 5.8593 | 0 | 0 | 0 | 0 | 0 | 0 | 35.9623 | 0 | 0 | 9.7469 | 13.0443 | 22.7912 | 106.0162 | 13.0443 | 119.0605
2013 | Mid-Rise Apartment | 5A | 3134.61 | 0 | 18.4012 | 6.1907 | 11.5316 | 3.4906 | 45.2892 | 0 | 0 | 6.5133 | 0 | 0 | 0 | 0 | 0 | 0 | 37.5016 | 0 | 0 | 12.704 | 18.4012 | 31.1052 | 110.5179 | 18.4012 | 128.9191
2013 | Mid-Rise Apartment | 5B | 3134.61 | 0 | 19.3113 | 7.6228 | 11.5316 | 3.4915 | 45.2892 | 0 | 0 | 7.5271 | 0 | 0 | 0 | 0 | 0 | 0 | 36.8281 | 0 | 0 | 15.1499 | 19.3113 | 34.4611 | 112.2894 | 19.3113 | 131.6006
2013 | Mid-Rise Apartment | 5C | 3134.61 | 0 | 13.0674 | 3.1158 | 11.5316 | 3.4853 | 45.2892 | 0 | 0 | 5.5793 | 0 | 0 | 0 | 0 | 0 | 0 | 37.3607 | 0 | 0 | 8.695 | 13.0674 | 21.7624 | 106.3618 | 13.0674 | 119.4292
2013 | Mid-Rise Apartment | 6A | 3134.61 | 0 | 32.0224 | 6.5053 | 11.5316 | 3.4897 | 45.2892 | 0 | 0 | 6.8669 | 0 | 0 | 0 | 0 | 0 | 0 | 39.3253 | 0 | 0 | 13.3722 | 32.0224 | 45.3946 | 113.0071 | 32.0224 | 145.0296
2013 | Mid-Rise Apartment | 6B | 3134.61 | 0 | 22.1825 | 5.7716 | 11.5316 | 3.4871 | 45.2892 | 0 | 0 | 7.0441 | 0 | 0 | 0 | 0 | 0 | 0 | 38.8742 | 0 | 0 | 12.8157 | 22.1825 | 34.9982 | 111.9978 | 22.1825 | 134.1803
2013 | Mid-Rise Apartment | 7 | 3134.61 | 0 | 35.669 | 5.8123 | 11.5316 | 3.4844 | 45.2892 | 0 | 0 | 7.1008 | 0 | 0 | 0 | 0 | 0 | 0 | 41.4893 | 0 | 0 | 12.9132 | 35.669 | 48.5822 | 114.7086 | 35.669 | 150.3776
2013 | Mid-Rise Apartment | 8 | 3134.61 | 0 | 52.6576 | 4.632 | 11.5316 | 3.4658 | 45.2892 | 0 | 0 | 7.5483 | 0 | 0 | 0 | 0 | 0 | 0 | 44.4172 | 0 | 0 | 12.1803 | 52.6576 | 64.8379 | 116.8841 | 52.6576 | 169.5417
2016 | Mid-Rise Apartment | 0A | 3134.61 | 0 | 0 | 44.7867 | 9.0495 | 2.3023 | 45.2892 | 0 | 0 | 13.0027 | 0 | 0 | 0 | 0 | 0 | 0 | 24.3686 | 0 | 0 | 57.7894 | 0 | 57.7894 | 138.7981 | 0 | 138.7981
2016 | Mid-Rise Apartment | 0B | 3134.61 | 0 | 0 | 40.1078 | 9.0495 | 2.3031 | 45.2892 | 0 | 0 | 12.6987 | 0 | 0 | 0 | 0 | 0 | 0 | 24.2649 | 0 | 0 | 52.8065 | 0 | 52.8065 | 133.7124 | 0 | 133.7124
2016 | Mid-Rise Apartment | 1A | 3134.61 | 0 | 0 | 27.9656 | 9.0495 | 2.3031 | 45.2892 | 0 | 0 | 10.2246 | 0 | 0 | 0 | 0 | 0 | 0 | 26.2172 | 0 | 0 | 38.1901 | 0 | 38.1901 | 121.0491 | 0 | 121.0491
2016 | Mid-Rise Apartment | 1B | 3134.61 | 0 | 0.35181 | 31.6103 | 9.0495 | 2.3005 | 45.2892 | 0 | 0 | 11.4829 | 0 | 0 | 0 | 0 | 0 | 0 | 26.3173 | 0 | 0 | 43.0933 | 0.35181 | 43.4451 | 126.0488 | 0.35181 | 126.4006
2016 | Mid-Rise Apartment | 2A | 3134.61 | 0 | 0.91718 | 22.7966 | 9.0495 | 2.2996 | 45.2892 | 0 | 0 | 8.7119 | 0 | 0 | 0 | 0 | 0 | 0 | 28.3962 | 0 | 0 | 31.5084 | 0.91718 | 32.4256 | 116.5429 | 0.91718 | 117.4601
2016 | Mid-Rise Apartment | 2B | 3134.61 | 0 | 0.68766 | 18.9568 | 9.0495 | 2.3014 | 45.2892 | 0 | 0 | 9.2019 | 0 | 0 | 0 | 0 | 0 | 0 | 28.5513 | 0 | 0 | 28.1587 | 0.68766 | 28.8464 | 113.3501 | 0.68766 | 114.0378
2016 | Mid-Rise Apartment | 3A | 3134.61 | 0 | 10.9556 | 12.3265 | 9.0495 | 2.3005 | 45.2892 | 0 | 0 | 7.2089 | 0 | 0 | 0 | 0 | 0 | 0 | 32.1438 | 0 | 0 | 19.5355 | 10.9556 | 30.4911 | 108.3193 | 10.9556 | 119.275
2016 | Mid-Rise Apartment | 3B | 3134.61 | 0 | 3.4206 | 13.3784 | 9.0495 | 2.3005 | 45.2892 | 0 | 0 | 8.0969 | 0 | 0 | 0 | 0 | 0 | 0 | 31.1797 | 0 | 0 | 21.4753 | 3.4206 | 24.8959 | 109.2941 | 3.4206 | 112.7147
2016 | Mid-Rise Apartment | 3C | 3134.61 | 0 | 0.57512 | 6.134 | 9.0495 | 2.3005 | 45.2892 | 0 | 0 | 5.5252 | 0 | 0 | 0 | 0 | 0 | 0 | 32.485 | 0 | 0 | 11.6593 | 0.57512 | 12.2344 | 100.7825 | 0.57512 | 101.3576
2016 | Mid-Rise Apartment | 4A | 3134.61 | 0 | 9.7921 | 8.7225 | 9.0495 | 2.2969 | 45.2892 | 0 | 0 | 6.5408 | 0 | 0 | 0 | 0 | 0 | 0 | 35.0345 | 0 | 0 | 15.2633 | 9.7921 | 25.0554 | 106.9334 | 9.7921 | 116.7255
2016 | Mid-Rise Apartment | 4B | 3134.61 | 0 | 7.8177 | 9.7407 | 9.0495 | 2.2987 | 45.2892 | 0 | 0 | 7.5563 | 0 | 0 | 0 | 0 | 0 | 0 | 34.2148 | 0 | 0 | 17.297 | 7.8177 | 25.1148 | 108.1492 | 7.8177 | 115.9669
2016 | Mid-Rise Apartment | 4C | 3134.61 | 0 | 13.895 | 3.4233 | 9.0495 | 2.2943 | 45.2892 | 0 | 0 | 5.6192 | 0 | 0 | 0 | 0 | 0 | 0 | 35.9694 | 0 | 0 | 9.0424 | 13.895 | 22.9375 | 101.6448 | 13.895 | 115.5398
2016 | Mid-Rise Apartment | 5A | 3134.61 | 0 | 18.8168 | 5.8434 | 9.0495 | 2.2978 | 45.2892 | 0 | 0 | 6.3051 | 0 | 0 | 0 | 0 | 0 | 0 | 37.5051 | 0 | 0 | 12.1484 | 18.8168 | 30.9652 | 106.29 | 18.8168 | 125.1068
2016 | Mid-Rise Apartment | 5B | 3134.61 | 0 | 19.9794 | 7.1735 | 9.0495 | 2.2978 | 45.2892 | 0 | 0 | 7.2922 | 0 | 0 | 0 | 0 | 0 | 0 | 36.8325 | 0 | 0 | 14.4657 | 19.9794 | 34.4452 | 107.9339 | 19.9794 | 127.9133
2016 | Mid-Rise Apartment | 5C | 3134.61 | 0 | 13.8844 | 2.8074 | 9.0495 | 2.2943 | 45.2892 | 0 | 0 | 5.4083 | 0 | 0 | 0 | 0 | 0 | 0 | 37.3669 | 0 | 0 | 8.2156 | 13.8844 | 22.1 | 102.2146 | 13.8844 | 116.099
2016 | Mid-Rise Apartment | 6A | 3134.61 | 0 | 30.9298 | 6.4034 | 9.0495 | 2.2969 | 45.2892 | 0 | 0 | 6.7162 | 0 | 0 | 0 | 0 | 0 | 0 | 39.3244 | 0 | 0 | 13.1197 | 30.9298 | 44.0494 | 109.0788 | 30.9298 | 140.0086
2016 | Mid-Rise Apartment | 6B | 3134.61 | 0 | 21.4434 | 5.7033 | 9.0495 | 2.2952 | 45.2892 | 0 | 0 | 6.9121 | 0 | 0 | 0 | 0 | 0 | 0 | 38.8725 | 0 | 0 | 12.6154 | 21.4434 | 34.0588 | 108.1226 | 21.4434 | 129.566
2016 | Mid-Rise Apartment | 7 | 3134.61 | 0 | 34.75 | 5.706 | 9.0495 | 2.2934 | 45.2892 | 0 | 0 | 6.9537 | 0 | 0 | 0 | 0 | 0 | 0 | 41.4884 | 0 | 0 | 12.6597 | 34.75 | 47.4098 | 110.7811 | 34.75 | 145.5311
2016 | Mid-Rise Apartment | 8 | 3134.61 | 0 | 46.7132 | 4.7684 | 9.0495 | 2.281 | 45.2892 | 0 | 0 | 7.364 | 0 | 0 | 0 | 0 | 0 | 0 | 44.411 | 0 | 0 | 12.1325 | 46.7132 | 58.8457 | 113.1631 | 46.7132 | 159.8763
2019 | Mid-Rise Apartment | 0A | 3134.61 | 0 | 0 | 35.2029 | 7.3933 | 2.3023 | 45.2892 | 0 | 0 | 11.4492 | 0 | 0 | 0 | 0 | 0 | 0 | 24.3793 | 0 | 0 | 46.6521 | 0 | 46.6521 | 126.016 | 0 | 126.016
2019 | Mid-Rise Apartment | 0B | 3134.61 | 0 | 0 | 33.7974 | 7.3933 | 2.3031 | 45.2892 | 0 | 0 | 11.7239 | 0 | 0 | 0 | 0 | 0 | 0 | 24.2703 | 0 | 0 | 45.5213 | 0 | 45.5213 | 124.7772 | 0 | 124.7772
2019 | Mid-Rise Apartment | 1A | 3134.61 | 0 | 0 | 24.646 | 7.3933 | 2.3031 | 45.2892 | 0 | 0 | 9.7389 | 0 | 0 | 0 | 0 | 0 | 0 | 26.2189 | 0 | 0 | 34.3849 | 0 | 34.3849 | 115.5903 | 0 | 115.5903
2019 | Mid-Rise Apartment | 1B | 3134.61 | 0 | 0.12584 | 26.2207 | 7.3933 | 2.3005 | 45.2892 | 0 | 0 | 10.5232 | 0 | 0 | 0 | 0 | 0 | 0 | 26.3093 | 0 | 0 | 36.7439 | 0.12584 | 36.8697 | 118.0361 | 0.12584 | 118.162
2019 | Mid-Rise Apartment | 2A | 3134.61 | 0 | 0.17457 | 19.8385 | 7.3933 | 2.2996 | 45.2892 | 0 | 0 | 8.3353 | 0 | 0 | 0 | 0 | 0 | 0 | 28.3794 | 0 | 0 | 28.1738 | 0.17457 | 28.3484 | 111.5352 | 0.17457 | 111.7098
2019 | Mid-Rise Apartment | 2B | 3134.61 | 0 | 0.25876 | 18.0024 | 7.3933 | 2.3014 | 45.2892 | 0 | 0 | 9.2117 | 0 | 0 | 0 | 0 | 0 | 0 | 28.53 | 0 | 0 | 27.2141 | 0.25876 | 27.4728 | 110.7288 | 0.25876 | 110.9876
2019 | Mid-Rise Apartment | 3A | 3134.61 | 0 | 3.7423 | 11.7993 | 7.3933 | 2.3005 | 45.2892 | 0 | 0 | 6.9599 | 0 | 0 | 0 | 0 | 0 | 0 | 32.1004 | 0 | 0 | 18.7592 | 3.7423 | 22.5015 | 105.8434 | 3.7423 | 109.5857
2019 | Mid-Rise Apartment | 3B | 3134.61 | 0 | 0.94376 | 13.4768 | 7.3933 | 2.3005 | 45.2892 | 0 | 0 | 8.2768 | 0 | 0 | 0 | 0 | 0 | 0 | 31.1407 | 0 | 0 | 21.7535 | 0.94376 | 22.6973 | 107.8771 | 0.94376 | 108.8209
2019 | Mid-Rise Apartment | 3C | 3134.61 | 0 | 0.57866 | 5.9719 | 7.3933 | 2.3005 | 45.2892 | 0 | 0 | 5.3498 | 0 | 0 | 0 | 0 | 0 | 0 | 32.4859 | 0 | 0 | 11.3216 | 0.57866 | 11.9003 | 98.7913 | 0.57866 | 99.37
2019 | Mid-Rise Apartment | 4A | 3134.61 | 0 | 11.2047 | 8.4558 | 7.3933 | 2.2969 | 45.2892 | 0 | 0 | 6.383 | 0 | 0 | 0 | 0 | 0 | 0 | 35.0442 | 0 | 0 | 14.8388 | 11.2047 | 26.0435 | 104.8633 | 11.2047 | 116.068
2019 | Mid-Rise Apartment | 4B | 3134.61 | 0 | 3.1725 | 10.4408 | 7.3933 | 2.2987 | 45.2892 | 0 | 0 | 7.6051 | 0 | 0 | 0 | 0 | 0 | 0 | 34.174 | 0 | 0 | 18.0458 | 3.1725 | 21.2183 | 107.2019 | 3.1725 | 110.3744
2019 | Mid-Rise Apartment | 4C | 3134.61 | 0 | 4.5283 | 4.7773 | 7.3933 | 2.2943 | 45.2892 | 0 | 0 | 5.659 | 0 | 0 | 0 | 0 | 0 | 0 | 35.9074 | 0 | 0 | 10.4364 | 4.5283 | 14.9646 | 101.3213 | 4.5283 | 105.8496
2019 | Mid-Rise Apartment | 5A | 3134.61 | 0 | 20.7096 | 5.4933 | 7.3933 | 2.2978 | 45.2892 | 0 | 0 | 6.1385 | 0 | 0 | 0 | 0 | 0 | 0 | 37.5166 | 0 | 0 | 11.6318 | 20.7096 | 32.3414 | 104.1287 | 20.7096 | 124.8383
2019 | Mid-Rise Apartment | 5B | 3134.61 | 0 | 9.2914 | 7.9542 | 7.3933 | 2.2978 | 45.2892 | 0 | 0 | 7.061 | 0 | 0 | 0 | 0 | 0 | 0 | 36.7882 | 0 | 0 | 15.0152 | 9.2914 | 24.3066 | 106.7836 | 9.2914 | 116.075
2019 | Mid-Rise Apartment | 5C | 3134.61 | 0 | 3.5961 | 4.7002 | 7.3933 | 2.2943 | 45.2892 | 0 | 0 | 5.5394 | 0 | 0 | 0 | 0 | 0 | 0 | 37.2907 | 0 | 0 | 10.2396 | 3.5961 | 13.8357 | 102.507 | 3.5961 | 106.103
2019 | Mid-Rise Apartment | 6A | 3134.61 | 0 | 33.5803 | 5.9019 | 7.3933 | 2.2969 | 45.2892 | 0 | 0 | 6.4761 | 0 | 0 | 0 | 0 | 0 | 0 | 39.3359 | 0 | 0 | 12.3779 | 33.5803 | 45.9582 | 106.6932 | 33.5803 | 140.2735
2019 | Mid-Rise Apartment | 6B | 3134.61 | 0 | 20.0246 | 5.3826 | 7.3933 | 2.2952 | 45.2892 | 0 | 0 | 6.5372 | 0 | 0 | 0 | 0 | 0 | 0 | 38.8698 | 0 | 0 | 11.9198 | 20.0246 | 31.9444 | 105.7672 | 20.0246 | 125.7918
2019 | Mid-Rise Apartment | 7 | 3134.61 | 0 | 33.1337 | 5.2505 | 7.3933 | 2.2934 | 45.2892 | 0 | 0 | 6.4601 | 0 | 0 | 0 | 0 | 0 | 0 | 41.4866 | 0 | 0 | 11.7107 | 33.1337 | 44.8443 | 108.1731 | 33.1337 | 141.3068
2019 | Mid-Rise Apartment | 8 | 3134.61 | 0 | 42.4933 | 4.4122 | 7.3933 | 2.281 | 45.2892 | 0 | 0 | 6.7827 | 0 | 0 | 0 | 0 | 0 | 0 | 44.4057 | 0 | 0 | 11.1949 | 42.4933 | 53.6882 | 110.564 | 42.4933 | 153.0573
2004 | Hospital | 0A | 22436.18 | 0 | 102.3023 | 115.7309 | 51.7874 | 3.2413 | 87.996 | 34.5668 | 33.5999 | 57.6582 | 22.3668 | 0.0097592 | 22.357 | 25.1531 | 0 | 0 | 0.35409 | 13.5204 | 2.7568 | 220.8992 | 102.3023 | 323.2015 | 400.6444 | 150.3897 | 551.0341
2004 | Hospital | 0B | 22436.18 | 0.52878 | 102.2835 | 90.9814 | 51.7874 | 3.2419 | 87.996 | 34.5668 | 33.5999 | 58.5134 | 20.8704 | 0.0097592 | 20.8607 | 20.2752 | 0.34951 | 0 | 0.35409 | 13.5045 | 2.7431 | 191.5089 | 102.2835 | 293.7924 | 371.241 | 150.3547 | 521.5958
2004 | Hospital | 1A | 22436.18 | 0 | 112.7593 | 98.3118 | 51.7874 | 3.2423 | 87.996 | 34.5668 | 33.5999 | 54.7877 | 19.7513 | 0.0097592 | 19.7416 | 21.9029 | 0 | 0 | 0.35421 | 13.8027 | 2.7022 | 194.744 | 112.7593 | 307.5033 | 374.4355 | 161.1289 | 535.5644
2004 | Hospital | 1B | 22436.18 | 1.9241 | 103.0959 | 90.1379 | 51.7874 | 3.2382 | 87.996 | 34.5668 | 33.5999 | 58.0947 | 18.7099 | 0.0097592 | 18.7001 | 15.2785 | 0.97907 | 0 | 0.35409 | 13.8245 | 2.6796 | 185.1143 | 103.0959 | 288.2102 | 364.7791 | 151.4873 | 516.2665
2004 | Hospital | 2A | 22436.18 | 3.4074 | 123.5813 | 77.8864 | 51.7874 | 3.2371 | 87.996 | 34.5668 | 33.5999 | 55.151 | 19.4587 | 0.0097592 | 19.4489 | 17.2842 | 4.0401 | 0 | 0.35421 | 14.1571 | 2.633 | 177.218 | 123.5813 | 300.7993 | 356.8354 | 172.3052 | 529.1405
2004 | Hospital | 2B | 22436.18 | 15.7163 | 110.7489 | 57.7042 | 51.7874 | 3.2394 | 87.996 | 34.5668 | 33.5999 | 57.8432 | 14.8479 | 0.0097592 | 14.8382 | 8.624 | 33.9297 | 0 | 0.35421 | 14.2154 | 2.5726 | 188.6555 | 110.7489 | 299.4045 | 368.2148 | 159.5313 | 527.7461
2004 | Hospital | 3A | 22436.18 | 8.7136 | 134.957 | 59.1829 | 51.7874 | 3.2388 | 87.996 | 34.5668 | 33.5999 | 55.0735 | 16.6668 | 0.0097592 | 16.657 | 10.83 | 15.4865 | 0 | 0.35421 | 14.9512 | 2.5222 | 165.9436 | 134.957 | 300.9005 | 345.4517 | 184.475 | 529.9267
2004 | Hospital | 3B | 22436.18 | 14.1853 | 109.2512 | 43.6182 | 51.7874 | 3.2387 | 87.996 | 34.5668 | 33.5999 | 57.6212 | 13.3236 | 0.0097592 | 13.3138 | 6.9768 | 32.9131 | 0 | 0.35421 | 14.7434 | 2.5133 | 168.6285 | 109.2512 | 277.8797 | 348.1274 | 158.5615 | 506.6889
2004 | Hospital | 3C | 22436.18 | 4.3693 | 138.3862 | 38.0384 | 51.7874 | 3.2382 | 87.996 | 34.5668 | 33.5999 | 54.7353 | 12.9267 | 0.0097592 | 12.9169 | 6.6099 | 6.5301 | 0 | 0.35421 | 14.9813 | 2.4961 | 123.1998 | 138.3862 | 261.5861 | 302.6815 | 187.9344 | 490.6159
2004 | Hospital | 4A | 22436.18 | 12.4163 | 154.415 | 47.8337 | 51.7874 | 3.2339 | 87.996 | 34.5668 | 33.5999 | 54.1184 | 15.271 | 0.0097592 | 15.2612 | 7.7188 | 21.9214 | 0 | 0.35421 | 15.6652 | 2.4489 | 159.2699 | 154.415 | 313.685 | 338.6998 | 204.647 | 543.3469
2004 | Hospital | 4B | 22436.18 | 15.5445 | 113.1856 | 32.0003 | 51.7874 | 3.2363 | 87.996 | 34.5668 | 33.5999 | 58.7812 | 11.2813 | 0.0097592 | 11.2715 | 3.9867 | 42.184 | 0 | 0.35421 | 15.4411 | 2.4379 | 163.7681 | 113.1856 | 276.9537 | 343.1895 | 163.1935 | 506.383
2004 | Hospital | 4C | 22436.18 | 11.6835 | 149.935 | 24.1998 | 51.7874 | 3.2301 | 87.996 | 34.5668 | 33.5999 | 53.9512 | 10.9908 | 0.0097592 | 10.981 | 2.3489 | 11.629 | 0 | 0.35421 | 15.8847 | 2.4 | 114.7934 | 149.935 | 264.7284 | 294.1708 | 200.3867 | 494.5575
2004 | Hospital | 5A | 22436.18 | 14.1971 | 163.0343 | 34.013 | 51.7874 | 3.2349 | 87.996 | 34.5668 | 33.5999 | 54.2302 | 13.1537 | 0.0097592 | 13.144 | 5.0687 | 26.1698 | 0 | 0.35421 | 16.3881 | 2.3935 | 146.8228 | 163.0343 | 309.8571 | 326.1982 | 213.9893 | 540.1875
2004 | Hospital | 5B | 22436.18 | 17.7002 | 125.1703 | 30.7944 | 51.7874 | 3.235 | 87.996 | 34.5668 | 33.5999 | 58.7673 | 10.8436 | 0.0097592 | 10.8338 | 2.9741 | 42.3832 | 0 | 0.35421 | 16.1692 | 2.392 | 163.453 | 125.1703 | 288.6234 | 342.8271 | 175.9065 | 518.7336
2004 | Hospital | 5C | 22436.18 | 13.2988 | 151.7988 | 20.6352 | 51.7874 | 3.2299 | 87.996 | 34.5668 | 33.5999 | 53.8173 | 10.0034 | 0.0097592 | 9.9937 | 1.4243 | 12.1728 | 0 | 0.35421 | 16.279 | 2.3665 | 111.3421 | 151.7988 | 263.141 | 290.6857 | 202.6447 | 493.3304
2004 | Hospital | 6A | 22436.18 | 14.4215 | 197.531 | 34.2189 | 51.7874 | 3.2334 | 87.996 | 34.5668 | 33.5999 | 54.5859 | 13.8331 | 0.0097592 | 13.8233 | 5.4775 | 31.3005 | 0 | 0.35434 | 17.0097 | 2.3777 | 153.8277 | 197.531 | 351.3587 | 333.1862 | 249.1076 | 582.2937
2004 | Hospital | 6B | 22436.18 | 19.6278 | 171.8518 | 27.8752 | 51.7874 | 3.231 | 87.996 | 34.5668 | 33.5999 | 56.5218 | 11.1655 | 0.0097592 | 11.1557 | 2.1326 | 44.3782 | 0 | 0.35434 | 16.8355 | 2.3547 | 161.6914 | 171.8518 | 333.5431 | 341.0245 | 223.2541 | 564.2786
2004 | Hospital | 7 | 22436.18 | 16.5097 | 218.6724 | 30.1661 | 51.7874 | 3.229 | 87.996 | 34.5668 | 33.5999 | 54.6412 | 12.4761 | 0.0097592 | 12.4664 | 3.8441 | 39.0661 | 0 | 0.35446 | 17.7443 | 2.3462 | 156.6935 | 218.6724 | 375.3658 | 336.0163 | 270.9834 | 606.9997
2004 | Hospital | 8 | 22436.18 | 20.341 | 259.4406 | 21.2027 | 51.7874 | 3.2112 | 87.996 | 34.5668 | 33.5999 | 53.6963 | 10.4163 | 0.0097592 | 10.4066 | 1.4856 | 49.8837 | 0 | 0.35459 | 18.8406 | 2.2947 | 157.0159 | 259.4406 | 416.4565 | 336.2695 | 312.848 | 649.1175
2007 | Hospital | 0A | 22436.18 | 0 | 103.1068 | 123.7695 | 51.7874 | 3.2413 | 87.996 | 34.5668 | 33.5999 | 55.6062 | 23.8309 | 0.0097592 | 23.8212 | 26.8747 | 0 | 0 | 0.35409 | 13.5208 | 2.756 | 230.0716 | 103.1068 | 333.1784 | 409.816 | 151.1944 | 561.0104
2007 | Hospital | 0B | 22436.18 | 0.52792 | 102.0961 | 94.6086 | 51.7874 | 3.2419 | 87.996 | 34.5668 | 33.5999 | 56.8371 | 21.8756 | 0.0097592 | 21.8659 | 21.2254 | 0.351 | 0 | 0.35409 | 13.5047 | 2.7417 | 195.4159 | 102.0961 | 297.512 | 375.1467 | 150.1678 | 525.3145
2007 | Hospital | 1A | 22436.18 | 0 | 113.0581 | 88.2761 | 51.7874 | 3.2423 | 87.996 | 34.5668 | 33.5999 | 53.3695 | 20.2649 | 0.0097592 | 20.2551 | 22.8871 | 0 | 0 | 0.35421 | 13.8031 | 2.7019 | 184.7879 | 113.0581 | 297.846 | 364.4793 | 161.428 | 525.9073
2007 | Hospital | 1B | 22436.18 | 1.9242 | 101.1726 | 80.1172 | 51.7874 | 3.2382 | 87.996 | 34.5668 | 33.5999 | 56.7419 | 19.023 | 0.0097592 | 19.0132 | 15.7777 | 0.9792 | 0 | 0.35409 | 13.825 | 2.6797 | 174.5535 | 101.1726 | 275.7262 | 354.2185 | 149.5644 | 503.7829
2007 | Hospital | 2A | 22436.18 | 3.3983 | 126.6617 | 80.5999 | 51.7874 | 3.2371 | 87.996 | 34.5668 | 33.5999 | 53.2574 | 20.1452 | 0.0097592 | 20.1354 | 17.9279 | 4.0345 | 0 | 0.35421 | 14.1577 | 2.6324 | 179.3533 | 126.6617 | 306.0151 | 358.9701 | 175.3862 | 534.3563
2007 | Hospital | 2B | 22436.18 | 15.5485 | 111.7085 | 56.3195 | 51.7874 | 3.2394 | 87.996 | 34.5668 | 33.5999 | 55.3637 | 14.7504 | 0.0097592 | 14.7406 | 8.5231 | 33.6064 | 0 | 0.35421 | 14.2159 | 2.5726 | 184.1018 | 111.7085 | 295.8103 | 363.6611 | 160.4913 | 524.1524
2007 | Hospital | 3A | 22436.18 | 8.7135 | 140.5119 | 59.9469 | 51.7874 | 3.2388 | 87.996 | 34.5668 | 33.5999 | 53.4571 | 17.0605 | 0.0097592 | 17.0507 | 11.1165 | 15.4826 | 0 | 0.35421 | 14.9525 | 2.5221 | 165.7672 | 140.5119 | 306.2791 | 345.2753 | 190.0312 | 535.3065
2007 | Hospital | 3B | 22436.18 | 14.1875 | 112.5854 | 43.8098 | 51.7874 | 3.2387 | 87.996 | 34.5668 | 33.5999 | 55.8885 | 13.5426 | 0.0097592 | 13.5329 | 7.0842 | 32.9136 | 0 | 0.35421 | 14.744 | 2.5132 | 167.4165 | 112.5854 | 280.0019 | 346.9157 | 161.8964 | 508.8121
2007 | Hospital | 3C | 22436.18 | 4.3589 | 140.8558 | 37.5508 | 51.7874 | 3.2382 | 87.996 | 34.5668 | 33.5999 | 53.0184 | 12.8622 | 0.0097592 | 12.8524 | 6.542 | 6.5234 | 0 | 0.35421 | 14.9827 | 2.496 | 120.846 | 140.8558 | 261.7018 | 300.3274 | 190.4055 | 490.7329
2007 | Hospital | 4A | 22436.18 | 12.4142 | 163.6864 | 48.1597 | 51.7874 | 3.2339 | 87.996 | 34.5668 | 33.5999 | 52.089 | 15.5744 | 0.0097592 | 15.5647 | 7.8856 | 21.9191 | 0 | 0.35421 | 15.6698 | 2.4489 | 158.0322 | 163.6864 | 321.7186 | 337.4621 | 213.9231 | 551.3852
2007 | Hospital | 4B | 22436.18 | 15.544 | 116.8924 | 31.8495 | 51.7874 | 3.2363 | 87.996 | 34.5668 | 33.5999 | 56.9928 | 11.4203 | 0.0097592 | 11.4105 | 3.97 | 42.1876 | 0 | 0.35421 | 15.4421 | 2.4379 | 161.9543 | 116.8924 | 278.8468 | 341.3757 | 166.9013 | 508.277
2007 | Hospital | 4C | 22436.18 | 11.6812 | 153.7674 | 24.0935 | 51.7874 | 3.2301 | 87.996 | 34.5668 | 33.5999 | 52.529 | 11.0354 | 0.0097592 | 11.0256 | 2.3349 | 11.6237 | 0 | 0.35421 | 15.8883 | 2.4 | 113.2879 | 153.7674 | 267.0553 | 292.6653 | 204.2225 | 496.8878
2007 | Hospital | 5A | 22436.18 | 14.1979 | 177.6345 | 33.603 | 51.7874 | 3.2349 | 87.996 | 34.5668 | 33.5999 | 52.8714 | 13.4819 | 0.0097592 | 13.4722 | 5.1172 | 26.1778 | 0 | 0.35421 | 16.3875 | 2.3938 | 145.4396 | 177.6345 | 323.0741 | 324.8155 | 228.5887 | 553.4043
2007 | Hospital | 5B | 22436.18 | 17.6962 | 133.1956 | 30.2117 | 51.7874 | 3.235 | 87.996 | 34.5668 | 33.5999 | 57.1509 | 10.935 | 0.0097592 | 10.9252 | 2.9258 | 42.3995 | 0 | 0.35421 | 16.1693 | 2.3921 | 161.3094 | 133.1956 | 294.505 | 340.6837 | 183.9318 | 524.6156
2007 | Hospital | 5C | 22436.18 | 13.3014 | 158.2589 | 20.5496 | 51.7874 | 3.2299 | 87.996 | 34.5668 | 33.5999 | 52.5066 | 9.9927 | 0.0097592 | 9.9829 | 1.4201 | 12.1662 | 0 | 0.35421 | 16.2795 | 2.3665 | 109.9269 | 158.2589 | 268.1858 | 289.2705 | 209.1052 | 498.3757
2007 | Hospital | 6A | 22436.18 | 14.4218 | 219.7709 | 34.233 | 51.7874 | 3.2334 | 87.996 | 34.5668 | 33.5999 | 53.2189 | 14.3425 | 0.0097592 | 14.3328 | 5.5541 | 31.3103 | 0 | 0.35434 | 17.0071 | 2.3787 | 153.0709 | 219.7709 | 372.8418 | 332.4303 | 271.3448 | 603.7752
2007 | Hospital | 6B | 22436.18 | 19.6288 | 187.1364 | 27.3305 | 51.7874 | 3.231 | 87.996 | 34.5668 | 33.5999 | 55.0312 | 11.2166 | 0.0097592 | 11.2069 | 2.0863 | 44.4087 | 0 | 0.35434 | 16.8347 | 2.3554 | 159.6922 | 187.1364 | 346.8286 | 339.0261 | 238.5378 | 577.5639
2007 | Hospital | 7 | 22436.18 | 16.4754 | 248.0117 | 29.7355 | 51.7874 | 3.229 | 87.996 | 34.5668 | 33.5999 | 53.1004 | 12.7265 | 0.0097592 | 12.7167 | 3.8321 | 39.0104 | 0 | 0.35446 | 17.7496 | 2.3473 | 154.8704 | 248.0117 | 402.8822 | 334.1942 | 300.3283 | 634.5225
2007 | Hospital | 8 | 22436.18 | 20.3387 | 307.2288 | 20.5932 | 51.7874 | 3.2112 | 87.996 | 34.5668 | 33.5999 | 52.4491 | 10.6107 | 0.0097592 | 10.601 | 1.4081 | 49.8935 | 0 | 0.35459 | 18.8472 | 2.2948 | 155.2836 | 307.2288 | 462.5124 | 334.5373 | 360.6428 | 695.1801
2010 | Hospital | 0A | 22436.18 | 0 | 47.4234 | 83.5415 | 44.3954 | 2.6315 | 86.0588 | 34.5668 | 32.3957 | 37.078 | 12.5157 | 0.0097592 | 12.506 | 13.0772 | 0 | 3.4136 | 0.32685 | 13.421 | 2.753 | 149.6164 | 47.4234 | 197.0398 | 318.1873 | 95.4114 | 413.5987
2010 | Hospital | 0B | 22436.18 | 0.41179 | 48.6241 | 69.9072 | 44.3972 | 2.632 | 86.0588 | 34.5668 | 32.3957 | 37.9592 | 11.4157 | 0.0097592 | 11.406 | 9.3825 | 0.37365 | 0 | 0.32685 | 13.4054 | 2.7411 | 129.4403 | 48.6241 | 178.0644 | 298.0017 | 96.5965 | 394.5981
2010 | Hospital | 1A | 22436.18 | 0 | 54.1452 | 63.0217 | 44.3985 | 2.6323 | 86.0588 | 34.5668 | 32.3957 | 36.3823 | 10.4935 | 0.0097592 | 10.4837 | 10.4066 | 0 | 3.4136 | 0.32685 | 13.7033 | 2.7016 | 123.7079 | 54.1452 | 177.8531 | 292.2317 | 102.4153 | 394.647
2010 | Hospital | 1B | 22436.18 | 1.3465 | 53.7674 | 65.7377 | 44.3993 | 2.6291 | 86.0588 | 34.5668 | 32.3957 | 37.8163 | 10.2272 | 0.0097592 | 10.2174 | 7.1956 | 0.98576 | 0 | 0.32685 | 13.7358 | 2.6795 | 123.2993 | 53.7674 | 177.0667 | 291.7982 | 102.07 | 393.8682
2010 | Hospital | 2A | 22436.18 | 2.2614 | 65.7188 | 54.033 | 44.3987 | 2.6281 | 86.0588 | 34.5668 | 32.3957 | 35.591 | 10.1927 | 0.0097592 | 10.183 | 8.0046 | 3.5764 | 3.0463 | 0.32685 | 14.0642 | 2.6294 | 116.6956 | 65.7188 | 182.4143 | 285.1427 | 114.3499 | 399.4926
2010 | Hospital | 2B | 22436.18 | 10.552 | 58.0315 | 36.7907 | 44.3984 | 2.6301 | 86.0588 | 34.5668 | 32.3957 | 38.2164 | 7.5777 | 0.0097592 | 7.5679 | 3.4685 | 32.1455 | 0 | 0.32685 | 14.128 | 2.5721 | 128.741 | 58.0315 | 186.7725 | 297.1327 | 106.7263 | 403.859
2010 | Hospital | 3A | 22436.18 | 5.8007 | 75.9127 | 36.0718 | 44.402 | 2.6296 | 86.0588 | 34.5668 | 32.3957 | 35.7466 | 8.5436 | 0.0097592 | 8.5339 | 4.5844 | 12.894 | 2.8709 | 0.32685 | 14.8758 | 2.5186 | 106.5021 | 75.9127 | 182.4148 | 274.8434 | 125.3553 | 400.1987
2010 | Hospital | 3B | 22436.18 | 9.6012 | 59.9127 | 30.2978 | 44.3977 | 2.6294 | 86.0588 | 34.5668 | 32.3957 | 39.1445 | 7.0013 | 0.0097592 | 6.9916 | 2.9793 | 30.5641 | 0 | 0.32685 | 14.6576 | 2.5143 | 119.5785 | 59.9127 | 179.4911 | 287.9111 | 109.1371 | 397.0482
2010 | Hospital | 3C | 22436.18 | 2.8851 | 71.1254 | 24.8187 | 44.3978 | 2.6291 | 86.0588 | 34.5668 | 32.3957 | 36.3732 | 6.2747 | 0.0097592 | 6.265 | 2.3394 | 6.0245 | 0 | 0.32685 | 14.9065 | 2.496 | 78.7057 | 71.1254 | 149.8312 | 247.0198 | 120.5989 | 367.6187
2010 | Hospital | 4A | 22436.18 | 8.2719 | 87.5475 | 28.9392 | 44.3979 | 2.6255 | 86.0588 | 34.5668 | 32.3957 | 36.4111 | 8.0216 | 0.0097592 | 8.0119 | 3.1591 | 17.3621 | 2.9489 | 0.32685 | 15.6097 | 2.4458 | 105.1041 | 87.5475 | 192.6515 | 273.3644 | 137.7239 | 411.0883
2010 | Hospital | 4B | 22436.18 | 10.6113 | 63.4333 | 22.1037 | 44.3953 | 2.6275 | 86.0588 | 34.5668 | 32.3957 | 40.8519 | 6.1331 | 0.0097592 | 6.1233 | 1.5559 | 38.5566 | 0 | 0.32685 | 15.3726 | 2.4386 | 119.8028 | 63.4333 | 183.2361 | 288.0554 | 113.3727 | 401.4281
2010 | Hospital | 4C | 22436.18 | 7.7594 | 88.9531 | 15.6925 | 44.4019 | 2.6225 | 86.0588 | 34.5668 | 32.3957 | 36.8211 | 5.7472 | 0.0097592 | 5.7374 | 0.80166 | 10.0938 | 0 | 0.32685 | 15.8238 | 2.4001 | 76.9059 | 88.9531 | 165.859 | 245.1216 | 139.3438 | 384.4653
2010 | Hospital | 5A | 22436.18 | 9.5806 | 95.1165 | 21.647 | 44.3984 | 2.6263 | 86.0588 | 34.5668 | 32.3957 | 37.0047 | 7.2053 | 0.0097592 | 7.1955 | 1.9016 | 19.6042 | 2.7468 | 0.32685 | 16.3417 | 2.3946 | 99.6804 | 95.1165 | 194.7969 | 267.8908 | 146.0251 | 413.9159
2010 | Hospital | 5B | 22436.18 | 12.0782 | 76.7916 | 18.4151 | 44.3968 | 2.6265 | 86.0588 | 34.5668 | 32.3957 | 41.2987 | 5.7673 | 0.0097592 | 5.7576 | 0.97784 | 37.0805 | 0 | 0.32685 | 16.1181 | 2.3918 | 115.6079 | 76.7916 | 192.3996 | 283.8142 | 127.4766 | 411.2908
2010 | Hospital | 5C | 22436.18 | 8.7717 | 93.5394 | 12.876 | 44.4032 | 2.6223 | 86.0588 | 34.5668 | 32.3957 | 37.2343 | 5.2903 | 0.0097592 | 5.2806 | 0.79373 | 10.2475 | 0 | 0.32685 | 16.2205 | 2.3666 | 75.2037 | 93.5394 | 168.7431 | 243.387 | 144.3268 | 387.7138
2010 | Hospital | 6A | 22436.18 | 9.7651 | 127.6133 | 23.1962 | 44.3987 | 2.6251 | 86.0588 | 34.5668 | 32.3957 | 37.3647 | 7.7949 | 0.0097592 | 7.7852 | 2.0654 | 21.4934 | 2.8206 | 0.32685 | 16.9683 | 2.3842 | 104.4906 | 127.6133 | 232.1039 | 272.6898 | 179.1484 | 451.8382
2010 | Hospital | 6B | 22436.18 | 13.2222 | 110.0424 | 16.6402 | 44.3996 | 2.6232 | 86.0588 | 34.5668 | 32.3957 | 39.4531 | 5.9069 | 0.0097592 | 5.8971 | 0.66856 | 34.3581 | 2.7655 | 0.32685 | 16.7939 | 2.3587 | 113.0048 | 110.0424 | 223.0471 | 281.1774 | 161.4031 | 442.5805
2010 | Hospital | 7 | 22436.18 | 11.1343 | 146.3872 | 19.6841 | 44.3989 | 2.6216 | 86.0588 | 34.5668 | 32.3957 | 37.3437 | 7.0094 | 0.0097592 | 6.9996 | 1.3694 | 26.288 | 2.8702 | 0.32685 | 17.7247 | 2.3554 | 105.6894 | 146.3872 | 252.0766 | 273.8565 | 198.6787 | 472.5353
2010 | Hospital | 8 | 22436.18 | 13.6917 | 185.3319 | 13.167 | 44.4245 | 2.6071 | 86.0588 | 34.5668 | 32.3957 | 36.9085 | 5.9003 | 0.0097592 | 5.8906 | 0.6885 | 32.2228 | 2.96 | 0.32685 | 18.8347 | 2.311 | 105.529 | 185.3319 | 290.8608 | 273.6628 | 238.7333 | 512.3961
2013 | Hospital | 0A | 22436.18 | 0 | 47.1032 | 78.3548 | 42.9188 | 2.6315 | 85.6282 | 34.5668 | 32.3197 | 35.4565 | 11.293 | 0.0097592 | 11.2833 | 12.4711 | 0 | 3.4136 | 0.32685 | 13.421 | 2.2331 | 140.9793 | 47.1032 | 188.0825 | 307.0471 | 95.0912 | 402.1383
2013 | Hospital | 0B | 22436.18 | 0.014981 | 48.7479 | 64.6486 | 42.9222 | 2.632 | 85.6282 | 34.5668 | 32.3197 | 35.5456 | 9.6592 | 0.0097592 | 9.6495 | 8.8276 | 0.037019 | 3.4136 | 0.32685 | 13.4056 | 2.2207 | 122.137 | 48.7479 | 170.8849 | 288.1963 | 96.7203 | 384.9166
2013 | Hospital | 1A | 22436.18 | 0 | 53.2024 | 61.8718 | 42.9594 | 2.6323 | 85.6282 | 34.5668 | 32.3197 | 34.8246 | 9.1321 | 0.0097592 | 9.1223 | 10.284 | 0 | 3.4136 | 0.32685 | 13.7033 | 2.1861 | 119.5163 | 53.2024 | 172.7187 | 285.5785 | 101.4726 | 387.0512
2013 | Hospital | 1B | 22436.18 | 0.042961 | 53.8634 | 60.4837 | 42.9445 | 2.6291 | 85.6282 | 34.5668 | 32.3197 | 35.7881 | 8.7176 | 0.0097592 | 8.7078 | 6.4103 | 0.10883 | 3.4136 | 0.32685 | 13.7359 | 2.164 | 114.9552 | 53.8634 | 168.8186 | 280.9772 | 102.1662 | 383.1434
2013 | Hospital | 2A | 22436.18 | 0.37328 | 63.7111 | 51.4902 | 42.9541 | 2.6281 | 85.6282 | 34.5668 | 32.3197 | 34.2959 | 8.7686 | 0.0097592 | 8.7588 | 7.5692 | 1.8181 | 3.0541 | 0.32685 | 14.0645 | 2.1184 | 107.3597 | 63.7111 | 171.0708 | 273.3447 | 112.3424 | 385.6871
2013 | Hospital | 2B | 22436.18 | 1.8845 | 55.7924 | 34.1185 | 42.9723 | 2.6301 | 85.6282 | 34.5668 | 32.3197 | 36.6727 | 6.4256 | 0.0097592 | 6.4159 | 2.8062 | 13.901 | 2.7154 | 0.32685 | 14.1283 | 2.0619 | 98.5141 | 55.7924 | 154.3066 | 264.4626 | 104.4876 | 368.9502
2013 | Hospital | 3A | 22436.18 | 1.1579 | 72.9649 | 35.3618 | 42.9732 | 2.6296 | 85.6282 | 34.5668 | 32.3197 | 35.0737 | 7.2371 | 0.0097592 | 7.2273 | 4.3535 | 7.6173 | 2.8868 | 0.32685 | 14.8759 | 2.0141 | 93.6782 | 72.9649 | 166.6431 | 259.5795 | 122.4077 | 381.9872
2013 | Hospital | 3B | 22436.18 | 1.7438 | 57.2274 | 28.5702 | 42.9572 | 2.6294 | 85.6282 | 34.5668 | 32.3197 | 38.1804 | 5.918 | 0.0097592 | 5.9083 | 2.4446 | 14.4267 | 2.625 | 0.32685 | 14.6573 | 2.0084 | 93.899 | 57.2274 | 151.1263 | 259.7786 | 106.4514 | 366.23
2013 | Hospital | 3C | 22436.18 | 0.45933 | 68.0872 | 25.1954 | 42.9439 | 2.6291 | 85.6282 | 34.5668 | 32.3197 | 34.9775 | 5.3171 | 0.0097592 | 5.3073 | 2.0428 | 3.2984 | 0 | 0.32685 | 14.9066 | 1.9947 | 71.2807 | 68.0872 | 139.3679 | 237.133 | 117.5607 | 354.6937
2013 | Hospital | 4A | 22436.18 | 1.7617 | 83.8504 | 27.8715 | 42.9221 | 2.6255 | 85.6282 | 34.5668 | 32.3197 | 35.9728 | 6.7937 | 0.0097592 | 6.784 | 2.9822 | 11.4376 | 2.951 | 0.32685 | 15.6082 | 1.9453 | 89.7607 | 83.8504 | 173.6111 | 255.5379 | 134.0256 | 389.5635
2013 | Hospital | 4B | 22436.18 | 2.0286 | 58.8405 | 20.9229 | 42.9073 | 2.6275 | 85.6282 | 34.5668 | 32.3197 | 40.239 | 5.1534 | 0.0097592 | 5.1436 | 1.0474 | 20.2843 | 2.5872 | 0.32685 | 15.3714 | 1.9372 | 92.2531 | 58.8405 | 151.0935 | 258.0095 | 108.7787 | 366.7882
2013 | Hospital | 4C | 22436.18 | 1.0171 | 80.0703 | 15.1243 | 42.9516 | 2.6225 | 85.6282 | 34.5668 | 32.3197 | 36.3914 | 4.749 | 0.0097592 | 4.7393 | 0.52284 | 3.8425 | 2.5969 | 0.32685 | 15.8244 | 1.9039 | 64.2342 | 80.0703 | 144.3045 | 229.9967 | 130.4617 | 360.4583
2013 | Hospital | 5A | 22436.18 | 1.9997 | 91.2543 | 20.3374 | 42.926 | 2.6263 | 85.6282 | 34.5668 | 32.3197 | 36.6259 | 6.0615 | 0.0097592 | 6.0518 | 1.8544 | 12.4432 | 2.769 | 0.32685 | 16.3415 | 1.8969 | 82.0814 | 91.2543 | 173.3356 | 247.8151 | 142.1627 | 389.9779
2013 | Hospital | 5B | 22436.18 | 2.0142 | 68.3578 | 16.9223 | 42.9125 | 2.6265 | 85.6282 | 34.5668 | 32.3197 | 40.5185 | 4.8653 | 0.0097592 | 4.8555 | 0.44645 | 17.4224 | 2.6972 | 0.32685 | 16.1183 | 1.8929 | 84.8766 | 68.3578 | 153.2344 | 250.5928 | 119.043 | 369.6357
2013 | Hospital | 5C | 22436.18 | 1.2578 | 82.5868 | 12.2805 | 42.9501 | 2.6223 | 85.6282 | 34.5668 | 32.3197 | 36.6271 | 4.3244 | 0.0097592 | 4.3146 | 0.45945 | 3.5183 | 2.7487 | 0.32685 | 16.22 | 1.8722 | 61.2063 | 82.5868 | 143.7932 | 226.9354 | 133.3736 | 360.309
2013 | Hospital | 6A | 22436.18 | 2.159 | 105.5987 | 19.7695 | 42.9267 | 2.6251 | 85.6282 | 34.5668 | 32.3197 | 37.0121 | 6.463 | 0.0097592 | 6.4533 | 1.9071 | 14.032 | 2.8353 | 0.32685 | 16.9686 | 1.8867 | 84.1684 | 105.5987 | 189.7671 | 249.8911 | 157.1341 | 407.0252
2013 | Hospital | 6B | 22436.18 | 2.4952 | 90.126 | 14.0811 | 42.9251 | 2.6232 | 85.6282 | 34.5668 | 32.3197 | 39.1004 | 4.8068 | 0.0097592 | 4.7971 | 0.33861 | 18.6971 | 2.7847 | 0.32685 | 16.7936 | 1.8619 | 82.2942 | 90.126 | 172.4202 | 247.989 | 141.4865 | 389.4755
2013 | Hospital | 7 | 22436.18 | 2.5095 | 120.7021 | 16.1397 | 42.9194 | 2.6216 | 85.6282 | 34.5668 | 32.3197 | 37.3235 | 5.7948 | 0.0097592 | 5.7851 | 1.2778 | 18.1619 | 2.8792 | 0.32685 | 17.7242 | 1.8593 | 84.0766 | 120.7021 | 204.7788 | 249.7613 | 172.9932 | 422.7544
2013 | Hospital | 8 | 22436.18 | 3.1734 | 150.1298 | 9.1986 | 43.0131 | 2.6071 | 85.6282 | 34.5668 | 32.3197 | 37.0537 | 4.776 | 0.0097592 | 4.7663 | 0.33032 | 23.1464 | 2.9651 | 0.32685 | 18.8337 | 1.8169 | 80.6338 | 150.1298 | 230.7636 | 246.3554 | 203.5304 | 449.8858
2016 | Hospital | 0A | 22436.18 | 0 | 47.4048 | 76.2984 | 42.0685 | 1.9216 | 85.6282 | 34.5668 | 31.923 | 35.1535 | 10.0162 | 0.0097592 | 10.0064 | 12.4395 | 0 | 2.516 | 0.32685 | 12.2931 | 2.2341 | 136.4139 | 47.4048 | 183.8187 | 300.5258 | 94.2648 | 394.7905
2016 | Hospital | 0B | 22436.18 | 0.014733 | 48.9793 | 63.3631 | 42.0692 | 1.922 | 85.6282 | 34.5668 | 31.923 | 35.2192 | 8.8238 | 0.0097592 | 8.814 | 8.8463 | 0.036152 | 2.516 | 0.32685 | 12.3022 | 2.2211 | 118.8095 | 48.9793 | 167.7888 | 282.9095 | 95.8483 | 378.7578
2016 | Hospital | 1A | 22436.18 | 0 | 53.0927 | 62.6788 | 42.0872 | 1.9222 | 85.6282 | 34.5668 | 31.923 | 34.5865 | 8.3896 | 0.0097592 | 8.3798 | 10.2689 | 0 | 2.516 | 0.32685 | 12.5755 | 2.1869 | 118.43 | 53.0927 | 171.5227 | 282.5139 | 100.2351 | 382.749
2016 | Hospital | 1B | 22436.18 | 0.04259 | 53.9398 | 59.4974 | 42.0724 | 1.9198 | 85.6282 | 34.5668 | 31.923 | 35.5626 | 8.0998 | 0.0097592 | 8.09 | 6.4521 | 0.10759 | 2.516 | 0.32685 | 12.7226 | 2.1619 | 112.2683 | 53.9398 | 166.2081 | 276.3103 | 101.2294 | 377.5396
2016 | Hospital | 2A | 22436.18 | 0.3713 | 63.7719 | 51.3403 | 42.0818 | 1.9191 | 85.6282 | 34.5668 | 31.923 | 34.0915 | 7.9873 | 0.0097592 | 7.9776 | 7.5499 | 1.8015 | 2.3566 | 0.32685 | 13.1027 | 2.1188 | 105.4887 | 63.7719 | 169.2606 | 269.4964 | 111.4413 | 380.9377
2016 | Hospital | 2B | 22436.18 | 1.8741 | 50.9361 | 33.2225 | 42.1003 | 1.9205 | 85.6282 | 34.5668 | 31.923 | 36.5666 | 6.0967 | 0.0097592 | 6.0869 | 2.7891 | 13.8895 | 2.232 | 0.32685 | 13.1903 | 2.0621 | 96.6607 | 50.9361 | 147.5968 | 260.6314 | 98.6933 | 359.3246
2016 | Hospital | 3A | 22436.18 | 1.1523 | 72.7002 | 35.0958 | 42.1013 | 1.9201 | 85.6282 | 34.5668 | 31.923 | 34.8927 | 6.6886 | 0.0097592 | 6.6788 | 4.3333 | 7.561 | 2.2678 | 0.32685 | 14.1714 | 2.0145 | 91.9817 | 72.7002 | 164.6818 | 255.9055 | 121.4384 | 377.3439
2016 | Hospital | 3B | 22436.18 | 1.7329 | 55.4063 | 28.431 | 42.0849 | 1.9201 | 85.6282 | 34.5668 | 31.923 | 37.9605 | 5.5738 | 0.0097592 | 5.5641 | 2.4685 | 14.2697 | 2.1764 | 0.32685 | 13.8717 | 2.0085 | 92.6032 | 55.4063 | 148.0095 | 256.5042 | 103.8448 | 360.349
2016 | Hospital | 3C | 22436.18 | 0.4571 | 65.0322 | 24.4671 | 42.0714 | 1.9198 | 85.6282 | 34.5668 | 31.923 | 34.8049 | 4.5735 | 0.0097592 | 4.5637 | 2.0463 | 3.271 | 0 | 0.32685 | 14.2255 | 1.997 | 69.6101 | 65.0322 | 134.6423 | 233.486 | 113.8245 | 347.3104
2016 | Hospital | 4A | 22436.18 | 1.7534 | 84.9077 | 27.4968 | 42.0625 | 1.9173 | 85.6282 | 34.5668 | 31.923 | 35.7957 | 5.7592 | 0.0097592 | 5.7494 | 2.961 | 11.3619 | 2.322 | 0.32685 | 15.1607 | 1.9455 | 87.4401 | 84.9077 | 172.3479 | 251.253 | 134.6353 | 385.8884
2016 | Hospital | 4B | 22436.18 | 2.0068 | 58.672 | 20.7011 | 42.0484 | 1.9188 | 85.6282 | 34.5668 | 31.923 | 39.9089 | 4.8275 | 0.0097592 | 4.8178 | 1.0339 | 19.9868 | 2.0938 | 0.32685 | 14.8648 | 1.9372 | 90.5491 | 58.672 | 149.2211 | 254.3413 | 108.1035 | 362.4448
2016 | Hospital | 4C | 22436.18 | 1.0104 | 78.4086 | 14.6889 | 42.0938 | 1.9151 | 85.6282 | 34.5668 | 31.923 | 36.2138 | 4.4308 | 0.0097592 | 4.4211 | 0.5455 | 3.8112 | 2.1705 | 0.32685 | 15.4364 | 1.9049 | 62.8614 | 78.4086 | 141.27 | 226.663 | 128.4119 | 355.0749
2016 | Hospital | 5A | 22436.18 | 1.991 | 91.9441 | 20.2726 | 42.0599 | 1.9178 | 85.6282 | 34.5668 | 31.923 | 36.4801 | 5.0869 | 0.0097592 | 5.0771 | 1.8623 | 12.4096 | 2.2503 | 0.32685 | 16.0645 | 1.8969 | 80.3431 | 91.9441 | 172.2872 | 244.1055 | 142.5754 | 386.6809
2016 | Hospital | 5B | 22436.18 | 1.9953 | 68.5878 | 16.8036 | 42.0461 | 1.9179 | 85.6282 | 34.5668 | 31.923 | 40.4112 | 4.1105 | 0.0097592 | 4.1008 | 0.44298 | 17.2093 | 2.1207 | 0.32685 | 15.7968 | 1.8929 | 83.0838 | 68.5878 | 151.6716 | 246.8285 | 118.9515 | 365.78
2016 | Hospital | 5C | 22436.18 | 1.2507 | 79.1101 | 11.7424 | 42.0846 | 1.9149 | 85.6282 | 34.5668 | 31.923 | 36.6433 | 3.5618 | 0.0097592 | 3.5521 | 0.45958 | 3.4971 | 2.2038 | 0.32685 | 15.9784 | 1.8731 | 59.349 | 79.1101 | 138.459 | 223.109 | 129.6553 | 352.7643
2016 | Hospital | 6A | 22436.18 | 2.1482 | 103.7625 | 19.8334 | 42.0547 | 1.9169 | 85.6282 | 34.5668 | 31.923 | 36.9042 | 5.3626 | 0.0097592 | 5.3529 | 1.9087 | 14.0007 | 2.2788 | 0.32685 | 16.7846 | 1.8868 | 82.4269 | 103.7625 | 186.1894 | 246.1733 | 155.114 | 401.2874
2016 | Hospital | 6B | 22436.18 | 2.4788 | 87.8353 | 13.9767 | 42.0531 | 1.9156 | 85.6282 | 34.5668 | 31.923 | 38.9844 | 3.8993 | 0.0097592 | 3.8896 | 0.33292 | 18.5425 | 2.2409 | 0.32685 | 16.5977 | 1.8619 | 80.4457 | 87.8353 | 168.281 | 244.1643 | 138.9998 | 383.1641
2016 | Hospital | 7 | 22436.18 | 2.4967 | 115.999 | 15.7527 | 42.0475 | 1.9144 | 85.6282 | 34.5668 | 31.923 | 37.2711 | 4.58 | 0.0097592 | 4.5703 | 1.2808 | 18.1134 | 2.2765 | 0.32685 | 17.6489 | 1.8593 | 81.7614 | 115.999 | 197.7605 | 245.4705 | 168.2148 | 413.6852
2016 | Hospital | 8 | 22436.18 | 3.1555 | 142.6127 | 9.0798 | 42.1413 | 1.9038 | 85.6282 | 34.5668 | 31.923 | 36.9873 | 3.3818 | 0.0097592 | 3.3721 | 0.37279 | 23.0545 | 2.2644 | 0.32685 | 18.8205 | 1.817 | 78.2864 | 142.6127 | 220.8991 | 242.0364 | 196 | 438.0364
2019 | Hospital | 0A | 22436.18 | 0 | 6.8736 | 81.1025 | 40.5665 | 1.9216 | 85.3372 | 34.5668 | 31.9188 | 34.4527 | 9.1573 | 0.0097592 | 9.1476 | 11.8269 | 0 | 2.3902 | 0.32685 | 12.2936 | 1.5859 | 138.9199 | 6.8736 | 145.7934 | 300.5867 | 53.7341 | 354.3208
2019 | Hospital | 0B | 22436.18 | 0.014733 | 7.8643 | 71.302 | 40.5726 | 1.922 | 85.3372 | 34.5668 | 31.9188 | 34.4873 | 8.17 | 0.0097592 | 8.1602 | 8.0417 | 0.036028 | 2.3902 | 0.32685 | 12.3017 | 1.5779 | 124.4322 | 7.8643 | 132.2965 | 286.0975 | 54.7328 | 340.8303
2019 | Hospital | 1A | 22436.18 | 0 | 9.4901 | 64.443 | 40.5923 | 1.9222 | 85.3372 | 34.5668 | 31.9188 | 33.8493 | 7.4071 | 0.0097592 | 7.3973 | 9.4035 | 0 | 2.3902 | 0.32685 | 12.5763 | 1.5454 | 117.4834 | 9.4901 | 126.9735 | 279.136 | 56.6332 | 335.7692
2019 | Hospital | 1B | 22436.18 | 0.042466 | 9.9488 | 64.1114 | 40.586 | 1.9198 | 85.3372 | 34.5668 | 31.9188 | 35.2959 | 7.5243 | 0.0097592 | 7.5145 | 6.0184 | 0.10709 | 2.3902 | 0.32685 | 12.722 | 1.5318 | 115.48 | 9.9488 | 125.4289 | 277.1103 | 57.2378 | 334.3481
2019 | Hospital | 2A | 22436.18 | 0.37043 | 13.5258 | 58.0064 | 40.5825 | 1.9191 | 85.3372 | 34.5668 | 31.9188 | 33.7915 | 6.8895 | 0.0097592 | 6.8798 | 7.0536 | 1.7913 | 2.2521 | 0.32685 | 13.1031 | 1.4934 | 110.145 | 13.5258 | 123.6708 | 271.7326 | 61.1957 | 332.9283
2019 | Hospital | 2B | 22436.18 | 1.8619 | 9.8273 | 36.8711 | 40.5897 | 1.9205 | 85.3372 | 34.5668 | 31.9188 | 36.8901 | 5.2971 | 0.0097592 | 5.2874 | 2.5577 | 13.8183 | 2.1514 | 0.32685 | 13.1909 | 1.4659 | 99.438 | 9.8273 | 109.2653 | 261.0068 | 57.5849 | 318.5917
2019 | Hospital | 3A | 22436.18 | 1.1434 | 21.8675 | 39.0518 | 40.5959 | 1.9201 | 85.3372 | 34.5668 | 31.9188 | 35.7744 | 5.106 | 0.0097592 | 5.0962 | 3.8858 | 7.4031 | 2.1632 | 0.32685 | 14.1714 | 1.411 | 94.5179 | 21.8675 | 116.3853 | 256.0377 | 70.6057 | 326.6434
2019 | Hospital | 3B | 22436.18 | 1.7281 | 14.2019 | 32.0778 | 40.5813 | 1.9201 | 85.3372 | 34.5668 | 31.9188 | 37.5859 | 4.442 | 0.0097592 | 4.4322 | 2.1753 | 14.2201 | 2.0952 | 0.32685 | 13.8728 | 1.4164 | 94.3146 | 14.2019 | 108.5165 | 255.825 | 62.6415 | 318.4665
2019 | Hospital | 3C | 22436.18 | 0.45598 | 17.6856 | 29.1836 | 40.5751 | 1.9198 | 85.3372 | 34.5668 | 31.9188 | 34.2537 | 4.5871 | 0.0097592 | 4.5773 | 1.6194 | 3.2569 | 0 | 0.32685 | 14.2279 | 1.3966 | 73.347 | 17.6856 | 91.0326 | 234.8311 | 66.4804 | 301.3116
2019 | Hospital | 4A | 22436.18 | 1.737 | 34.2687 | 31.2333 | 40.575 | 1.9173 | 85.3372 | 34.5668 | 31.9188 | 35.2471 | 4.218 | 0.0097592 | 4.2083 | 2.6616 | 11.0536 | 2.1632 | 0.32685 | 15.1636 | 1.3538 | 88.3041 | 34.2687 | 122.5728 | 249.7427 | 83.9992 | 333.7419
2019 | Hospital | 4B | 22436.18 | 1.9989 | 19.9066 | 24.8017 | 40.5641 | 1.9188 | 85.3372 | 34.5668 | 31.9188 | 39.4378 | 3.612 | 0.0097592 | 3.6022 | 0.8643 | 19.8457 | 2.0756 | 0.32685 | 14.8643 | 1.3567 | 92.6262 | 19.9066 | 112.5328 | 254.0585 | 69.3377 | 323.3962
2019 | Hospital | 4C | 22436.18 | 1.0058 | 30.9048 | 19.2918 | 40.5943 | 1.9151 | 85.3372 | 34.5668 | 31.9188 | 35.4227 | 3.7688 | 0.0097592 | 3.7591 | 0.35508 | 3.7383 | 1.9893 | 0.32685 | 15.438 | 1.3231 | 65.562 | 30.9048 | 96.4669 | 226.9873 | 80.9096 | 307.8969
2019 | Hospital | 5A | 22436.18 | 1.9534 | 45.8286 | 23.768 | 40.5737 | 1.9178 | 85.3372 | 34.5668 | 31.9188 | 36.491 | 3.3449 | 0.0097592 | 3.3352 | 1.6162 | 11.6996 | 2.1205 | 0.32685 | 16.0672 | 1.3142 | 80.9839 | 45.8286 | 126.8126 | 242.3826 | 96.4626 | 338.8452
2019 | Hospital | 5B | 22436.18 | 1.9718 | 30.8299 | 20.4833 | 40.5652 | 1.9179 | 85.3372 | 34.5668 | 31.9188 | 40.1191 | 3.3434 | 0.0097592 | 3.3337 | 0.70125 | 16.7798 | 2.1061 | 0.32685 | 15.7965 | 1.3184 | 85.495 | 30.8299 | 116.3249 | 246.8891 | 81.1933 | 328.0823
2019 | Hospital | 5C | 22436.18 | 1.2487 | 78.1887 | 12.0512 | 40.5913 | 1.9149 | 85.3372 | 34.5668 | 31.9188 | 35.9168 | 3.488 | 0.0097592 | 3.4783 | 0.46193 | 3.4836 | 1.9932 | 0.32685 | 15.9795 | 1.2953 | 58.6337 | 78.1887 | 136.8224 | 220.0278 | 128.735 | 348.7628
2019 | Hospital | 6A | 22436.18 | 2.1132 | 61.3014 | 22.8204 | 40.5741 | 1.9169 | 85.3372 | 34.5668 | 31.9188 | 36.8487 | 2.8111 | 0.0097592 | 2.8013 | 1.6627 | 13.2894 | 2.1588 | 0.32685 | 16.7864 | 1.3044 | 81.6946 | 61.3014 | 142.996 | 243.0829 | 112.6546 | 355.7375
2019 | Hospital | 6B | 22436.18 | 2.4719 | 87.0926 | 14.2601 | 40.5745 | 1.9156 | 85.3372 | 34.5668 | 31.9188 | 38.7795 | 3.7821 | 0.0097592 | 3.7723 | 0.65804 | 18.462 | 2.1097 | 0.32685 | 16.5986 | 1.2917 | 80.5136 | 87.0926 | 167.6062 | 241.888 | 138.258 | 380.1459
2019 | Hospital | 7 | 22436.18 | 2.4866 | 113.4965 | 15.8716 | 40.5748 | 1.9144 | 85.3372 | 34.5668 | 31.9188 | 37.1802 | 4.4051 | 0.0097592 | 4.3953 | 1.261 | 18.0302 | 2.1645 | 0.32685 | 17.6504 | 1.2825 | 81.3893 | 113.4965 | 194.8858 | 242.7537 | 165.7139 | 408.4676
2019 | Hospital | 8 | 22436.18 | 3.1424 | 138.1916 | 9.1908 | 40.6459 | 1.9038 | 85.3372 | 34.5668 | 31.9188 | 36.3089 | 3.2803 | 0.0097592 | 3.2705 | 0.37167 | 22.9769 | 2.1855 | 0.32685 | 18.8235 | 1.2495 | 77.4466 | 138.1916 | 215.6382 | 238.8386 | 191.5819 | 430.4205
2004 | Large Hotel | 0A | 11345.29 | 0 | 15.6318 | 189.6553 | 35.5617 | 7.5048 | 42.879 | 43.7982 | 25.3512 | 34.9722 | 11.7915 | 0.03699 | 11.7545 | 0 | 0 | 12.1646 | 2.277 | 42.9686 | 1.8449 | 248.5466 | 15.6318 | 264.1784 | 364.0018 | 102.3986 | 466.4003
2004 | Large Hotel | 0B | 11345.29 | 0 | 22.2454 | 219.6068 | 35.5617 | 7.5063 | 42.879 | 43.7982 | 25.3512 | 32.6163 | 10.9918 | 0.03699 | 10.9548 | 0 | 0 | 1.4159 | 2.2765 | 43.365 | 1.8512 | 264.5939 | 22.2454 | 286.8393 | 380.0569 | 109.4086 | 489.4655
2004 | Large Hotel | 1A | 11345.29 | 0 | 25.1169 | 132.4421 | 35.5617 | 7.507 | 42.879 | 43.7982 | 25.3512 | 34.673 | 9.3923 | 0.03699 | 9.3553 | 0 | 0 | 11.8742 | 2.2773 | 44.5351 | 1.8395 | 188.3447 | 25.1169 | 213.4615 | 303.7974 | 113.4504 | 417.2478
2004 | Large Hotel | 1B | 11345.29 | 0 | 34.1909 | 171.6285 | 35.5617 | 7.4977 | 42.879 | 43.7982 | 25.3512 | 30.9514 | 8.9837 | 0.03699 | 8.9467 | 0 | 0 | 1.3912 | 2.2768 | 44.764 | 1.8432 | 212.9178 | 34.1909 | 247.1086 | 328.3644 | 122.7531 | 451.1175
2004 | Large Hotel | 2A | 11345.29 | 0 | 46.2931 | 119.0234 | 35.5617 | 7.495 | 42.879 | 43.7982 | 25.3512 | 31.2364 | 9.4376 | 0.03699 | 9.4006 | 0 | 0 | 11.7574 | 2.2775 | 46.3697 | 1.8285 | 171.4179 | 46.2931 | 217.711 | 286.8479 | 136.4612 | 423.309
2004 | Large Hotel | 2B | 11345.29 | 0 | 49.3193 | 89.9575 | 35.5617 | 7.5007 | 42.879 | 43.7982 | 25.3512 | 28.2099 | 6.4124 | 0.03699 | 6.3754 | 0 | 0 | 1.3385 | 2.2768 | 46.4902 | 1.8145 | 125.8814 | 49.3193 | 175.2007 | 241.3023 | 139.6079 | 380.9101
2004 | Large Hotel | 3A | 11345.29 | 0 | 62.0784 | 67.1955 | 35.5617 | 7.4992 | 42.879 | 43.7982 | 25.3512 | 30.1621 | 6.5531 | 0.03699 | 6.5161 | 0 | 0 | 11.694 | 2.2777 | 49.5671 | 1.8133 | 115.5678 | 62.0784 | 177.6461 | 230.9867 | 155.4436 | 386.4303
2004 | Large Hotel | 3B | 11345.29 | 0 | 39.4598 | 52.9304 | 35.5617 | 7.499 | 42.879 | 43.7982 | 25.3512 | 26.6956 | 4.9575 | 0.03699 | 4.9205 | 0 | 0 | 8.3395 | 2.2768 | 48.7427 | 1.8172 | 92.8861 | 39.4598 | 132.3459 | 208.3077 | 132.0009 | 340.3086
2004 | Large Hotel | 3C | 11345.29 | 0 | 68.6048 | 47.4776 | 35.5617 | 7.4977 | 42.879 | 43.7982 | 25.3512 | 30.0717 | 5.171 | 0.03699 | 5.134 | 0 | 0 | 0 | 2.2775 | 49.9125 | 1.8221 | 82.6833 | 68.6048 | 151.2882 | 198.1096 | 162.3158 | 360.4254
2004 | Large Hotel | 4A | 11345.29 | 0 | 86.0308 | 47.6661 | 35.5617 | 7.4877 | 42.879 | 43.7982 | 25.3512 | 32.2772 | 5.3647 | 0.03699 | 5.3277 | 0 | 0 | 11.8035 | 2.2785 | 52.1134 | 1.7944 | 97.0745 | 86.0308 | 183.1053 | 212.4638 | 181.9426 | 394.4065
2004 | Large Hotel | 4B | 11345.29 | 0 | 103.7535 | 38.7562 | 35.5617 | 7.4933 | 42.879 | 43.7982 | 25.3512 | 26.012 | 4.3677 | 0.03699 | 4.3307 | 0 | 0 | 1.3273 | 2.2773 | 51.3894 | 1.8023 | 70.4262 | 103.7535 | 174.1797 | 185.828 | 198.9411 | 384.7691
2004 | Large Hotel | 4C | 11345.29 | 0 | 83.5636 | 18.6105 | 35.5617 | 7.4791 | 42.879 | 43.7982 | 25.3512 | 29.8499 | 3.4917 | 0.03699 | 3.4547 | 0 | 0 | 7.4654 | 2.278 | 52.8878 | 1.8042 | 59.3805 | 83.5636 | 142.944 | 174.7708 | 180.2495 | 355.0203
2004 | Large Hotel | 5A | 11345.29 | 0 | 102.4013 | 30.3726 | 35.5617 | 7.4899 | 42.879 | 43.7982 | 25.3512 | 32.2554 | 4.4069 | 0.03699 | 4.3699 | 0 | 0 | 11.3035 | 2.2785 | 54.2868 | 1.7886 | 78.3014 | 102.4013 | 180.7027 | 193.6873 | 200.4863 | 394.1736
2004 | Large Hotel | 5B | 11345.29 | 0 | 156.5566 | 28.6977 | 35.5617 | 7.4904 | 42.879 | 43.7982 | 25.3512 | 26.2297 | 3.9231 | 0.03699 | 3.8861 | 0 | 0 | 1.3807 | 2.2777 | 53.6782 | 1.7893 | 60.1941 | 156.5566 | 216.7507 | 175.58 | 254.033 | 429.6129
2004 | Large Hotel | 5C | 11345.29 | 0 | 87.2609 | 11.2962 | 35.5617 | 7.4786 | 42.879 | 43.7982 | 25.3512 | 30.2345 | 2.8374 | 0.03699 | 2.8005 | 0 | 0 | 8.695 | 2.2782 | 54.1194 | 1.801 | 53.0261 | 87.2609 | 140.287 | 168.4128 | 185.1784 | 353.5912
2004 | Large Hotel | 6A | 11345.29 | 0 | 125.9894 | 31.6188 | 35.5617 | 7.4865 | 42.879 | 43.7982 | 25.3512 | 32.2767 | 4.7986 | 0.03699 | 4.7616 | 0 | 0 | 11.3608 | 2.279 | 55.9062 | 1.777 | 80.018 | 125.9894 | 206.0074 | 195.3892 | 225.6938 | 421.083
2004 | Large Hotel | 6B | 11345.29 | 0 | 100.6556 | 18.9381 | 35.5617 | 7.4811 | 42.879 | 43.7982 | 25.3512 | 28.0628 | 3.3457 | 0.03699 | 3.3087 | 0 | 0 | 11.3809 | 2.278 | 55.4902 | 1.7844 | 61.6905 | 100.6556 | 162.3461 | 177.063 | 199.944 | 377.0069
2004 | Large Hotel | 7 | 11345.29 | 0 | 159.0041 | 24.3829 | 35.5617 | 7.4764 | 42.879 | 43.7982 | 25.3512 | 30.8941 | 4.3307 | 0.03699 | 4.2937 | 0 | 0 | 11.7971 | 2.2792 | 57.8267 | 1.768 | 71.3678 | 159.0041 | 230.3719 | 186.7204 | 260.629 | 447.3494
2004 | Large Hotel | 8 | 11345.29 | 0 | 221.3733 | 12.2569 | 35.5617 | 7.4353 | 42.879 | 43.7982 | 25.3512 | 31.8223 | 3.655 | 0.03699 | 3.618 | 0 | 0 | 11.8255 | 2.2797 | 60.4162 | 1.7494 | 59.5227 | 221.3733 | 280.896 | 174.8161 | 325.5879 | 500.4039
2007 | Large Hotel | 0A | 11345.29 | 0 | 0.44928 | 197.4135 | 35.5617 | 7.5048 | 42.879 | 43.7982 | 25.3512 | 22.4856 | 9.6729 | 0.03699 | 9.6359 | 0 | 0 | 0 | 2.2755 | 42.9253 | 1.8728 | 229.535 | 0.44928 | 229.9843 | 345.0171 | 87.1727 | 432.1899
2007 | Large Hotel | 0B | 11345.29 | 0 | 1.9795 | 170.4138 | 35.5617 | 7.5063 | 42.879 | 43.7982 | 25.3512 | 23.0693 | 8.8039 | 0.03699 | 8.767 | 0 | 0 | 0 | 2.2753 | 43.3437 | 1.8755 | 202.2501 | 1.9795 | 204.2296 | 317.7361 | 89.1214 | 406.8575
2007 | Large Hotel | 1A | 11345.29 | 0 | 0.92892 | 123.2078 | 35.5617 | 7.507 | 42.879 | 43.7982 | 25.3512 | 20.0499 | 7.6307 | 0.03699 | 7.5937 | 0 | 0 | 0 | 2.2758 | 44.5048 | 1.8691 | 150.8514 | 0.92892 | 151.7803 | 266.3325 | 89.2321 | 355.5646
2007 | Large Hotel | 1B | 11345.29 | 0 | 9.9412 | 133.73 | 35.5617 | 7.4977 | 42.879 | 43.7982 | 25.3512 | 21.1253 | 7.3266 | 0.03699 | 7.2896 | 0 | 0 | 0 | 2.2755 | 44.7386 | 1.8684 | 162.1448 | 9.9412 | 172.0861 | 277.6154 | 98.4782 | 376.0937
2007 | Large Hotel | 2A | 11345.29 | 0 | 14.0298 | 108.9547 | 35.5617 | 7.495 | 42.879 | 43.7982 | 25.3512 | 17.07 | 7.1633 | 0.03699 | 7.1263 | 0 | 0 | 0 | 2.276 | 46.3496 | 1.8605 | 133.1509 | 14.0298 | 147.1807 | 248.6115 | 104.1776 | 352.7891
2007 | Large Hotel | 2B | 11345.29 | 0 | 16.1374 | 66.985 | 35.5617 | 7.5007 | 42.879 | 43.7982 | 25.3512 | 16.9067 | 4.9783 | 0.03699 | 4.9413 | 0 | 0 | 0 | 2.2758 | 46.4667 | 1.8395 | 88.833 | 16.1374 | 104.9704 | 204.2776 | 106.4022 | 310.6798
2007 | Large Hotel | 3A | 11345.29 | 0 | 52.6092 | 59.5551 | 35.5617 | 7.4992 | 42.879 | 43.7982 | 25.3512 | 15.6825 | 5.1551 | 0.03699 | 5.1181 | 0 | 0 | 0 | 2.276 | 49.5516 | 1.8461 | 80.3556 | 52.6092 | 132.9648 | 195.8062 | 145.9592 | 341.7654
2007 | Large Hotel | 3B | 11345.29 | 0 | 34.0822 | 47.2222 | 35.5617 | 7.499 | 42.879 | 43.7982 | 25.3512 | 15.6247 | 4.1792 | 0.03699 | 4.1422 | 0 | 0 | 0 | 2.2758 | 48.7175 | 1.84 | 66.9891 | 34.0822 | 101.0713 | 182.4323 | 126.5978 | 309.0301
2007 | Large Hotel | 3C | 11345.29 | 0 | 19.8394 | 33.2326 | 35.5617 | 7.4977 | 42.879 | 43.7982 | 25.3512 | 14.8659 | 3.8506 | 0.03699 | 3.8136 | 0 | 0 | 0 | 2.276 | 49.8949 | 1.8529 | 51.9121 | 19.8394 | 71.7515 | 167.3678 | 113.5324 | 280.9002
2007 | Large Hotel | 4A | 11345.29 | 0 | 97.8874 | 41.8534 | 35.5617 | 7.4877 | 42.879 | 43.7982 | 25.3512 | 15.9141 | 4.4039 | 0.03699 | 4.3669 | 0 | 0 | 0 | 2.2763 | 52.098 | 1.8356 | 62.1344 | 97.8874 | 160.0218 | 177.5632 | 193.7838 | 371.347
2007 | Large Hotel | 4B | 11345.29 | 0 | 58.67 | 32.4408 | 35.5617 | 7.4933 | 42.879 | 43.7982 | 25.3512 | 16.1846 | 3.8222 | 0.03699 | 3.7852 | 0 | 0 | 0 | 2.2751 | 51.3573 | 1.8444 | 52.4106 | 58.67 | 111.0806 | 167.8526 | 153.8255 | 321.678
2007 | Large Hotel | 4C | 11345.29 | 0 | 79.2345 | 15.4783 | 35.5617 | 7.4791 | 42.879 | 43.7982 | 25.3512 | 14.5653 | 3.0287 | 0.03699 | 2.9917 | 0 | 0 | 0 | 2.276 | 52.8775 | 1.8417 | 33.0352 | 79.2345 | 112.2698 | 148.4608 | 175.9102 | 324.371
2007 | Large Hotel | 5A | 11345.29 | 0 | 136.7961 | 25.2951 | 35.5617 | 7.4899 | 42.879 | 43.7982 | 25.3512 | 15.766 | 3.7377 | 0.03699 | 3.7007 | 0 | 0 | 0 | 2.2765 | 54.2726 | 1.8265 | 44.7618 | 136.7961 | 181.5579 | 160.1837 | 234.8669 | 395.0506
2007 | Large Hotel | 5B | 11345.29 | 0 | 98.5634 | 24.9526 | 35.5617 | 7.4904 | 42.879 | 43.7982 | 25.3512 | 16.0417 | 3.4868 | 0.03699 | 3.4498 | 0 | 0 | 0 | 2.2753 | 53.6329 | 1.8414 | 44.444 | 98.5634 | 143.0074 | 159.8801 | 195.9947 | 355.8748
2007 | Large Hotel | 5C | 11345.29 | 0 | 97.883 | 9.835 | 35.5617 | 7.4786 | 42.879 | 43.7982 | 25.3512 | 14.3579 | 2.6093 | 0.03699 | 2.5723 | 0 | 0 | 0 | 2.2763 | 54.1088 | 1.8392 | 26.7651 | 97.883 | 124.6481 | 142.188 | 195.79 | 337.978
2007 | Large Hotel | 6A | 11345.29 | 0 | 180.8222 | 26.6178 | 35.5617 | 7.4865 | 42.879 | 43.7982 | 25.3512 | 16.441 | 4.1275 | 0.03699 | 4.0905 | 0 | 0 | 0 | 2.277 | 55.8891 | 1.816 | 47.1493 | 180.8222 | 227.9715 | 162.5577 | 280.5095 | 443.0671
2007 | Large Hotel | 6B | 11345.29 | 0 | 147.7637 | 17.4057 | 35.5617 | 7.4811 | 42.879 | 43.7982 | 25.3512 | 15.337 | 3.2811 | 0.03699 | 3.2441 | 0 | 0 | 0 | 2.2763 | 55.4692 | 1.817 | 35.9868 | 147.7637 | 183.7505 | 151.3903 | 247.031 | 398.4213
2007 | Large Hotel | 7 | 11345.29 | 0 | 214.9671 | 20.7176 | 35.5617 | 7.4764 | 42.879 | 43.7982 | 25.3512 | 16.6743 | 4.0041 | 0.03699 | 3.9671 | 0 | 0 | 0 | 2.2773 | 57.8116 | 1.8064 | 41.359 | 214.9671 | 256.3261 | 156.7481 | 316.577 | 473.3252
2007 | Large Hotel | 8 | 11345.29 | 0 | 306.5734 | 11.0153 | 35.5617 | 7.4353 | 42.879 | 43.7982 | 25.3512 | 17.8496 | 3.8222 | 0.03699 | 3.7852 | 0 | 0 | 0 | 2.2773 | 60.3954 | 1.7981 | 32.6501 | 306.5734 | 339.2235 | 147.9895 | 410.7671 | 558.7566
2010 | Large Hotel | 0A | 11345.29 | 0 | 0.68286 | 144.2664 | 31.03 | 6.036 | 42.7331 | 43.7982 | 24.1248 | 22.0388 | 3.2285 | 0.03699 | 3.1915 | 0 | 0 | 7.8569 | 2.2222 | 42.9211 | 1.8706 | 177.3536 | 0.68286 | 178.0364 | 285.407 | 87.4024 | 372.8094
2010 | Large Hotel | 0B | 11345.29 | 0 | 1.7562 | 170.9633 | 31.0315 | 6.037 | 42.7331 | 43.7982 | 24.1248 | 28.5471 | 4.1508 | 0.03699 | 4.1138 | 0 | 0 | 0.90028 | 2.2214 | 43.2823 | 1.896 | 204.5244 | 1.7562 | 206.2806 | 312.6055 | 88.8367 | 401.4422
2010 | Large Hotel | 1A | 11345.29 | 0 | 1.3243 | 102.0725 | 31.044 | 6.0377 | 42.7331 | 43.7982 | 24.1248 | 19.9221 | 2.549 | 0.03699 | 2.512 | 0 | 0 | 7.6588 | 2.2222 | 44.5065 | 1.8667 | 132.1654 | 1.3243 | 133.4898 | 240.2311 | 89.629 | 329.8601
2010 | Large Hotel | 1B | 11345.29 | 0 | 11.0246 | 132.2673 | 31.0403 | 6.0302 | 42.7331 | 43.7982 | 24.1248 | 24.6297 | 3.4934 | 0.03699 | 3.4564 | 0 | 0 | 0.9064 | 2.2217 | 44.7048 | 1.8826 | 161.2598 | 11.0246 | 172.2844 | 269.3296 | 99.5278 | 368.8574
2010 | Large Hotel | 2A | 11345.29 | 0 | 7.6297 | 85.3085 | 31.0307 | 6.0282 | 42.7331 | 43.7982 | 24.1248 | 16.9865 | 2.5412 | 0.03699 | 2.5042 | 0 | 0 | 6.3884 | 2.2222 | 46.356 | 1.8598 | 111.1876 | 7.6297 | 118.8173 | 219.2239 | 97.7838 | 317.0077
2010 | Large Hotel | 2B | 11345.29 | 0 | 20.3665 | 63.4539 | 31.0339 | 6.0324 | 42.7331 | 43.7982 | 24.1248 | 17.166 | 1.9864 | 0.03699 | 1.9494 | 0 | 0 | 0.85792 | 2.2219 | 46.4681 | 1.8432 | 83.4272 | 20.3665 | 103.7937 | 191.4537 | 110.633 | 302.0867
2010 | Large Hotel | 3A | 11345.29 | 0 | 18.7919 | 50.2512 | 31.0342 | 6.0314 | 42.7331 | 43.7982 | 24.1248 | 15.5713 | 2.075 | 0.03699 | 2.038 | 0 | 0 | 5.7983 | 2.2222 | 49.5546 | 1.8478 | 73.6588 | 18.7919 | 92.4507 | 181.689 | 112.1447 | 293.8336
2010 | Large Hotel | 3B | 11345.29 | 0 | 42.6141 | 45.4912 | 31.0354 | 6.0311 | 42.7331 | 43.7982 | 24.1248 | 16.143 | 1.8527 | 0.03699 | 1.8157 | 0 | 0 | 0 | 2.2219 | 48.7158 | 1.8441 | 63.45 | 42.6141 | 106.0641 | 171.4774 | 135.128 | 306.6055
2010 | Large Hotel | 3C | 11345.29 | 0 | 24.8409 | 29.2985 | 31.0396 | 6.0302 | 42.7331 | 43.7982 | 24.1248 | 15.7236 | 1.5706 | 0.03699 | 1.5337 | 0 | 0 | 0 | 2.2219 | 49.8952 | 1.8618 | 46.5558 | 24.8409 | 71.3967 | 154.6043 | 118.5345 | 273.1388
2010 | Large Hotel | 4A | 11345.29 | 0 | 19.4689 | 34.9279 | 31.0219 | 6.0221 | 42.7331 | 43.7982 | 24.1248 | 16.3751 | 1.875 | 0.03699 | 1.838 | 0 | 0 | 5.9954 | 2.2219 | 52.0914 | 1.8527 | 59.1364 | 19.4689 | 78.6053 | 167.1499 | 115.3587 | 282.5086
2010 | Large Hotel | 4B | 11345.29 | 0 | 71.2528 | 30.9088 | 31.02 | 6.0267 | 42.7331 | 43.7982 | 24.1248 | 16.3323 | 1.993 | 0.03699 | 1.956 | 0 | 0 | 0 | 2.2219 | 51.3576 | 1.8373 | 49.1971 | 71.2528 | 120.4499 | 157.1981 | 166.4088 | 323.6069
2010 | Large Hotel | 4C | 11345.29 | 0 | 88.287 | 13.4997 | 31.0249 | 6.0152 | 42.7331 | 43.7982 | 24.1248 | 15.3632 | 1.7254 | 0.03699 | 1.6884 | 0 | 0 | 0 | 2.2219 | 52.868 | 1.8512 | 30.5513 | 88.287 | 118.8383 | 138.5595 | 184.9532 | 323.5126
2010 | Large Hotel | 5A | 11345.29 | 0 | 29.9072 | 22.0444 | 31.0173 | 6.024 | 42.7331 | 43.7982 | 24.1248 | 16.0316 | 1.6465 | 0.03699 | 1.6096 | 0 | 0 | 5.4499 | 2.2219 | 54.258 | 1.8505 | 45.1355 | 29.9072 | 75.0426 | 153.1443 | 127.9633 | 281.1076
2010 | Large Hotel | 5B | 11345.29 | 0 | 113.9707 | 23.0715 | 31.0209 | 6.0243 | 42.7331 | 43.7982 | 24.1248 | 16.3962 | 2.0356 | 0.03699 | 1.9986 | 0 | 0 | 0 | 2.2219 | 53.6366 | 1.8341 | 41.4663 | 113.9707 | 155.437 | 149.4624 | 211.4056 | 360.8681
2010 | Large Hotel | 5C | 11345.29 | 0 | 18.5625 | 8.9438 | 31.0227 | 6.0147 | 42.7331 | 43.7982 | 24.1248 | 15.6888 | 1.3001 | 0.03699 | 1.2631 | 0 | 0 | 5.7951 | 2.2217 | 54.0856 | 1.8642 | 31.6908 | 18.5625 | 50.2533 | 139.709 | 116.4463 | 256.1552
2010 | Large Hotel | 6A | 11345.29 | 0 | 53.6914 | 22.8492 | 31.0185 | 6.0211 | 42.7331 | 43.7982 | 24.1248 | 16.502 | 1.8383 | 0.03699 | 1.8013 | 0 | 0 | 5.8071 | 2.2222 | 55.8729 | 1.8412 | 46.9595 | 53.6914 | 100.6509 | 154.9576 | 153.3627 | 308.3203
2010 | Large Hotel | 6B | 11345.29 | 0 | 40.0722 | 15.5275 | 31.0151 | 6.0169 | 42.7331 | 43.7982 | 24.1248 | 16.0965 | 1.5014 | 0.03699 | 1.4644 | 0 | 0 | 5.6604 | 2.2219 | 55.4513 | 1.838 | 38.7488 | 40.0722 | 78.821 | 146.7356 | 139.3216 | 286.0573
2010 | Large Hotel | 7 | 11345.29 | 0 | 76.1589 | 18.0922 | 31.0119 | 6.0133 | 42.7331 | 43.7982 | 24.1248 | 16.6552 | 1.8378 | 0.03699 | 1.8008 | 0 | 0 | 5.7968 | 2.2222 | 57.7925 | 1.8326 | 42.345 | 76.1589 | 118.5039 | 150.3198 | 177.7497 | 328.0696
2010 | Large Hotel | 8 | 11345.29 | 0 | 131.0772 | 9.8967 | 31.0232 | 5.98 | 42.7331 | 43.7982 | 24.1248 | 17.5861 | 1.9117 | 0.03699 | 1.8747 | 0 | 0 | 6.1225 | 2.2222 | 60.3633 | 1.8233 | 35.48 | 131.0772 | 166.5571 | 143.4232 | 235.2386 | 378.6618
2013 | Large Hotel | 0A | 11345.29 | 0 | 1.0163 | 127.7831 | 22.3225 | 6.036 | 40.5991 | 43.7982 | 24.033 | 14.6872 | 2.9586 | 0.03699 | 2.9217 | 0 | 0 | 7.8403 | 2.2222 | 42.926 | 1.5254 | 153.2322 | 1.0163 | 154.2485 | 250.0073 | 87.7405 | 337.7478
2013 | Large Hotel | 0B | 11345.29 | 0 | 1.9235 | 111.8771 | 22.3316 | 6.037 | 40.5991 | 43.7982 | 24.033 | 13.842 | 2.798 | 0.03699 | 2.761 | 0 | 0 | 7.5959 | 2.2219 | 43.2891 | 1.5288 | 136.076 | 1.9235 | 137.9995 | 232.8644 | 89.011 | 321.8754
2013 | Large Hotel | 1A | 11345.29 | 0 | 1.8238 | 89.3841 | 22.3595 | 6.0377 | 40.5991 | 43.7982 | 24.033 | 13.8996 | 2.3061 | 0.03699 | 2.2692 | 0 | 0 | 7.5925 | 2.2222 | 44.5101 | 1.5222 | 113.1453 | 1.8238 | 114.9691 | 209.9559 | 90.1321 | 300.0881
2013 | Large Hotel | 1B | 11345.29 | 0 | 3.4784 | 87.7491 | 22.3534 | 6.0302 | 40.5991 | 43.7982 | 24.033 | 13.4694 | 2.4881 | 0.03699 | 2.4511 | 0 | 0 | 7.6108 | 2.2219 | 44.708 | 1.5266 | 111.2804 | 3.4784 | 114.7588 | 208.0815 | 91.9846 | 300.066
2013 | Large Hotel | 2A | 11345.29 | 0 | 9.4258 | 76.0475 | 22.3399 | 6.0282 | 40.5991 | 43.7982 | 24.033 | 13.4351 | 2.3835 | 0.03699 | 2.3465 | 0 | 0 | 5.9525 | 2.2222 | 46.3594 | 1.5151 | 97.7816 | 9.4258 | 107.2075 | 194.556 | 99.5834 | 294.1394
2013 | Large Hotel | 2B | 11345.29 | 0 | 5.9596 | 48.3945 | 22.3475 | 6.0324 | 40.5991 | 43.7982 | 24.033 | 13.4912 | 1.722 | 0.03699 | 1.685 | 0 | 0 | 5.0077 | 2.2219 | 46.4684 | 1.5036 | 68.5784 | 5.9596 | 74.538 | 165.353 | 96.2262 | 261.5792
2013 | Large Hotel | 3A | 11345.29 | 0 | 19.6207 | 44.67 | 22.3502 | 6.0314 | 40.5991 | 43.7982 | 24.033 | 12.9364 | 1.9497 | 0.03699 | 1.9127 | 0 | 0 | 5.2885 | 2.2222 | 49.5578 | 1.5033 | 64.8076 | 19.6207 | 84.4283 | 161.5839 | 112.9769 | 274.5608
2013 | Large Hotel | 3B | 11345.29 | 0 | 8.6414 | 35.6673 | 22.346 | 6.0311 | 40.5991 | 43.7982 | 24.033 | 13.4437 | 1.528 | 0.03699 | 1.4911 | 0 | 0 | 4.9688 | 2.2219 | 48.7202 | 1.5077 | 55.5708 | 8.6414 | 64.2121 | 152.3464 | 101.1599 | 253.5063
2013 | Large Hotel | 3C | 11345.29 | 0 | 25.8073 | 24.9737 | 22.3487 | 6.0302 | 40.5991 | 43.7982 | 24.033 | 13.6097 | 1.4492 | 0.03699 | 1.4122 | 0 | 0 | 0 | 2.2222 | 49.8983 | 1.5173 | 39.9955 | 25.8073 | 65.8029 | 136.7827 | 119.5041 | 256.2867
2013 | Large Hotel | 4A | 11345.29 | 0 | 18.8989 | 30.6072 | 22.3098 | 6.0221 | 40.5991 | 43.7982 | 24.033 | 13.916 | 1.746 | 0.03699 | 1.709 | 0 | 0 | 6.013 | 2.2219 | 52.0906 | 1.5097 | 52.2451 | 18.8989 | 71.144 | 148.9776 | 114.7877 | 263.7654
2013 | Large Hotel | 4B | 11345.29 | 0 | 9.9593 | 24.9756 | 22.3005 | 6.0267 | 40.5991 | 43.7982 | 24.033 | 14.1128 | 1.4984 | 0.03699 | 1.4614 | 0 | 0 | 4.8312 | 2.2217 | 51.3475 | 1.5063 | 45.381 | 9.9593 | 55.3404 | 142.1052 | 105.1053 | 247.2105
2013 | Large Hotel | 4C | 11345.29 | 0 | 17.6231 | 10.8853 | 22.324 | 6.0152 | 40.5991 | 43.7982 | 24.033 | 13.7431 | 1.292 | 0.03699 | 1.255 | 0 | 0 | 5.1713 | 2.2219 | 52.8575 | 1.519 | 31.0547 | 17.6231 | 48.6778 | 127.8039 | 114.2787 | 242.0826
2013 | Large Hotel | 5A | 11345.29 | 0 | 30.4803 | 18.8392 | 22.3032 | 6.024 | 40.5991 | 43.7982 | 24.033 | 13.9534 | 1.5354 | 0.03699 | 1.4984 | 0 | 0 | 5.4651 | 2.2219 | 54.2614 | 1.5067 | 39.7561 | 30.4803 | 70.2364 | 136.4813 | 128.5396 | 265.0209
2013 | Large Hotel | 5B | 11345.29 | 0 | 18.3715 | 18.4619 | 22.3034 | 6.0243 | 40.5991 | 43.7982 | 24.033 | 13.9353 | 1.3699 | 0.03699 | 1.3329 | 0 | 0 | 5.1176 | 2.2219 | 53.6341 | 1.5031 | 38.8477 | 18.3715 | 57.2193 | 135.569 | 115.8038 | 251.3728
2013 | Large Hotel | 5C | 11345.29 | 0 | 18.6355 | 6.6011 | 22.312 | 6.0147 | 40.5991 | 43.7982 | 24.033 | 14.0039 | 1.1495 | 0.03699 | 1.1125 | 0 | 0 | 5.8492 | 2.2217 | 54.0893 | 1.5209 | 27.5667 | 18.6355 | 46.2022 | 124.3054 | 116.5229 | 240.8283
2013 | Large Hotel | 6A | 11345.29 | 0 | 53.2683 | 19.7081 | 22.3032 | 6.0211 | 40.5991 | 43.7982 | 24.033 | 14.0188 | 1.7291 | 0.03699 | 1.6921 | 0 | 0 | 5.7988 | 2.2222 | 55.8739 | 1.4972 | 41.2178 | 53.2683 | 94.4861 | 137.9307 | 152.9404 | 290.8711
2013 | Large Hotel | 6B | 11345.29 | 0 | 39.7473 | 12.7375 | 22.2946 | 6.0169 | 40.5991 | 43.7982 | 24.033 | 13.6349 | 1.3851 | 0.03699 | 1.3481 | 0 | 0 | 5.6666 | 2.2219 | 55.454 | 1.4945 | 33.3871 | 39.7473 | 73.1343 | 130.0838 | 138.9997 | 269.0835
2013 | Large Hotel | 7 | 11345.29 | 0 | 75.6437 | 15.2445 | 22.288 | 6.0133 | 40.5991 | 43.7982 | 24.033 | 14.0276 | 1.7224 | 0.03699 | 1.6855 | 0 | 0 | 5.8198 | 2.2222 | 57.7895 | 1.4884 | 36.7774 | 75.6437 | 112.4211 | 133.4585 | 177.2316 | 310.6901
2013 | Large Hotel | 8 | 11345.29 | 0 | 123.0746 | 7.9779 | 22.3147 | 5.98 | 40.5991 | 43.7982 | 24.033 | 14.2519 | 1.766 | 0.03699 | 1.729 | 0 | 0 | 6.1075 | 2.2222 | 60.3667 | 1.4798 | 30.0663 | 123.0746 | 153.1409 | 126.732 | 227.2397 | 353.9717
2016 | Large Hotel | 0A | 11345.29 | 0 | 0.83074 | 121.9084 | 20.2588 | 4.482 | 40.5991 | 43.7982 | 23.805 | 13.1511 | 2.3103 | 0.03699 | 2.2733 | 0 | 0 | 7.3961 | 2.2222 | 42.8631 | 1.5273 | 144.7289 | 0.83074 | 145.5597 | 237.6598 | 87.492 | 325.1518
2016 | Large Hotel | 0B | 11345.29 | 0 | 1.7266 | 107.7878 | 20.2678 | 4.4828 | 40.5991 | 43.7982 | 23.805 | 12.3419 | 2.1774 | 0.03699 | 2.1404 | 0 | 0 | 7.2017 | 2.2219 | 42.82 | 1.5302 | 129.4717 | 1.7266 | 131.1983 | 222.4156 | 88.345 | 310.7606
2016 | Large Hotel | 1A | 11345.29 | 0 | 1.5114 | 85.3176 | 20.2793 | 4.4833 | 40.5991 | 43.7982 | 23.805 | 12.4932 | 1.8231 | 0.03699 | 1.7861 | 0 | 0 | 7.2088 | 2.2222 | 44.4531 | 1.5239 | 106.8057 | 1.5114 | 108.3171 | 199.7554 | 89.7627 | 289.5181
2016 | Large Hotel | 1B | 11345.29 | 0 | 3.1102 | 84.952 | 20.274 | 4.4776 | 40.5991 | 43.7982 | 23.805 | 12.0238 | 1.9274 | 0.03699 | 1.8904 | 0 | 0 | 7.2174 | 2.2219 | 44.5366 | 1.528 | 106.0837 | 3.1102 | 109.1938 | 199.0263 | 91.4449 | 290.4712
2016 | Large Hotel | 2A | 11345.29 | 0 | 9.5106 | 73.1407 | 20.2622 | 4.4762 | 40.5991 | 43.7982 | 23.805 | 12.1085 | 1.9014 | 0.03699 | 1.8644 | 0 | 0 | 5.3449 | 2.2222 | 46.3349 | 1.5163 | 92.4586 | 9.5106 | 101.9691 | 185.3765 | 99.6439 | 285.0204
2016 | Large Hotel | 2B | 11345.29 | 0 | 7.4397 | 47.1735 | 20.2686 | 4.4793 | 40.5991 | 43.7982 | 23.805 | 12.6212 | 1.3946 | 0.03699 | 1.3576 | 0 | 0 | 4.4478 | 2.2219 | 46.4454 | 1.5041 | 65.6001 | 7.4397 | 73.0398 | 158.5154 | 97.6832 | 256.1986
2016 | Large Hotel | 3A | 11345.29 | 0 | 19.1607 | 43.2316 | 20.271 | 4.4786 | 40.5991 | 43.7982 | 23.805 | 11.5858 | 1.5672 | 0.03699 | 1.5302 | 0 | 0 | 4.497 | 2.2222 | 49.5421 | 1.5045 | 60.8446 | 19.1607 | 80.0053 | 153.7618 | 112.5009 | 266.2627
2016 | Large Hotel | 3B | 11345.29 | 0 | 10.747 | 34.8493 | 20.2673 | 4.4784 | 40.5991 | 43.7982 | 23.805 | 12.8798 | 1.2619 | 0.03699 | 1.2249 | 0 | 0 | 4.2565 | 2.2219 | 48.7047 | 1.5065 | 53.2105 | 10.747 | 63.9575 | 146.1257 | 103.2499 | 249.3756
2016 | Large Hotel | 3C | 11345.29 | 0 | 23.081 | 24.6953 | 20.2693 | 4.4776 | 40.5991 | 43.7982 | 23.805 | 12.3549 | 1.2027 | 0.03699 | 1.1657 | 0 | 0 | 0 | 2.2219 | 49.9059 | 1.5192 | 38.2158 | 23.081 | 61.2968 | 131.1447 | 116.7851 | 247.9299
2016 | Large Hotel | 4A | 11345.29 | 0 | 18.5087 | 29.4356 | 20.2463 | 4.4718 | 40.5991 | 43.7982 | 23.8048 | 12.5441 | 1.3346 | 0.03699 | 1.2976 | 0 | 0 | 5.4212 | 2.2219 | 52.0671 | 1.5099 | 48.6986 | 18.5087 | 67.2073 | 141.5896 | 114.3739 | 255.9635
2016 | Large Hotel | 4B | 11345.29 | 0 | 12.432 | 24.1645 | 20.238 | 4.4752 | 40.5991 | 43.7982 | 23.8048 | 13.3859 | 1.2335 | 0.03699 | 1.1965 | 0 | 0 | 4.189 | 2.2219 | 51.3397 | 1.5041 | 42.9358 | 12.432 | 55.3678 | 135.8158 | 107.5698 | 243.3856
2016 | Large Hotel | 4C | 11345.29 | 0 | 17.9428 | 10.9304 | 20.2615 | 4.4666 | 40.5991 | 43.7982 | 23.8048 | 12.2912 | 0.99429 | 0.03699 | 0.9573 | 0 | 0 | 4.2122 | 2.2219 | 52.8318 | 1.5163 | 28.3911 | 17.9428 | 46.3339 | 121.2983 | 114.5728 | 235.871
2016 | Large Hotel | 5A | 11345.29 | 0 | 29.1416 | 18.4854 | 20.2358 | 4.4732 | 40.5991 | 43.7982 | 23.8048 | 12.524 | 1.2139 | 0.03699 | 1.1769 | 0 | 0 | 4.9029 | 2.2219 | 54.2205 | 1.5072 | 37.0893 | 29.1416 | 66.2308 | 129.9685 | 127.1602 | 257.1287
2016 | Large Hotel | 5B | 11345.29 | 0 | 20.4901 | 18.2614 | 20.235 | 4.4732 | 40.5991 | 43.7982 | 23.8048 | 13.4292 | 1.1358 | 0.03699 | 1.0988 | 0 | 0 | 4.6666 | 2.2217 | 53.5996 | 1.5026 | 37.4561 | 20.4901 | 57.9462 | 130.3294 | 117.8879 | 248.2173
2016 | Large Hotel | 5C | 11345.29 | 0 | 18.5334 | 7.0957 | 20.2431 | 4.4664 | 40.5991 | 43.7982 | 23.8048 | 12.5069 | 0.8922 | 0.03699 | 0.85521 | 0 | 0 | 4.9489 | 2.2219 | 54.0476 | 1.5173 | 25.4068 | 18.5334 | 43.9401 | 118.2963 | 116.3794 | 234.6757
2016 | Large Hotel | 6A | 11345.29 | 0 | 49.6107 | 19.6286 | 20.2304 | 4.471 | 40.5991 | 43.7982 | 23.8048 | 12.5485 | 1.0266 | 0.03699 | 0.98962 | 0 | 0 | 5.09 | 2.2222 | 55.8186 | 1.4982 | 38.2567 | 49.6107 | 87.8673 | 131.1195 | 149.2274 | 280.3469
2016 | Large Hotel | 6B | 11345.29 | 0 | 38.8832 | 13.2431 | 20.2228 | 4.4678 | 40.5991 | 43.7982 | 23.8048 | 12.86 | 0.88485 | 0.03699 | 0.84786 | 0 | 0 | 5.0151 | 2.2219 | 55.3977 | 1.4947 | 31.966 | 38.8832 | 70.8493 | 124.8144 | 138.0791 | 262.8935
2016 | Large Hotel | 7 | 11345.29 | 0 | 70.0986 | 15.5738 | 20.2174 | 4.4651 | 40.5991 | 43.7982 | 23.8048 | 12.477 | 1.6243 | 0.03699 | 1.5873 | 0 | 0 | 5.2775 | 2.2222 | 57.7173 | 1.4898 | 34.9156 | 70.0986 | 105.0142 | 127.7513 | 171.6143 | 299.3655
2016 | Large Hotel | 8 | 11345.29 | 0 | 111.8482 | 8.9384 | 20.2402 | 4.4404 | 40.5991 | 43.7982 | 23.8048 | 12.552 | 1.3552 | 0.03699 | 1.3182 | 0 | 0 | 5.5033 | 2.2222 | 60.2649 | 1.482 | 28.3118 | 111.8482 | 140.16 | 121.1376 | 215.9112 | 337.0488
2019 | Large Hotel | 0A | 11345.29 | 0 | 0.0019587 | 110.469 | 12.8928 | 4.482 | 40.3611 | 43.7982 | 23.7977 | 19.5367 | 2.2951 | 0.03699 | 2.2581 | 0 | 0 | 3.4701 | 2.2175 | 42.823 | 1.1865 | 135.734 | 0.0019587 | 135.7359 | 220.7086 | 86.6231 | 307.3316
2019 | Large Hotel | 0B | 11345.29 | 0 | 0.055089 | 94.2618 | 12.8955 | 4.4828 | 40.3611 | 43.7982 | 23.7977 | 18.7515 | 2.0917 | 0.03699 | 2.0547 | 0 | 0 | 3.2799 | 2.218 | 42.7799 | 1.173 | 118.3479 | 0.055089 | 118.403 | 203.3127 | 86.6334 | 289.9461
2019 | Large Hotel | 1A | 11345.29 | 0 | 0.0063658 | 71.8752 | 12.9106 | 4.4833 | 40.3611 | 43.7982 | 23.7977 | 17.7482 | 1.6889 | 0.03699 | 1.6519 | 0 | 0 | 3.2897 | 2.2175 | 44.4134 | 1.1843 | 94.5649 | 0.0063658 | 94.5713 | 179.5564 | 88.218 | 267.7744
2019 | Large Hotel | 1B | 11345.29 | 0 | 1.3616 | 74.3826 | 12.9062 | 4.4776 | 40.3611 | 43.7982 | 23.7977 | 18.1191 | 1.8343 | 0.03699 | 1.7973 | 0 | 0 | 3.3031 | 2.218 | 44.4866 | 1.1733 | 97.6022 | 1.3616 | 98.9637 | 182.5728 | 89.6464 | 272.2192
2019 | Large Hotel | 2A | 11345.29 | 0 | 0.99136 | 60.5645 | 12.8908 | 4.4762 | 40.3611 | 43.7982 | 23.7977 | 17.055 | 1.7166 | 0.03699 | 1.6796 | 0 | 0 | 2.6347 | 2.2175 | 46.2828 | 1.1867 | 81.9339 | 0.99136 | 82.9252 | 166.9011 | 91.0725 | 257.9737
2019 | Large Hotel | 2B | 11345.29 | 0 | 1.0959 | 41.004 | 12.8942 | 4.4793 | 40.3611 | 43.7982 | 23.7977 | 18.6715 | 1.2531 | 0.03699 | 1.2161 | 0 | 0 | 2.2817 | 2.2178 | 46.4008 | 1.1728 | 63.1733 | 1.0959 | 64.2692 | 148.1329 | 91.2949 | 239.4278
2019 | Large Hotel | 3A | 11345.29 | 0 | 5.1123 | 34.0112 | 12.8938 | 4.4786 | 40.3611 | 43.7982 | 23.7977 | 16.1785 | 1.3794 | 0.03699 | 1.3424 | 0 | 0 | 2.4437 | 2.2178 | 49.4748 | 1.1814 | 53.9759 | 5.1123 | 59.0881 | 138.9426 | 98.3852 | 237.3278
2019 | Large Hotel | 3B | 11345.29 | 0 | 2.4393 | 29.5732 | 12.8955 | 4.4784 | 40.3611 | 43.7982 | 23.7977 | 19.4224 | 1.1454 | 0.03699 | 1.1084 | 0 | 0 | 2.243 | 2.2173 | 48.6401 | 1.1914 | 52.347 | 2.4393 | 54.7863 | 137.3247 | 94.8778 | 232.2026
2019 | Large Hotel | 3C | 11345.29 | 0 | 16.0767 | 19.6854 | 12.8999 | 4.4776 | 40.3611 | 43.7982 | 23.7977 | 15.1049 | 1.0624 | 0.03699 | 1.0254 | 0 | 0 | 0 | 2.219 | 49.8761 | 1.1569 | 35.8156 | 16.0767 | 51.8923 | 120.7645 | 109.7509 | 230.5154
2019 | Large Hotel | 4A | 11345.29 | 0 | 8.4653 | 23.5198 | 12.8847 | 4.4718 | 40.3611 | 43.7982 | 23.7977 | 16.3521 | 1.2847 | 0.03699 | 1.2477 | 0 | 0 | 2.6217 | 2.2173 | 51.98 | 1.1926 | 43.7413 | 8.4653 | 52.2067 | 128.7029 | 104.2435 | 232.9464
2019 | Large Hotel | 4B | 11345.29 | 0 | 3.547 | 20.5046 | 12.8795 | 4.4752 | 40.3611 | 43.7982 | 23.7977 | 21.0565 | 1.1684 | 0.03699 | 1.1314 | 0 | 0 | 2.3343 | 2.217 | 51.2667 | 1.1914 | 45.0267 | 3.547 | 48.5737 | 129.9854 | 98.6119 | 228.5973
2019 | Large Hotel | 4C | 11345.29 | 0 | 6.0826 | 8.2947 | 12.8893 | 4.4666 | 40.3611 | 43.7982 | 23.7977 | 15.7993 | 0.92329 | 0.03699 | 0.8863 | 0 | 0 | 2.6318 | 2.2173 | 52.7424 | 1.1938 | 27.612 | 6.0826 | 33.6946 | 112.5746 | 102.6231 | 215.1977
2019 | Large Hotel | 5A | 11345.29 | 0 | 14.6147 | 14.7065 | 12.8759 | 4.4732 | 40.3611 | 43.7982 | 23.7977 | 16.0353 | 1.2117 | 0.03699 | 1.1747 | 0 | 0 | 2.4761 | 2.2175 | 54.1253 | 1.1865 | 34.3926 | 14.6147 | 49.0073 | 119.341 | 112.5384 | 231.8794
2019 | Large Hotel | 5B | 11345.29 | 0 | 8.9949 | 15.694 | 12.8791 | 4.4732 | 40.3611 | 43.7982 | 23.7977 | 20.4816 | 1.1194 | 0.03699 | 1.0824 | 0 | 0 | 2.5314 | 2.2173 | 53.5173 | 1.1836 | 39.7894 | 8.9949 | 48.7843 | 124.738 | 106.3104 | 231.0484
2019 | Large Hotel | 5C | 11345.29 | 0 | 6.3411 | 5.7084 | 12.883 | 4.4664 | 40.3611 | 43.7982 | 23.7977 | 15.8103 | 1.1845 | 0.03699 | 1.1475 | 0 | 0 | 2.9667 | 2.217 | 53.9433 | 1.1943 | 25.633 | 6.3411 | 31.9741 | 110.5892 | 104.0826 | 214.6718
2019 | Large Hotel | 6A | 11345.29 | 0 | 27.2455 | 15.1012 | 12.8769 | 4.471 | 40.3611 | 43.7982 | 23.7977 | 16.2632 | 0.90395 | 0.03699 | 0.86696 | 0 | 0 | 2.6071 | 2.2173 | 55.7177 | 1.1875 | 34.8385 | 27.2455 | 62.084 | 119.7869 | 126.7614 | 246.5482
2019 | Large Hotel | 6B | 11345.29 | 0 | 19.8115 | 10.6131 | 12.872 | 4.4678 | 40.3611 | 43.7982 | 23.7977 | 18.2908 | 0.76561 | 0.03699 | 0.72862 | 0 | 0 | 2.7447 | 2.2173 | 55.3032 | 1.1853 | 32.3771 | 19.8115 | 52.1885 | 117.3152 | 118.913 | 236.2282
2019 | Large Hotel | 7 | 11345.29 | 0 | 38.6066 | 11.968 | 12.8715 | 4.4651 | 40.3611 | 43.7982 | 23.7977 | 15.9011 | 1.2763 | 0.03699 | 1.2394 | 0 | 0 | 2.7079 | 2.2175 | 57.6047 | 1.1828 | 31.8164 | 38.6066 | 70.423 | 116.7486 | 140.0096 | 256.7583
2019 | Large Hotel | 8 | 11345.29 | 0 | 62.5752 | 6.9757 | 12.883 | 4.4404 | 40.3611 | 43.7982 | 23.7977 | 15.0498 | 1.0734 | 0.03699 | 1.0364 | 0 | 0 | 2.9317 | 2.2175 | 60.1684 | 1.1791 | 25.9936 | 62.5752 | 88.5688 | 110.909 | 166.5417 | 277.4507
2004 | Small Hotel | 0A | 4013.58 | 0 | 0 | 93.8349 | 34.4698 | 6.6033 | 41.66 | 29.1711 | 0 | 22.3941 | 0.017994 | 0.017994 | 0 | 0 | 0 | 0 | 0 | 31.9609 | 0 | 116.229 | 0 | 116.229 | 198.9807 | 61.132 | 260.1128
2004 | Small Hotel | 0B | 4013.58 | 0.0027684 | 0 | 84.6467 | 34.4698 | 6.6047 | 41.66 | 29.1711 | 0 | 23.0454 | 0.017994 | 0.017994 | 0 | 0 | 0 | 0 | 0 | 31.8938 | 0 | 107.6948 | 0 | 107.6948 | 190.4479 | 61.0649 | 251.5128
2004 | Small Hotel | 1A | 4013.58 | 0 | 0 | 67.9547 | 34.4698 | 6.6054 | 41.66 | 29.1711 | 0 | 22.1415 | 0.017994 | 0.017994 | 0 | 0 | 0 | 0 | 0 | 33.3008 | 0 | 90.0962 | 0 | 90.0962 | 172.8493 | 62.4719 | 235.3212
2004 | Small Hotel | 1B | 4013.58 | 0.69902 | 0.24708 | 70.1563 | 34.4698 | 6.597 | 41.66 | 29.1711 | 0 | 22.6813 | 0.017994 | 0.017994 | 0 | 0 | 0 | 0 | 0 | 33.3264 | 0 | 93.5366 | 0.24708 | 93.7837 | 176.2821 | 62.7446 | 239.0267
2004 | Small Hotel | 2A | 4013.58 | 1.6873 | 0.8582 | 58.6654 | 34.4698 | 6.595 | 41.66 | 29.1711 | 0 | 22.1692 | 0.017994 | 0.017994 | 0 | 0 | 0 | 0 | 0 | 34.8387 | 0 | 82.5219 | 0.8582 | 83.3801 | 165.2646 | 64.868 | 230.1326
2004 | Small Hotel | 2B | 4013.58 | 1.8707 | 0.6215 | 46.9005 | 34.4698 | 6.5998 | 41.66 | 29.1711 | 0 | 23.2793 | 0.017994 | 0.017994 | 0 | 0 | 0 | 0 | 0 | 35.0837 | 0 | 72.0505 | 0.6215 | 72.672 | 154.7981 | 64.8763 | 219.6743
2004 | Small Hotel | 3A | 4013.58 | 8.5972 | 4.8253 | 37.6576 | 34.4698 | 6.5984 | 41.66 | 29.1711 | 0 | 22.0405 | 0.017994 | 0.017994 | 0 | 0 | 0 | 0 | 0 | 38.522 | 0 | 68.2952 | 4.8253 | 73.1205 | 151.0414 | 72.5184 | 223.5598
2004 | Small Hotel | 3B | 4013.58 | 3.9574 | 2.2694 | 36.5398 | 34.4698 | 6.5984 | 41.66 | 29.1711 | 0 | 23.0509 | 0.017994 | 0.017994 | 0 | 0 | 0 | 0 | 0 | 37.5164 | 0 | 63.5481 | 2.2694 | 65.8175 | 146.2943 | 68.9569 | 215.2512
2004 | Small Hotel | 3C | 4013.58 | 1.1475 | 0.73639 | 31.6322 | 34.4698 | 6.597 | 41.66 | 29.1711 | 0 | 22.1588 | 0.017994 | 0.017994 | 0 | 0 | 0 | 0 | 0 | 38.3718 | 0 | 54.9385 | 0.73639 | 55.6749 | 137.684 | 68.2786 | 205.9626
2004 | Small Hotel | 4A | 4013.58 | 20.403 | 11.513 | 26.2096 | 34.4698 | 6.5881 | 41.66 | 29.1711 | 0 | 21.7034 | 0.017994 | 0.017994 | 0 | 0 | 0 | 0 | 0 | 41.7818 | 0 | 68.316 | 11.513 | 79.829 | 151.0525 | 82.4659 | 233.5183
2004 | Small Hotel | 4B | 4013.58 | 9.2547 | 5.3174 | 26.3723 | 34.4698 | 6.5936 | 41.66 | 29.1711 | 0 | 23.39 | 0.017994 | 0.017994 | 0 | 0 | 0 | 0 | 0 | 40.7568 | 0 | 59.017 | 5.3174 | 64.3344 | 141.7583 | 75.2452 | 217.0036
2004 | Small Hotel | 4C | 4013.58 | 11.7898 | 8.0352 | 16.4629 | 34.4698 | 6.5804 | 41.66 | 29.1711 | 0 | 21.6155 | 0.017994 | 0.017994 | 0 | 0 | 0 | 0 | 0 | 42.849 | 0 | 49.8682 | 8.0352 | 57.9034 | 132.5964 | 80.0546 | 212.651
2004 | Small Hotel | 5A | 4013.58 | 32.6655 | 16.9072 | 18.7544 | 34.4698 | 6.5901 | 41.66 | 29.1711 | 0 | 21.5691 | 0.017994 | 0.017994 | 0 | 0 | 0 | 0 | 0 | 44.9848 | 0 | 72.989 | 16.9072 | 89.8962 | 155.7276 | 91.0631 | 246.7906
2004 | Small Hotel | 5B | 4013.58 | 19.4126 | 10.2015 | 21.0251 | 34.4698 | 6.5908 | 41.66 | 29.1711 | 0 | 23.0758 | 0.017994 | 0.017994 | 0 | 0 | 0 | 0 | 0 | 44.0152 | 0 | 63.5135 | 10.2015 | 73.715 | 146.2521 | 83.3877 | 229.6398
2004 | Small Hotel | 5C | 4013.58 | 13.0688 | 9.5869 | 13.8024 | 34.4698 | 6.5804 | 41.66 | 29.1711 | 0 | 21.356 | 0.017994 | 0.017994 | 0 | 0 | 0 | 0 | 0 | 44.6913 | 0 | 48.2272 | 9.5869 | 57.8141 | 130.9554 | 83.4493 | 214.4047
2004 | Small Hotel | 6A | 4013.58 | 50.6274 | 24.84 | 18.6222 | 34.4698 | 6.5874 | 41.66 | 29.1711 | 0 | 21.8238 | 0.017994 | 0.017994 | 0 | 0 | 0 | 0 | 0 | 47.4583 | 0 | 91.0734 | 24.84 | 115.9134 | 173.8085 | 101.4694 | 275.2779
2004 | Small Hotel | 6B | 4013.58 | 34.4615 | 17.6574 | 15.3901 | 34.4698 | 6.5825 | 41.66 | 29.1711 | 0 | 22.4979 | 0.017994 | 0.017994 | 0 | 0 | 0 | 0 | 0 | 46.8112 | 0 | 72.3495 | 17.6574 | 90.0069 | 155.0804 | 93.6397 | 248.7202
2004 | Small Hotel | 7 | 4013.58 | 59.9458 | 30.7193 | 15.6344 | 34.4698 | 6.5784 | 41.66 | 29.1711 | 0 | 21.7567 | 0.017994 | 0.017994 | 0 | 0 | 0 | 0 | 0 | 50.3665 | 0 | 97.3369 | 30.7193 | 128.0562 | 180.063 | 110.2569 | 290.3199
2004 | Small Hotel | 8 | 4013.58 | 74.1407 | 42.0801 | 10.3717 | 34.4698 | 6.5424 | 41.66 | 29.1711 | 0 | 21.5352 | 0.017994 | 0.017994 | 0 | 0 | 0 | 0 | 0 | 54.3156 | 0 | 106.0476 | 42.0801 | 148.1277 | 188.7377 | 125.5668 | 314.3045
2007 | Small Hotel | 0A | 4013.58 | 0 | 0 | 81.2367 | 34.4698 | 6.6033 | 41.66 | 29.1711 | 0 | 22.2903 | 0.017994 | 0.017994 | 0 | 0 | 0 | 0 | 0 | 31.9596 | 0 | 103.527 | 0 | 103.527 | 186.2787 | 61.1307 | 247.4094
2007 | Small Hotel | 0B | 4013.58 | 0.0055368 | 0 | 74.5642 | 34.4698 | 6.6047 | 41.66 | 29.1711 | 0 | 22.927 | 0.017994 | 0.017994 | 0 | 0 | 0 | 0 | 0 | 31.8924 | 0 | 97.4968 | 0 | 97.4968 | 180.2492 | 61.0635 | 241.3127
2007 | Small Hotel | 1A | 4013.58 | 0 | 0 | 61.3334 | 34.4698 | 6.6054 | 41.66 | 29.1711 | 0 | 22.1214 | 0.017994 | 0.017994 | 0 | 0 | 0 | 0 | 0 | 33.2994 | 0 | 83.4549 | 0 | 83.4549 | 166.2086 | 62.4706 | 228.6792
2007 | Small Hotel | 1B | 4013.58 | 0.30037 | 0.0027684 | 62.6962 | 34.4698 | 6.597 | 41.66 | 29.1711 | 0 | 22.6121 | 0.017994 | 0.017994 | 0 | 0 | 0 | 0 | 0 | 33.323 | 0 | 85.6087 | 0.0027684 | 85.6114 | 168.3534 | 62.4969 | 230.8503
2007 | Small Hotel | 2A | 4013.58 | 0.59659 | 0.071978 | 52.5431 | 34.4698 | 6.595 | 41.66 | 29.1711 | 0 | 22.0363 | 0.017994 | 0.017994 | 0 | 0 | 0 | 0 | 0 | 34.8227 | 0 | 75.176 | 0.071978 | 75.248 | 157.918 | 64.0651 | 221.9832
2007 | Small Hotel | 2B | 4013.58 | 0.56406 | 0.032528 | 43.3743 | 34.4698 | 6.5998 | 41.66 | 29.1711 | 0 | 23.1402 | 0.017994 | 0.017994 | 0 | 0 | 0 | 0 | 0 | 35.0664 | 0 | 67.0785 | 0.032528 | 67.111 | 149.8261 | 64.27 | 214.0961
2007 | Small Hotel | 3A | 4013.58 | 4.8218 | 1.1233 | 35.2505 | 34.4698 | 6.5984 | 41.66 | 29.1711 | 0 | 21.8847 | 0.017994 | 0.017994 | 0 | 0 | 0 | 0 | 0 | 38.4957 | 0 | 61.957 | 1.1233 | 63.0803 | 144.7032 | 68.7901 | 213.4932
2007 | Small Hotel | 3B | 4013.58 | 1.7648 | 0.19033 | 33.8884 | 34.4698 | 6.5984 | 41.66 | 29.1711 | 0 | 22.8744 | 0.017994 | 0.017994 | 0 | 0 | 0 | 0 | 0 | 37.4901 | 0 | 58.5277 | 0.19033 | 58.718 | 141.2738 | 66.8515 | 208.1254
2007 | Small Hotel | 3C | 4013.58 | 0.34882 | 0.022147 | 28.7856 | 34.4698 | 6.597 | 41.66 | 29.1711 | 0 | 21.5864 | 0.017994 | 0.017994 | 0 | 0 | 0 | 0 | 0 | 38.3351 | 0 | 50.7209 | 0.022147 | 50.743 | 133.4663 | 67.5284 | 200.9947
2007 | Small Hotel | 4A | 4013.58 | 11.9276 | 3.1878 | 26.2636 | 34.4698 | 6.5881 | 41.66 | 29.1711 | 0 | 21.547 | 0.017994 | 0.017994 | 0 | 0 | 0 | 0 | 0 | 41.7292 | 0 | 59.7382 | 3.1878 | 62.9259 | 142.4746 | 74.0881 | 216.5627
2007 | Small Hotel | 4B | 4013.58 | 4.4896 | 0.67133 | 26.3003 | 34.4698 | 6.5936 | 41.66 | 29.1711 | 0 | 23.1852 | 0.017994 | 0.017994 | 0 | 0 | 0 | 0 | 0 | 40.7076 | 0 | 53.9751 | 0.67133 | 54.6464 | 136.7164 | 70.5501 | 207.2665
2007 | Small Hotel | 4C | 4013.58 | 5.7119 | 1.4396 | 18.2457 | 34.4698 | 6.5804 | 41.66 | 29.1711 | 0 | 21.5138 | 0.017994 | 0.017994 | 0 | 0 | 0 | 0 | 0 | 42.7922 | 0 | 45.4713 | 1.4396 | 46.9109 | 128.1995 | 73.4022 | 201.6017
2007 | Small Hotel | 5A | 4013.58 | 20.7102 | 5.8607 | 19.6292 | 34.4698 | 6.5901 | 41.66 | 29.1711 | 0 | 21.5435 | 0.017994 | 0.017994 | 0 | 0 | 0 | 0 | 0 | 44.9516 | 0 | 61.883 | 5.8607 | 67.7436 | 144.6215 | 79.9833 | 224.6048
2007 | Small Hotel | 5B | 4013.58 | 11.0265 | 2.459 | 22.1505 | 34.4698 | 6.5908 | 41.66 | 29.1711 | 0 | 23.0391 | 0.017994 | 0.017994 | 0 | 0 | 0 | 0 | 0 | 43.9785 | 0 | 56.2161 | 2.459 | 58.6751 | 138.9546 | 75.6086 | 214.5632
2007 | Small Hotel | 5C | 4013.58 | 5.9506 | 1.8687 | 16.1473 | 34.4698 | 6.5804 | 41.66 | 29.1711 | 0 | 21.3601 | 0.017994 | 0.017994 | 0 | 0 | 0 | 0 | 0 | 44.6477 | 0 | 43.458 | 1.8687 | 45.3267 | 126.1862 | 75.6875 | 201.8737
2007 | Small Hotel | 6A | 4013.58 | 34.4165 | 9.5405 | 19.4382 | 34.4698 | 6.5874 | 41.66 | 29.1711 | 0 | 21.9103 | 0.017994 | 0.017994 | 0 | 0 | 0 | 0 | 0 | 47.4106 | 0 | 75.765 | 9.5405 | 85.3055 | 158.5008 | 86.1222 | 244.623
2007 | Small Hotel | 6B | 4013.58 | 21.5885 | 5.4412 | 17.0761 | 34.4698 | 6.5825 | 41.66 | 29.1711 | 0 | 22.59 | 0.017994 | 0.017994 | 0 | 0 | 0 | 0 | 0 | 46.7565 | 0 | 61.2545 | 5.4412 | 66.6958 | 143.9848 | 81.3689 | 225.3537
2007 | Small Hotel | 7 | 4013.58 | 37.3558 | 12.2148 | 16.8193 | 34.4698 | 6.5784 | 41.66 | 29.1711 | 0 | 21.8294 | 0.017994 | 0.017994 | 0 | 0 | 0 | 0 | 0 | 50.3188 | 0 | 76.0045 | 12.2148 | 88.2192 | 158.7312 | 91.7046 | 250.4359
2007 | Small Hotel | 8 | 4013.58 | 50.4502 | 18.5627 | 11.3718 | 34.4698 | 6.5424 | 41.66 | 29.1711 | 0 | 21.5671 | 0.017994 | 0.017994 | 0 | 0 | 0 | 0 | 0 | 54.2935 | 0 | 83.3891 | 18.5627 | 101.9518 | 166.0792 | 102.0272 | 268.1064
2010 | Small Hotel | 0A | 4013.58 | 0 | 0 | 71.121 | 28.9489 | 4.5616 | 40.9035 | 29.1711 | 0 | 21.4515 | 0.017994 | 0.017994 | 0 | 0 | 0 | 0 | 0 | 31.6675 | 0 | 92.5725 | 0 | 92.5725 | 167.0045 | 60.8386 | 227.8431
2010 | Small Hotel | 0B | 4013.58 | 0.0083051 | 0 | 65.3206 | 28.9489 | 4.5623 | 40.9035 | 29.1711 | 0 | 22.1713 | 0.017994 | 0.017994 | 0 | 0 | 0 | 0 | 0 | 31.5948 | 0 | 87.5002 | 0 | 87.5002 | 161.9329 | 60.7659 | 222.6988
2010 | Small Hotel | 1A | 4013.58 | 0.0013842 | 0 | 52.7805 | 28.9489 | 4.563 | 40.9035 | 29.1711 | 0 | 21.1276 | 0.017994 | 0.017994 | 0 | 0 | 0 | 0 | 0 | 33.0005 | 0 | 73.9095 | 0 | 73.9095 | 148.3422 | 62.1716 | 210.5138
2010 | Small Hotel | 1B | 4013.58 | 0.32875 | 0.011766 | 54.9496 | 28.9489 | 4.5568 | 40.9035 | 29.1711 | 0 | 21.9359 | 0.017994 | 0.017994 | 0 | 0 | 0 | 0 | 0 | 33.0489 | 0 | 77.2142 | 0.011766 | 77.226 | 151.6414 | 62.2318 | 213.8732
2010 | Small Hotel | 2A | 4013.58 | 0.57651 | 0.11074 | 44.9522 | 28.9489 | 4.5554 | 40.9035 | 29.1711 | 0 | 21.2189 | 0.017994 | 0.017994 | 0 | 0 | 0 | 0 | 0 | 34.5701 | 0 | 66.7477 | 0.11074 | 66.8584 | 141.1735 | 63.852 | 205.0255
2010 | Small Hotel | 2B | 4013.58 | 0.54952 | 0.05952 | 35.9336 | 28.9489 | 4.5588 | 40.9035 | 29.1711 | 0 | 22.156 | 0.017994 | 0.017994 | 0 | 0 | 0 | 0 | 0 | 34.8553 | 0 | 58.6391 | 0.05952 | 58.6986 | 133.0684 | 64.0859 | 197.1543
2010 | Small Hotel | 3A | 4013.58 | 4.4571 | 1.3212 | 29.3434 | 28.5648 | 4.5581 | 40.9035 | 29.1711 | 0 | 21.0867 | 0.017994 | 0.017994 | 0 | 0 | 0 | 0 | 0 | 38.3621 | 0 | 54.8873 | 1.3212 | 56.2085 | 128.9317 | 68.8544 | 197.7862
2010 | Small Hotel | 3B | 4013.58 | 1.796 | 0.32528 | 28.8714 | 28.5572 | 4.5574 | 40.9035 | 29.1711 | 0 | 21.9789 | 0.017994 | 0.017994 | 0 | 0 | 0 | 0 | 0 | 37.3406 | 0 | 52.6463 | 0.32528 | 52.9716 | 126.6831 | 66.837 | 193.5201
2010 | Small Hotel | 3C | 4013.58 | 0.35366 | 0.051215 | 23.4399 | 28.9489 | 4.5568 | 40.9035 | 29.1711 | 0 | 20.8148 | 0.017994 | 0.017994 | 0 | 0 | 0 | 0 | 0 | 38.2922 | 0 | 44.6083 | 0.051215 | 44.6595 | 119.0355 | 67.5145 | 186.55
2010 | Small Hotel | 4A | 4013.58 | 10.497 | 3.5719 | 21.911 | 28.5454 | 4.5505 | 40.9035 | 29.1711 | 0 | 20.7082 | 0.017994 | 0.017994 | 0 | 0 | 0 | 0 | 0 | 41.6669 | 0 | 53.1162 | 3.5719 | 56.6881 | 127.1337 | 74.4099 | 201.5435
2010 | Small Hotel | 4B | 4013.58 | 4.4156 | 1.0693 | 22.5616 | 28.5406 | 4.5547 | 40.9035 | 29.1711 | 0 | 22.0841 | 0.017994 | 0.017994 | 0 | 0 | 0 | 0 | 0 | 40.6322 | 0 | 49.0612 | 1.0693 | 50.1305 | 123.0766 | 70.8726 | 193.9492
2010 | Small Hotel | 4C | 4013.58 | 5.1817 | 1.8486 | 14.8171 | 28.5579 | 4.5457 | 40.9035 | 29.1711 | 0 | 20.7206 | 0.017994 | 0.017994 | 0 | 0 | 0 | 0 | 0 | 42.7929 | 0 | 40.7194 | 1.8486 | 42.568 | 114.7445 | 73.8119 | 188.5564
2010 | Small Hotel | 5A | 4013.58 | 18.2824 | 6.1396 | 15.8857 | 28.5454 | 4.5526 | 40.9035 | 29.1711 | 0 | 20.6722 | 0.017994 | 0.017994 | 0 | 0 | 0 | 0 | 0 | 44.9391 | 0 | 54.8402 | 6.1396 | 60.9798 | 128.8591 | 80.2498 | 209.1088
2010 | Small Hotel | 5B | 4013.58 | 10.5136 | 3.0798 | 17.9225 | 28.5468 | 4.5526 | 40.9035 | 29.1711 | 0 | 21.9325 | 0.017994 | 0.017994 | 0 | 0 | 0 | 0 | 0 | 43.9771 | 0 | 50.3686 | 3.0798 | 53.4484 | 124.3895 | 76.2273 | 200.6168
2010 | Small Hotel | 5C | 4013.58 | 6.0032 | 2.5345 | 12.4854 | 28.5614 | 4.545 | 40.9035 | 29.1711 | 0 | 20.5372 | 0.017994 | 0.017994 | 0 | 0 | 0 | 0 | 0 | 44.6546 | 0 | 39.0258 | 2.5345 | 41.5603 | 113.0537 | 76.3609 | 189.4146
2010 | Small Hotel | 6A | 4013.58 | 30.0784 | 9.6637 | 15.7721 | 28.5482 | 4.5498 | 40.9035 | 29.1711 | 0 | 20.949 | 0.017994 | 0.017994 | 0 | 0 | 0 | 0 | 0 | 47.3967 | 0 | 66.7996 | 9.6637 | 76.4633 | 140.8198 | 86.2315 | 227.0514
2010 | Small Hotel | 6B | 4013.58 | 19.5814 | 5.943 | 13.6903 | 28.5544 | 4.5471 | 40.9035 | 29.1711 | 0 | 21.5581 | 0.017994 | 0.017994 | 0 | 0 | 0 | 0 | 0 | 46.7538 | 0 | 54.8298 | 5.943 | 60.7728 | 128.8521 | 81.8679 | 210.72
2010 | Small Hotel | 7 | 4013.58 | 34.3355 | 12.5982 | 13.4273 | 28.5489 | 4.5443 | 40.9035 | 29.1711 | 0 | 20.8867 | 0.017994 | 0.017994 | 0 | 0 | 0 | 0 | 0 | 50.3132 | 0 | 68.6496 | 12.5982 | 81.2478 | 142.6643 | 92.0832 | 234.7475
2010 | Small Hotel | 8 | 4013.58 | 49.4716 | 19.2319 | 9.2748 | 28.6257 | 4.5194 | 40.9035 | 29.1711 | 0 | 20.7905 | 0.017994 | 0.017994 | 0 | 0 | 0 | 0 | 0 | 54.281 | 0 | 79.5369 | 19.2319 | 98.7688 | 153.6028 | 102.684 | 256.2869
2013 | Small Hotel | 0A | 4013.58 | 0 | 0 | 65.1185 | 22.0958 | 4.5616 | 38.5954 | 29.1711 | 0 | 18.5101 | 0.017994 | 0.017994 | 0 | 0 | 0 | 0 | 0 | 31.6592 | 0 | 83.6286 | 0 | 83.6286 | 148.9 | 60.8303 | 209.7303
2013 | Small Hotel | 0B | 4013.58 | 0.0083051 | 0 | 59.606 | 22.1187 | 4.5623 | 38.5954 | 29.1711 | 0 | 18.8319 | 0.017994 | 0.017994 | 0 | 0 | 0 | 0 | 0 | 31.5865 | 0 | 78.4462 | 0 | 78.4462 | 143.7398 | 60.7576 | 204.4974
2013 | Small Hotel | 1A | 4013.58 | 0.0034605 | 0 | 46.6915 | 22.3145 | 4.563 | 38.5954 | 29.1711 | 0 | 18.2464 | 0.017994 | 0.017994 | 0 | 0 | 0 | 0 | 0 | 32.9894 | 0 | 64.9413 | 0 | 64.9413 | 130.4315 | 62.1605 | 192.592
2013 | Small Hotel | 1B | 4013.58 | 0.25746 | 0.057444 | 50.1035 | 22.2169 | 4.5568 | 38.5954 | 29.1711 | 0 | 18.6194 | 0.017994 | 0.017994 | 0 | 0 | 0 | 0 | 0 | 33.042 | 0 | 68.9804 | 0.057444 | 69.0378 | 134.3674 | 62.2705 | 196.638
2013 | Small Hotel | 2A | 4013.58 | 0.55575 | 0.20348 | 40.446 | 22.291 | 4.5554 | 38.5954 | 29.1711 | 0 | 18.1931 | 0.017994 | 0.017994 | 0 | 0 | 0 | 0 | 0 | 34.5563 | 0 | 59.1949 | 0.20348 | 59.3983 | 124.6553 | 63.9309 | 188.5861
2013 | Small Hotel | 2B | 4013.58 | 0.51353 | 0.1405 | 32.5361 | 22.4432 | 4.5588 | 38.5954 | 29.1711 | 0 | 18.6084 | 0.017994 | 0.017994 | 0 | 0 | 0 | 0 | 0 | 34.8428 | 0 | 51.658 | 0.1405 | 51.7984 | 117.2734 | 64.1544 | 181.4278
2013 | Small Hotel | 3A | 4013.58 | 4.5408 | 1.7413 | 26.2463 | 22.3907 | 4.5581 | 38.5954 | 29.1711 | 0 | 18.1045 | 0.017994 | 0.017994 | 0 | 0 | 0 | 0 | 0 | 38.3587 | 0 | 48.8917 | 1.7413 | 50.633 | 114.4531 | 69.2718 | 183.7249
2013 | Small Hotel | 3B | 4013.58 | 1.7953 | 0.65334 | 26.0359 | 22.3893 | 4.5574 | 38.5954 | 29.1711 | 0 | 18.5606 | 0.017994 | 0.017994 | 0 | 0 | 0 | 0 | 0 | 37.3392 | 0 | 46.3918 | 0.65334 | 47.0451 | 111.9526 | 67.1636 | 179.1162
2013 | Small Hotel | 3C | 4013.58 | 0.36127 | 0.071978 | 20.2638 | 22.3394 | 4.5568 | 38.5954 | 29.1711 | 0 | 20.6528 | 0.017994 | 0.017994 | 0 | 0 | 0 | 0 | 0 | 38.2853 | 0 | 41.2779 | 0.071978 | 41.3499 | 106.7875 | 67.5277 | 174.3151
2013 | Small Hotel | 4A | 4013.58 | 10.4223 | 4.3699 | 19.5212 | 22.0792 | 4.5505 | 38.5954 | 29.1711 | 0 | 17.9301 | 0.017994 | 0.017994 | 0 | 0 | 0 | 0 | 0 | 41.6572 | 0 | 47.8736 | 4.3699 | 52.2435 | 113.1174 | 75.1982 | 188.3155
2013 | Small Hotel | 4B | 4013.58 | 4.1526 | 1.706 | 20.2597 | 22.0799 | 4.5547 | 38.5954 | 29.1711 | 0 | 18.6367 | 0.017994 | 0.017994 | 0 | 0 | 0 | 0 | 0 | 40.6218 | 0 | 43.049 | 1.706 | 44.755 | 108.2962 | 71.4989 | 179.7952
2013 | Small Hotel | 4C | 4013.58 | 5.1526 | 1.8963 | 13.0799 | 22.2252 | 4.5457 | 38.5954 | 29.1711 | 0 | 20.6279 | 0.017994 | 0.017994 | 0 | 0 | 0 | 0 | 0 | 42.777 | 0 | 38.8604 | 1.8963 | 40.7568 | 104.2447 | 73.8444 | 178.0891
2013 | Small Hotel | 5A | 4013.58 | 17.5169 | 6.968 | 14.1949 | 22.0958 | 4.5526 | 38.5954 | 29.1711 | 0 | 17.9169 | 0.017994 | 0.017994 | 0 | 0 | 0 | 0 | 0 | 44.9225 | 0 | 49.6287 | 6.968 | 56.5967 | 114.8905 | 81.0616 | 195.9521
2013 | Small Hotel | 5B | 4013.58 | 9.645 | 3.0611 | 16.1445 | 22.0861 | 4.5526 | 38.5954 | 29.1711 | 0 | 20.005 | 0.017994 | 0.017994 | 0 | 0 | 0 | 0 | 0 | 43.9612 | 0 | 45.7945 | 3.0611 | 48.8557 | 111.0459 | 76.1927 | 187.2386
2013 | Small Hotel | 5C | 4013.58 | 5.5679 | 2.5171 | 11.2597 | 22.1844 | 4.545 | 38.5954 | 29.1711 | 0 | 20.4486 | 0.017994 | 0.017994 | 0 | 0 | 0 | 0 | 0 | 44.638 | 0 | 37.2762 | 2.5171 | 39.7934 | 102.619 | 76.3263 | 178.9453
2013 | Small Hotel | 6A | 4013.58 | 28.0907 | 10.6285 | 14.0184 | 22.1062 | 4.5498 | 38.5954 | 29.1711 | 0 | 18.0505 | 0.017994 | 0.017994 | 0 | 0 | 0 | 0 | 0 | 47.3905 | 0 | 60.1596 | 10.6285 | 70.7881 | 125.429 | 87.1901 | 212.6191
2013 | Small Hotel | 6B | 4013.58 | 17.8983 | 6.0517 | 12.2259 | 22.12 | 4.5471 | 38.5954 | 29.1711 | 0 | 19.6375 | 0.017994 | 0.017994 | 0 | 0 | 0 | 0 | 0 | 46.7468 | 0 | 49.7616 | 6.0517 | 55.8133 | 115.0428 | 81.9703 | 197.0131
2013 | Small Hotel | 7 | 4013.58 | 33.0496 | 13.8592 | 11.8134 | 22.0757 | 4.5443 | 38.5954 | 29.1711 | 0 | 18.0069 | 0.017994 | 0.017994 | 0 | 0 | 0 | 0 | 0 | 50.3091 | 0 | 62.8699 | 13.8592 | 76.7291 | 128.1026 | 93.3394 | 221.442
2013 | Small Hotel | 8 | 4013.58 | 46.1378 | 18.155 | 8.1695 | 22.4467 | 4.5194 | 38.5954 | 29.1711 | 0 | 20.5967 | 0.017994 | 0.017994 | 0 | 0 | 0 | 0 | 0 | 54.2464 | 0 | 74.904 | 18.155 | 93.0591 | 140.4835 | 101.5725 | 242.056
2016 | Small Hotel | 0A | 4013.58 | 0.00069209 | 0 | 55.1925 | 19.8174 | 3.0708 | 38.5954 | 29.1711 | 0 | 12.4245 | 0.017994 | 0.017994 | 0 | 0 | 0 | 0 | 0 | 29.3178 | 0 | 67.6177 | 0 | 67.6177 | 129.1193 | 58.4889 | 187.6082
2016 | Small Hotel | 0B | 4013.58 | 0.0089972 | 0 | 51.5202 | 19.859 | 3.0715 | 38.5954 | 29.1711 | 0 | 12.6826 | 0.017994 | 0.017994 | 0 | 0 | 0 | 0 | 0 | 29.3621 | 0 | 64.2119 | 0 | 64.2119 | 125.7564 | 58.5332 | 184.2896
2016 | Small Hotel | 1A | 4013.58 | 0.0048447 | 0 | 40.6447 | 19.9323 | 3.0722 | 38.5954 | 29.1711 | 0 | 11.9317 | 0.017994 | 0.017994 | 0 | 0 | 0 | 0 | 0 | 30.6515 | 0 | 52.5812 | 0 | 52.5812 | 114.1991 | 59.8226 | 174.0217
2016 | Small Hotel | 1B | 4013.58 | 0.16679 | 0.052599 | 43.9086 | 19.8507 | 3.0681 | 38.5954 | 29.1711 | 0 | 12.376 | 0.017994 | 0.017994 | 0 | 0 | 0 | 0 | 0 | 31.3595 | 0 | 56.4514 | 0.052599 | 56.504 | 117.9835 | 60.5832 | 178.5667
2016 | Small Hotel | 2A | 4013.58 | 0.31975 | 0.18202 | 35.5494 | 19.9157 | 3.0674 | 38.5954 | 29.1711 | 0 | 11.7919 | 0.017994 | 0.017994 | 0 | 0 | 0 | 0 | 0 | 33.1333 | 0 | 47.6611 | 0.18202 | 47.8431 | 109.2575 | 62.4872 | 171.7447
2016 | Small Hotel | 2B | 4013.58 | 0.31906 | 0.12665 | 29.3476 | 20.0521 | 3.0694 | 38.5954 | 29.1711 | 0 | 12.1719 | 0.017994 | 0.017994 | 0 | 0 | 0 | 0 | 0 | 33.5002 | 0 | 41.8385 | 0.12665 | 41.9652 | 103.5734 | 62.7979 | 166.3713
2016 | Small Hotel | 3A | 4013.58 | 2.5829 | 1.6707 | 23.9209 | 20.0071 | 3.0687 | 38.5954 | 29.1711 | 0 | 11.5476 | 0.017994 | 0.017994 | 0 | 0 | 0 | 0 | 0 | 37.6583 | 0 | 38.0514 | 1.6707 | 39.7221 | 99.7399 | 68.4994 | 168.2392
2016 | Small Hotel | 3B | 4013.58 | 0.91772 | 0.59036 | 24.0018 | 20.0043 | 3.0687 | 38.5954 | 29.1711 | 0 | 12.0328 | 0.017994 | 0.017994 | 0 | 0 | 0 | 0 | 0 | 36.4478 | 0 | 36.9523 | 0.59036 | 37.5427 | 98.638 | 66.2092 | 164.8473
2016 | Small Hotel | 3C | 4013.58 | 0.20901 | 0.05606 | 19.5461 | 19.96 | 3.0681 | 38.5954 | 29.1711 | 0 | 14.0523 | 0.017994 | 0.017994 | 0 | 0 | 0 | 0 | 0 | 38.1787 | 0 | 33.8074 | 0.05606 | 33.8635 | 95.4482 | 67.4059 | 162.8541
2016 | Small Hotel | 4A | 4013.58 | 5.9326 | 4.246 | 18.218 | 19.7994 | 3.0639 | 38.5954 | 29.1711 | 0 | 11.3234 | 0.017994 | 0.017994 | 0 | 0 | 0 | 0 | 0 | 41.5368 | 0 | 35.474 | 4.246 | 39.72 | 96.9507 | 74.9539 | 171.9046
2016 | Small Hotel | 4B | 4013.58 | 2.0714 | 1.596 | 19.1378 | 19.8084 | 3.0667 | 38.5954 | 29.1711 | 0 | 12.0874 | 0.017994 | 0.017994 | 0 | 0 | 0 | 0 | 0 | 40.4142 | 0 | 33.2967 | 1.596 | 34.8927 | 94.7845 | 71.1813 | 165.9657
2016 | Small Hotel | 4C | 4013.58 | 2.5324 | 1.7475 | 13.2197 | 19.9351 | 3.0604 | 38.5954 | 29.1711 | 0 | 13.9042 | 0.017994 | 0.017994 | 0 | 0 | 0 | 0 | 0 | 42.7119 | 0 | 29.6563 | 1.7475 | 31.4038 | 91.2652 | 73.6306 | 164.8957
2016 | Small Hotel | 5A | 4013.58 | 10.4908 | 6.8192 | 13.7962 | 19.7835 | 3.0653 | 38.5954 | 29.1711 | 0 | 11.2507 | 0.017994 | 0.017994 | 0 | 0 | 0 | 0 | 0 | 44.8574 | 0 | 35.5377 | 6.8192 | 42.3569 | 96.9999 | 80.8471 | 177.8469
2016 | Small Hotel | 5B | 4013.58 | 5.3111 | 2.9283 | 15.6337 | 19.7773 | 3.0653 | 38.5954 | 29.1711 | 0 | 13.399 | 0.017994 | 0.017994 | 0 | 0 | 0 | 0 | 0 | 43.8954 | 0 | 34.3438 | 2.9283 | 37.2721 | 95.7991 | 75.9941 | 171.7932
2016 | Small Hotel | 5C | 4013.58 | 2.4756 | 2.2659 | 11.9975 | 19.861 | 3.0604 | 38.5954 | 29.1711 | 0 | 13.7332 | 0.017994 | 0.017994 | 0 | 0 | 0 | 0 | 0 | 44.5757 | 0 | 28.2063 | 2.2659 | 30.4722 | 89.7412 | 76.0135 | 165.7546
2016 | Small Hotel | 6A | 4013.58 | 17.7495 | 10.3849 | 13.6128 | 19.76 | 3.0632 | 38.5954 | 29.1711 | 0 | 11.4251 | 0.017994 | 0.017994 | 0 | 0 | 0 | 0 | 0 | 47.3109 | 0 | 42.7874 | 10.3849 | 53.1723 | 104.2246 | 86.8662 | 191.0908
2016 | Small Hotel | 6B | 4013.58 | 10.5226 | 5.8129 | 12.2951 | 19.7745 | 3.0611 | 38.5954 | 29.1711 | 0 | 12.9851 | 0.017994 | 0.017994 | 0 | 0 | 0 | 0 | 0 | 46.6728 | 0 | 35.8028 | 5.8129 | 41.6157 | 97.2518 | 81.6568 | 178.9086
2016 | Small Hotel | 7 | 4013.58 | 20.2825 | 13.5311 | 11.8293 | 19.7344 | 3.0598 | 38.5954 | 29.1711 | 0 | 11.3635 | 0.017994 | 0.017994 | 0 | 0 | 0 | 0 | 0 | 50.2253 | 0 | 43.4753 | 13.5311 | 57.0065 | 104.8821 | 92.9276 | 197.8097
2016 | Small Hotel | 8 | 4013.58 | 27.0858 | 17.4685 | 8.8498 | 20.068 | 3.0424 | 38.5954 | 29.1711 | 0 | 13.918 | 0.017994 | 0.017994 | 0 | 0 | 0 | 0 | 0 | 54.1405 | 0 | 49.8537 | 17.4685 | 67.3221 | 111.5774 | 100.7794 | 212.3568
2019 | Small Hotel | 0A | 4013.58 | 0.00069209 | 0 | 53.139 | 12.7145 | 3.0708 | 38.5954 | 29.1711 | 0 | 12.0016 | 0.017994 | 0.017994 | 0 | 0 | 0 | 0 | 0 | 29.3192 | 0 | 65.1413 | 0 | 65.1413 | 119.54 | 58.4903 | 178.0303
2019 | Small Hotel | 0B | 4013.58 | 0.0083051 | 0 | 49.5595 | 12.7179 | 3.0715 | 38.5954 | 29.1711 | 0 | 12.1996 | 0.017994 | 0.017994 | 0 | 0 | 0 | 0 | 0 | 29.3635 | 0 | 61.7674 | 0 | 61.7674 | 116.1695 | 58.5346 | 174.7041
2019 | Small Hotel | 1A | 4013.58 | 0.0055368 | 0 | 38.6071 | 12.8314 | 3.0722 | 38.5954 | 29.1711 | 0 | 11.4002 | 0.017994 | 0.017994 | 0 | 0 | 0 | 0 | 0 | 30.6529 | 0 | 50.0128 | 0 | 50.0128 | 104.5298 | 59.824 | 164.3538
2019 | Small Hotel | 1B | 4013.58 | 0.21386 | 0.074746 | 41.8468 | 12.7788 | 3.0681 | 38.5954 | 29.1711 | 0 | 11.8452 | 0.017994 | 0.017994 | 0 | 0 | 0 | 0 | 0 | 31.3602 | 0 | 53.9059 | 0.074746 | 53.9806 | 108.3654 | 60.606 | 168.9715
2019 | Small Hotel | 2A | 4013.58 | 0.38342 | 0.22147 | 33.7798 | 12.7705 | 3.0674 | 38.5954 | 29.1711 | 0 | 11.2535 | 0.017994 | 0.017994 | 0 | 0 | 0 | 0 | 0 | 33.134 | 0 | 45.4166 | 0.22147 | 45.6381 | 99.8672 | 62.5266 | 162.3938
2019 | Small Hotel | 2B | 4013.58 | 0.39449 | 0.16541 | 27.7447 | 12.8487 | 3.0694 | 38.5954 | 29.1711 | 0 | 11.5829 | 0.017994 | 0.017994 | 0 | 0 | 0 | 0 | 0 | 33.5008 | 0 | 39.7221 | 0.16541 | 39.8875 | 94.2529 | 62.8374 | 157.0903
2019 | Small Hotel | 3A | 4013.58 | 2.9677 | 1.7489 | 22.4882 | 12.8211 | 3.0687 | 38.5954 | 29.1711 | 0 | 10.96 | 0.017994 | 0.017994 | 0 | 0 | 0 | 0 | 0 | 37.6624 | 0 | 36.416 | 1.7489 | 38.1649 | 90.9191 | 68.5824 | 159.5015
2019 | Small Hotel | 3B | 4013.58 | 1.1496 | 0.72947 | 22.5512 | 12.8238 | 3.0687 | 38.5954 | 29.1711 | 0 | 11.4057 | 0.017994 | 0.017994 | 0 | 0 | 0 | 0 | 0 | 36.4512 | 0 | 35.1065 | 0.72947 | 35.836 | 89.6117 | 66.3525 | 155.9643
2019 | Small Hotel | 3C | 4013.58 | 0.27961 | 0.099662 | 18.1543 | 12.801 | 3.0681 | 38.5954 | 29.1711 | 0 | 13.3588 | 0.017994 | 0.017994 | 0 | 0 | 0 | 0 | 0 | 38.1836 | 0 | 31.7928 | 0.099662 | 31.8924 | 86.2752 | 67.4543 | 153.7295
2019 | Small Hotel | 4A | 4013.58 | 6.9154 | 4.2329 | 17.0352 | 12.7082 | 3.0639 | 38.5954 | 29.1711 | 0 | 10.7337 | 0.017994 | 0.017994 | 0 | 0 | 0 | 0 | 0 | 41.543 | 0 | 34.6843 | 4.2329 | 38.9172 | 89.0698 | 74.9469 | 164.0168
2019 | Small Hotel | 4B | 4013.58 | 2.6161 | 1.2305 | 17.7841 | 12.7062 | 3.0667 | 38.5954 | 29.1711 | 0 | 12.8335 | 0.017994 | 0.017994 | 0 | 0 | 0 | 0 | 0 | 40.419 | 0 | 33.2337 | 1.2305 | 34.4642 | 87.6185 | 70.8207 | 158.4392
2019 | Small Hotel | 4C | 4013.58 | 3.2819 | 1.9524 | 12.0957 | 12.7892 | 3.0604 | 38.5954 | 29.1711 | 0 | 13.2107 | 0.017994 | 0.017994 | 0 | 0 | 0 | 0 | 0 | 42.7154 | 0 | 28.5884 | 1.9524 | 30.5408 | 83.0521 | 73.8389 | 156.891
2019 | Small Hotel | 5A | 4013.58 | 11.749 | 6.6317 | 12.783 | 12.6979 | 3.0653 | 38.5954 | 29.1711 | 0 | 10.6437 | 0.017994 | 0.017994 | 0 | 0 | 0 | 0 | 0 | 44.8609 | 0 | 35.1757 | 6.6317 | 41.8074 | 89.5522 | 80.6636 | 170.2159
2019 | Small Hotel | 5B | 4013.58 | 6.2212 | 3.0431 | 14.4932 | 12.6889 | 3.0653 | 38.5954 | 29.1711 | 0 | 12.6529 | 0.017994 | 0.017994 | 0 | 0 | 0 | 0 | 0 | 43.9003 | 0 | 33.3673 | 3.0431 | 36.4104 | 87.7341 | 76.1145 | 163.8486
2019 | Small Hotel | 5C | 4013.58 | 3.2875 | 2.5455 | 10.9171 | 12.7532 | 3.0604 | 38.5954 | 29.1711 | 0 | 13.0508 | 0.017994 | 0.017994 | 0 | 0 | 0 | 0 | 0 | 44.5792 | 0 | 27.2554 | 2.5455 | 29.8009 | 81.6817 | 76.2965 | 157.9782
2019 | Small Hotel | 6A | 4013.58 | 19.3171 | 9.9558 | 12.5636 | 12.7034 | 3.0632 | 38.5954 | 29.1711 | 0 | 10.7953 | 0.017994 | 0.017994 | 0 | 0 | 0 | 0 | 0 | 47.3151 | 0 | 42.6759 | 9.9558 | 52.6317 | 97.0559 | 86.4419 | 183.4979
2019 | Small Hotel | 6B | 4013.58 | 11.8362 | 5.7472 | 11.2362 | 12.711 | 3.0611 | 38.5954 | 29.1711 | 0 | 12.2397 | 0.017994 | 0.017994 | 0 | 0 | 0 | 0 | 0 | 46.6783 | 0 | 35.3121 | 5.7472 | 41.0592 | 89.6983 | 81.5966 | 171.2948
2019 | Small Hotel | 7 | 4013.58 | 21.7858 | 12.0182 | 10.7704 | 12.7117 | 3.0598 | 38.5954 | 29.1711 | 0 | 11.7642 | 0.017994 | 0.017994 | 0 | 0 | 0 | 0 | 0 | 50.2288 | 0 | 44.3204 | 12.0182 | 56.3386 | 98.7052 | 91.4181 | 190.1233
2019 | Small Hotel | 8 | 4013.58 | 28.8064 | 16.4061 | 8.038 | 12.9449 | 3.0424 | 38.5954 | 29.1711 | 0 | 13.1886 | 0.017994 | 0.017994 | 0 | 0 | 0 | 0 | 0 | 54.144 | 0 | 50.0329 | 16.4061 | 66.439 | 104.6337 | 99.7212 | 204.3548
2004 | Large Office | 0A | 46320.38 | 0 | 0.059249 | 76.6939 | 30.8192 | 5.9249 | 91.2323 | 0 | 12.5945 | 17.1513 | 11.6775 | 0.0079721 | 11.6695 | 27.368 | 0 | 0 | 0 | 2.5306 | 0 | 132.8826 | 0.059249 | 132.9418 | 273.4615 | 2.5899 | 276.0514
2004 | Large Office | 0B | 46320.38 | 0 | 0.90259 | 61.3508 | 30.8192 | 5.9261 | 91.2323 | 0 | 12.5945 | 17.0765 | 9.696 | 0.0079721 | 9.688 | 20.9774 | 0.11484 | 0 | 0 | 2.5257 | 0 | 109.2076 | 0.90259 | 110.1102 | 249.7876 | 3.4283 | 253.2159
2004 | Large Office | 1A | 46320.38 | 0 | 0.24053 | 51.7079 | 30.8192 | 5.9267 | 91.2323 | 0 | 12.5945 | 17.028 | 10.8994 | 0.0079721 | 10.8914 | 21.7037 | 0 | 0 | 0 | 2.7098 | 0 | 101.331 | 0.24053 | 101.5716 | 241.9117 | 2.9503 | 244.862
2004 | Large Office | 1B | 46320.38 | 0 | 3.3315 | 52.48 | 30.8192 | 5.9193 | 91.2323 | 0 | 12.5945 | 16.4254 | 8.0681 | 0.0079721 | 8.0602 | 17.6055 | 0.6626 | 0 | 0 | 2.7204 | 0 | 95.2336 | 3.3315 | 98.5651 | 235.8069 | 6.0519 | 241.8588
2004 | Large Office | 2A | 46320.38 | 0 | 6.4952 | 48.3699 | 30.8192 | 5.9172 | 91.2323 | 0 | 12.5945 | 15.6339 | 8.8895 | 0.0079721 | 8.8815 | 18.6019 | 0.074002 | 0 | 0 | 2.9205 | 0 | 91.5613 | 6.4952 | 98.0565 | 232.1325 | 9.4158 | 241.5482
2004 | Large Office | 2B | 46320.38 | 0 | 7.4879 | 35.1445 | 30.8192 | 5.9216 | 91.2323 | 0 | 12.5945 | 16.8381 | 6.5731 | 0.0079721 | 6.5651 | 11.7062 | 0.30128 | 0 | 0 | 2.9346 | 0 | 70.5552 | 7.4879 | 78.0431 | 211.1308 | 10.4225 | 221.5533
2004 | Large Office | 3A | 46320.38 | 0 | 19.1624 | 32.1756 | 30.8192 | 5.9204 | 91.2323 | 0 | 12.5945 | 15.073 | 7.8214 | 0.0079721 | 7.8135 | 12.2107 | 0.26434 | 0 | 0 | 3.2854 | 0 | 67.5371 | 19.1624 | 86.6995 | 208.1115 | 22.4478 | 230.5593
2004 | Large Office | 3B | 46320.38 | 0 | 6.9082 | 29.1582 | 30.8192 | 5.9202 | 91.2323 | 0 | 12.5945 | 16.0009 | 4.7785 | 0.0079721 | 4.7705 | 10.0455 | 4.6533 | 0 | 0 | 3.1909 | 0 | 64.6285 | 6.9082 | 71.5367 | 205.2027 | 10.0992 | 215.3019
2004 | Large Office | 3C | 46320.38 | 0 | 6.4508 | 23.6196 | 30.8192 | 5.9193 | 91.2323 | 0 | 12.5945 | 14.9397 | 5.0794 | 0.0079721 | 5.0714 | 9.5862 | 0.048215 | 0 | 0 | 3.3262 | 0 | 53.2651 | 6.4508 | 59.7159 | 193.8384 | 9.7771 | 203.6154
2004 | Large Office | 4A | 46320.38 | 0 | 33.7236 | 27.9059 | 30.8192 | 5.9114 | 91.2323 | 0 | 12.5945 | 14.2334 | 7.3974 | 0.0079721 | 7.3894 | 9.0371 | 0.18332 | 0 | 0 | 3.5761 | 0 | 58.7492 | 33.7236 | 92.4729 | 199.3145 | 37.2997 | 236.6142
2004 | Large Office | 4B | 46320.38 | 0 | 15.815 | 25.9746 | 30.8192 | 5.9159 | 91.2323 | 0 | 12.5945 | 17.5286 | 4.2625 | 0.0079721 | 4.2546 | 7.8138 | 7.17 | 0 | 0 | 3.4923 | 0 | 62.7415 | 15.815 | 78.5565 | 203.3115 | 19.3073 | 222.6188
2004 | Large Office | 4C | 46320.38 | 0 | 23.2019 | 17.2697 | 30.8192 | 5.9046 | 91.2323 | 0 | 12.5945 | 14.7294 | 2.9628 | 0.0079721 | 2.9548 | 5.6146 | 0.1098 | 0 | 0 | 3.6632 | 0 | 40.6783 | 23.2019 | 63.8802 | 181.2368 | 26.8651 | 208.1019
2004 | Large Office | 5A | 46320.38 | 0 | 51.4623 | 20.776 | 30.8192 | 5.9132 | 91.2323 | 0 | 12.5945 | 14.3145 | 4.1118 | 0.0079721 | 4.1038 | 6.5485 | 0.23046 | 0 | 0 | 3.8246 | 0 | 45.9732 | 51.4623 | 97.4355 | 186.5404 | 55.2869 | 241.8273
2004 | Large Office | 5B | 46320.38 | 0 | 31.0781 | 24.2574 | 30.8192 | 5.9134 | 91.2323 | 0 | 12.5945 | 17.3183 | 3.7488 | 0.0079721 | 3.7409 | 6.1553 | 7.9481 | 0 | 0 | 3.7539 | 0 | 59.42 | 31.0781 | 90.4981 | 199.9874 | 34.8319 | 234.8193
2004 | Large Office | 5C | 46320.38 | 0 | 23.6749 | 15.2282 | 30.8192 | 5.9042 | 91.2323 | 0 | 12.5945 | 14.4107 | 2.1582 | 0.0079721 | 2.1502 | 4.3422 | 0.11778 | 0 | 0 | 3.8048 | 0 | 36.2492 | 23.6749 | 59.9241 | 176.8072 | 27.4797 | 204.287
2004 | Large Office | 6A | 46320.38 | 0 | 73.8796 | 21.2869 | 30.8192 | 5.9105 | 91.2323 | 0 | 12.5945 | 14.8954 | 4.4515 | 0.0079721 | 4.4435 | 6.3936 | 0.28101 | 0 | 0 | 4.0108 | 0 | 47.3004 | 73.8796 | 121.18 | 187.8648 | 77.8905 | 265.7553
2004 | Large Office | 6B | 46320.38 | 0 | 51.9477 | 20.6984 | 30.8192 | 5.9061 | 91.2323 | 0 | 12.5945 | 16.11 | 3.1008 | 0.0079721 | 3.0928 | 5.1657 | 5.4725 | 0 | 0 | 3.9631 | 0 | 50.5394 | 51.9477 | 102.487 | 191.0995 | 55.9108 | 247.0103
2004 | Large Office | 7 | 46320.38 | 0 | 83.8141 | 20.1105 | 30.8192 | 5.9025 | 91.2323 | 0 | 12.5945 | 15.5921 | 3.8746 | 0.0079721 | 3.8666 | 5.2765 | 0.34494 | 0 | 0 | 4.2342 | 0 | 45.1906 | 83.8141 | 129.0047 | 185.7473 | 88.0483 | 273.7955
2004 | Large Office | 8 | 46320.38 | 0 | 107.6116 | 17.1092 | 30.8192 | 5.87 | 91.2323 | 0 | 12.5945 | 15.1359 | 2.8166 | 0.0079721 | 2.8086 | 3.4474 | 1.8406 | 0 | 0 | 4.5332 | 0 | 40.3417 | 107.6116 | 147.9533 | 180.8657 | 112.1448 | 293.0105
2007 | Large Office | 0A | 46320.38 | 0 | 0.059729 | 71.6169 | 30.8192 | 5.9249 | 91.2323 | 0 | 12.5945 | 16.9339 | 10.8678 | 0.0079721 | 10.8598 | 26.2395 | 0 | 0 | 0 | 2.5305 | 0 | 125.6501 | 0.059729 | 125.7098 | 266.229 | 2.5903 | 268.8193
2007 | Large Office | 0B | 46320.38 | 0 | 0.87291 | 58.3952 | 30.8192 | 5.9261 | 91.2323 | 0 | 12.5945 | 16.8024 | 9.1381 | 0.0079721 | 9.1301 | 20.4319 | 0.10477 | 0 | 0 | 2.526 | 0 | 104.8644 | 0.87291 | 105.7373 | 245.4445 | 3.3989 | 248.8433
2007 | Large Office | 1A | 46320.38 | 0 | 0.24557 | 49.061 | 30.8192 | 5.9267 | 91.2323 | 0 | 12.5945 | 16.1441 | 10.2234 | 0.0079721 | 10.2154 | 21.1395 | 0 | 0 | 0 | 2.7098 | 0 | 96.5602 | 0.24557 | 96.8057 | 237.1409 | 2.9554 | 240.0963
2007 | Large Office | 1B | 46320.38 | 0 | 3.0805 | 50.3199 | 30.8192 | 5.9193 | 91.2323 | 0 | 12.5945 | 16.1608 | 7.6954 | 0.0079721 | 7.6874 | 17.2223 | 0.63615 | 0 | 0 | 2.7205 | 0 | 92.0265 | 3.0805 | 95.107 | 232.5997 | 5.801 | 238.4007
2007 | Large Office | 2A | 46320.38 | 0 | 3.2884 | 44.8828 | 30.8192 | 5.9172 | 91.2323 | 0 | 12.5945 | 14.8467 | 10.0644 | 0.0079721 | 10.0565 | 17.8645 | 0.062308 | 0 | 0 | 2.9205 | 0 | 87.7128 | 3.2884 | 91.0012 | 228.284 | 6.2089 | 234.4929
2007 | Large Office | 2B | 46320.38 | 0 | 3.1219 | 33.2958 | 30.8192 | 5.9216 | 91.2323 | 0 | 12.5945 | 16.1113 | 5.9312 | 0.0079721 | 5.9232 | 11.2842 | 0.25643 | 0 | 0 | 2.9346 | 0 | 66.871 | 3.1219 | 69.9928 | 207.4465 | 6.0565 | 213.503
2007 | Large Office | 3A | 46320.38 | 0 | 16.0186 | 31.3931 | 30.8192 | 5.9204 | 91.2323 | 0 | 12.5945 | 14.3587 | 7.5496 | 0.0079721 | 7.5416 | 11.9186 | 0.2253 | 0 | 0 | 3.2851 | 0 | 65.4373 | 16.0186 | 81.4559 | 206.0117 | 19.3037 | 225.3154
2007 | Large Office | 3B | 46320.38 | 0 | 5.7351 | 28.8594 | 30.8192 | 5.9202 | 91.2323 | 0 | 12.5945 | 15.8483 | 4.6319 | 0.0079721 | 4.624 | 9.9683 | 4.6034 | 0 | 0 | 3.1909 | 0 | 63.9033 | 5.7351 | 69.6384 | 204.4774 | 8.9259 | 213.4034
2007 | Large Office | 3C | 46320.38 | 0 | 2.5736 | 22.5237 | 30.8192 | 5.9193 | 91.2323 | 0 | 12.5945 | 13.9015 | 4.7746 | 0.0079721 | 4.7666 | 9.3394 | 0.040299 | 0 | 0 | 3.3263 | 0 | 50.5715 | 2.5736 | 53.1451 | 191.1447 | 5.9 | 197.0447
2007 | Large Office | 4A | 46320.38 | 0 | 25.296 | 27.7937 | 30.8192 | 5.9114 | 91.2323 | 0 | 12.5945 | 13.9511 | 7.3374 | 0.0079721 | 7.3295 | 8.9467 | 0.15544 | 0 | 0 | 3.5761 | 0 | 58.1765 | 25.296 | 83.4724 | 198.7418 | 28.8721 | 227.6139
2007 | Large Office | 4B | 46320.38 | 0 | 10.6295 | 25.8808 | 30.8192 | 5.9159 | 91.2323 | 0 | 12.5945 | 17.3647 | 4.1854 | 0.0079721 | 4.1774 | 7.7946 | 7.098 | 0 | 0 | 3.4927 | 0 | 62.3155 | 10.6295 | 72.945 | 202.8854 | 14.1221 | 217.0075
2007 | Large Office | 4C | 46320.38 | 0 | 16.9666 | 17.3433 | 30.8192 | 5.9046 | 91.2323 | 0 | 12.5945 | 14 | 2.9 | 0.0079721 | 2.8921 | 5.6362 | 0.092292 | 0 | 0 | 3.6632 | 0 | 39.9639 | 16.9666 | 56.9305 | 180.5225 | 20.6298 | 201.1523
2007 | Large Office | 5A | 46320.38 | 0 | 39.1732 | 20.9225 | 30.8192 | 5.9132 | 91.2323 | 0 | 12.5945 | 14.1397 | 3.9766 | 0.0079721 | 3.9686 | 6.57 | 0.19574 | 0 | 0 | 3.8243 | 0 | 45.7966 | 39.1732 | 84.9698 | 186.3637 | 42.9975 | 229.3612
2007 | Large Office | 5B | 46320.38 | 0 | 21.0442 | 24.5258 | 30.8192 | 5.9134 | 91.2323 | 0 | 12.5945 | 17.3052 | 3.7304 | 0.0079721 | 3.7224 | 6.1955 | 7.9074 | 0 | 0 | 3.7544 | 0 | 59.6563 | 21.0442 | 80.7004 | 200.2236 | 24.7986 | 225.0222
2007 | Large Office | 5C | 46320.38 | 0 | 15.9812 | 15.4147 | 30.8192 | 5.9042 | 91.2323 | 0 | 12.5945 | 13.877 | 2.1242 | 0.0079721 | 2.1162 | 4.4041 | 0.10207 | 0 | 0 | 3.8048 | 0 | 35.9141 | 15.9812 | 51.8953 | 176.4721 | 19.786 | 196.2582
2007 | Large Office | 6A | 46320.38 | 0 | 58.5222 | 21.3719 | 30.8192 | 5.9105 | 91.2323 | 0 | 12.5945 | 14.6909 | 4.2541 | 0.0079721 | 4.2462 | 6.3867 | 0.23796 | 0 | 0 | 4.0106 | 0 | 46.9336 | 58.5222 | 105.4558 | 187.498 | 62.5328 | 250.0308
2007 | Large Office | 6B | 46320.38 | 0 | 39.1963 | 21.018 | 30.8192 | 5.9061 | 91.2323 | 0 | 12.5945 | 15.9746 | 3.0437 | 0.0079721 | 3.0357 | 5.2131 | 5.4217 | 0 | 0 | 3.9629 | 0 | 50.6632 | 39.1963 | 89.8595 | 191.2234 | 43.1592 | 234.3826
2007 | Large Office | 7 | 46320.38 | 0 | 63.4329 | 19.9687 | 30.8192 | 5.9025 | 91.2323 | 0 | 12.5945 | 14.8288 | 3.6526 | 0.0079721 | 3.6446 | 5.2444 | 0.29175 | 0 | 0 | 4.2336 | 0 | 43.9783 | 63.4329 | 107.4112 | 184.5348 | 67.6665 | 252.2013
2007 | Large Office | 8 | 46320.38 | 0 | 89.2768 | 17.2926 | 30.8192 | 5.87 | 91.2323 | 0 | 12.5945 | 14.6833 | 2.7175 | 0.0079721 | 2.7095 | 3.4714 | 1.7635 | 0 | 0 | 4.5329 | 0 | 39.9203 | 89.2768 | 129.1971 | 180.4443 | 93.8096 | 274.2539
2010 | Large Office | 0A | 46320.38 | 0 | 0.059729 | 56.8551 | 22.5502 | 4.0862 | 88.126 | 0 | 11.9054 | 15.6999 | 7.2207 | 0.0079721 | 7.2127 | 17.647 | 0 | 0 | 0 | 2.5047 | 0 | 97.4147 | 0.059729 | 97.4744 | 224.0904 | 2.5644 | 226.6548
2010 | Large Office | 0B | 46320.38 | 0 | 0.24587 | 50.4314 | 22.5669 | 4.0845 | 88.126 | 0 | 11.9054 | 15.1045 | 6.5361 | 0.0079721 | 6.5281 | 14.7334 | 0.10656 | 0 | 0 | 2.4996 | 0 | 86.904 | 0.24587 | 87.1499 | 213.5947 | 2.7454 | 216.3402
2010 | Large Office | 1A | 46320.38 | 0 | 0.07646 | 41.0121 | 22.6029 | 4.0851 | 88.126 | 0 | 11.9054 | 14.8126 | 5.6587 | 0.0079721 | 5.6507 | 14.7282 | 0 | 0 | 0 | 2.6863 | 0 | 76.2036 | 0.07646 | 76.28 | 202.931 | 2.7628 | 205.6937
2010 | Large Office | 1B | 46320.38 | 0 | 1.4563 | 43.8842 | 22.6054 | 4.0784 | 88.126 | 0 | 11.9054 | 14.869 | 5.5993 | 0.0079721 | 5.5913 | 12.8637 | 0.63465 | 0 | 0 | 2.6943 | 0 | 77.8428 | 1.4563 | 79.2992 | 204.5661 | 4.1507 | 208.7168
2010 | Large Office | 2A | 46320.38 | 0 | 1.5732 | 34.3948 | 22.5914 | 4.0766 | 88.126 | 0 | 11.9054 | 13.6578 | 5.1319 | 0.0079721 | 5.1239 | 12.6736 | 0.030584 | 0 | 0 | 2.8955 | 0 | 65.8807 | 1.5732 | 67.4539 | 192.588 | 4.4687 | 197.0567
2010 | Large Office | 2B | 46320.38 | 0 | 1.2475 | 25.4848 | 22.611 | 4.0805 | 88.126 | 0 | 11.9054 | 14.9586 | 3.5739 | 0.0079721 | 3.5659 | 8.3466 | 8.7841 | 0 | 0 | 2.9087 | 0 | 61.1399 | 1.2475 | 62.3874 | 187.8707 | 4.1562 | 192.0269
2010 | Large Office | 3A | 46320.38 | 0 | 7.5576 | 25.9003 | 22.668 | 4.0794 | 88.126 | 0 | 11.9054 | 13.2814 | 3.8619 | 0.0079721 | 3.854 | 9.1671 | 0.1095 | 0 | 0 | 3.2604 | 0 | 52.3123 | 7.5576 | 59.8699 | 179.0992 | 10.818 | 189.9171
2010 | Large Office | 3B | 46320.38 | 0 | 2.9139 | 20.6795 | 22.6226 | 4.0792 | 88.126 | 0 | 11.9054 | 14.8946 | 3.0051 | 0.0079721 | 2.9971 | 7.0192 | 10.1482 | 0 | 0 | 3.1663 | 0 | 55.7386 | 2.9139 | 58.6525 | 182.4798 | 6.0802 | 188.56
2010 | Large Office | 3C | 46320.38 | 0 | 0.7995 | 13.547 | 22.647 | 4.0898 | 88.126 | 0 | 11.9054 | 13.1392 | 2.8312 | 0.0079721 | 2.8232 | 5.6648 | 2.5182 | 0 | 0 | 3.302 | 0 | 37.6924 | 0.7995 | 38.4919 | 164.4688 | 4.1015 | 168.5703
2010 | Large Office | 4A | 46320.38 | 0 | 13.8587 | 22.1101 | 22.6427 | 4.0945 | 88.126 | 0 | 11.9054 | 13.1181 | 2.9938 | 0.0079721 | 2.9858 | 7.1079 | 0.15856 | 0 | 0 | 3.5508 | 0 | 45.4805 | 13.8587 | 59.3393 | 172.2573 | 17.4094 | 189.6667
2010 | Large Office | 4B | 46320.38 | 0 | 5.819 | 16.2546 | 22.5711 | 4.0785 | 88.126 | 0 | 11.9054 | 16.4526 | 2.7466 | 0.0079721 | 2.7387 | 5.0713 | 12.4736 | 0 | 0 | 3.4688 | 0 | 52.9907 | 5.819 | 58.8097 | 179.6798 | 9.2878 | 188.9676
2010 | Large Office | 4C | 46320.38 | 0 | 8.4885 | 8.3603 | 22.7159 | 4.0958 | 88.126 | 0 | 11.9055 | 13.2473 | 1.8546 | 0.0079721 | 1.8466 | 2.7944 | 5.3851 | 0 | 0 | 3.6387 | 0 | 31.6337 | 8.4885 | 40.1223 | 158.485 | 12.1272 | 170.6121
2010 | Large Office | 5A | 46320.38 | 0 | 23.1346 | 11.7739 | 22.6298 | 4.0839 | 88.126 | 0 | 11.9054 | 13.2903 | 2.5487 | 0.0079721 | 2.5408 | 3.8964 | 7.8299 | 0 | 0 | 3.8008 | 0 | 39.3313 | 23.1346 | 62.466 | 166.0844 | 26.9355 | 193.0199
2010 | Large Office | 5B | 46320.38 | 0 | 12.9507 | 12.8683 | 22.6209 | 4.0904 | 88.126 | 0 | 11.9054 | 16.364 | 2.46 | 0.0079721 | 2.452 | 3.7954 | 13.8358 | 0 | 0 | 3.7301 | 0 | 49.3154 | 12.9507 | 62.2661 | 176.0662 | 16.6808 | 192.7471
2010 | Large Office | 5C | 46320.38 | 0 | 8.4075 | 5.7481 | 22.7386 | 4.0928 | 88.126 | 0 | 11.9055 | 13.3627 | 1.455 | 0.0079721 | 1.447 | 1.7785 | 5.9828 | 0 | 0 | 3.7804 | 0 | 28.3192 | 8.4075 | 36.7267 | 155.19 | 12.1879 | 167.3779
2010 | Large Office | 6A | 46320.38 | 0 | 36.4943 | 12.3923 | 22.646 | 4.0884 | 88.126 | 0 | 11.9054 | 13.7426 | 2.7811 | 0.0079721 | 2.7731 | 3.8546 | 8.1861 | 0 | 0 | 3.9873 | 0 | 40.9487 | 36.4943 | 77.4429 | 167.7225 | 40.4816 | 208.2041
2010 | Large Office | 6B | 46320.38 | 0 | 24.0783 | 9.8005 | 22.6637 | 4.0824 | 88.126 | 0 | 11.9054 | 15.0679 | 2.093 | 0.0079721 | 2.085 | 2.8748 | 14.0335 | 0 | 0 | 3.9403 | 0 | 43.8616 | 24.0783 | 67.9399 | 170.6471 | 28.0186 | 198.6657
2010 | Large Office | 7 | 46320.38 | 0 | 40.4446 | 10.6825 | 22.6552 | 4.0937 | 88.126 | 0 | 11.9054 | 13.905 | 2.4263 | 0.0079721 | 2.4184 | 3.1208 | 9.3661 | 0 | 0 | 4.2095 | 0 | 39.4928 | 40.4446 | 79.9375 | 166.2811 | 44.6542 | 210.9352
2010 | Large Office | 8 | 46320.38 | 0 | 60.5049 | 6.692 | 23.1893 | 4.145 | 88.126 | 0 | 11.9058 | 13.8316 | 1.8867 | 0.0079721 | 1.8787 | 1.7592 | 11.6797 | 0 | 0 | 4.5124 | 0 | 35.8413 | 60.5049 | 96.3462 | 163.2154 | 65.0173 | 228.2328
2013 | Large Office | 0A | 46320.38 | 0 | 0.089473 | 49.8652 | 20.3847 | 4.0862 | 88.0121 | 0 | 11.8783 | 14.5197 | 5.5501 | 0.0079721 | 5.5421 | 16.4348 | 0 | 0.77162 | 0 | 2.5047 | 0 | 87.1334 | 0.089473 | 87.2229 | 211.5027 | 2.5941 | 214.0968
2013 | Large Office | 0B | 46320.38 | 0 | 0.088874 | 49.4235 | 20.4037 | 4.0845 | 88.0121 | 0 | 11.8783 | 14.1984 | 5.5013 | 0.0079721 | 5.4933 | 14.1686 | 0.1074 | 0 | 0 | 2.4999 | 0 | 83.3912 | 0.088874 | 83.4801 | 207.7779 | 2.5887 | 210.3666
2013 | Large Office | 1A | 46320.38 | 0 | 0.09601 | 39.0466 | 20.4317 | 4.0851 | 88.0121 | 0 | 11.8783 | 13.79 | 4.2921 | 0.0079721 | 4.2841 | 14.0049 | 0 | 0.70907 | 0 | 2.6864 | 0 | 71.8347 | 0.09601 | 71.9307 | 196.2498 | 2.7824 | 199.0321
2013 | Large Office | 1B | 46320.38 | 0 | 0.56892 | 42.7774 | 20.4398 | 4.0784 | 88.0121 | 0 | 11.8783 | 13.9562 | 4.7266 | 0.0079721 | 4.7186 | 12.3902 | 0.63717 | 0 | 0 | 2.6945 | 0 | 74.4795 | 0.56892 | 75.0484 | 198.896 | 3.2634 | 202.1595
2013 | Large Office | 2A | 46320.38 | 0 | 0.95458 | 32.8025 | 20.4284 | 4.0766 | 88.0121 | 0 | 11.8783 | 12.8309 | 3.7449 | 0.0079721 | 3.737 | 12.0242 | 0.030284 | 0.39465 | 0 | 2.8955 | 0 | 61.8194 | 0.95458 | 62.774 | 186.2228 | 3.8501 | 190.0729
2013 | Large Office | 2B | 46320.38 | 0 | 0.6861 | 25.0968 | 20.4393 | 4.0805 | 88.0121 | 0 | 11.8783 | 14.3373 | 3.0427 | 0.0079721 | 3.0347 | 8.0324 | 9.1473 | 0 | 0 | 2.9087 | 0 | 59.6485 | 0.6861 | 60.3346 | 184.0666 | 3.5948 | 187.6614
2013 | Large Office | 3A | 46320.38 | 0 | 5.0594 | 25.4115 | 20.4914 | 4.0794 | 88.0121 | 0 | 11.8784 | 12.6872 | 2.8172 | 0.0079721 | 2.8092 | 8.9051 | 0.10752 | 0.31718 | 0 | 3.2601 | 0 | 50.2378 | 5.0594 | 55.2972 | 174.707 | 8.3196 | 183.0266
2013 | Large Office | 3B | 46320.38 | 0 | 1.928 | 22.1058 | 20.4445 | 4.0792 | 88.0121 | 0 | 11.8783 | 14.4961 | 2.5654 | 0.0079721 | 2.5574 | 7.1948 | 9.1572 | 0 | 0 | 3.1662 | 0 | 55.5113 | 1.928 | 57.4393 | 179.9335 | 5.0942 | 185.0277
2013 | Large Office | 3C | 46320.38 | 0 | 0.30212 | 14.7751 | 20.4659 | 4.0898 | 88.0121 | 0 | 11.8784 | 12.3467 | 2.167 | 0.0079721 | 2.1591 | 5.8914 | 2.0416 | 0 | 0 | 3.3021 | 0 | 37.2138 | 0.30212 | 37.5159 | 161.6679 | 3.6042 | 165.2722
2013 | Large Office | 4A | 46320.38 | 0 | 6.7958 | 22.0797 | 20.4639 | 4.0945 | 88.0121 | 0 | 11.8784 | 12.723 | 2.2949 | 0.0079721 | 2.2869 | 6.965 | 0.15754 | 0.34488 | 0 | 3.5509 | 0 | 44.5571 | 6.7958 | 51.3529 | 169.0139 | 10.3467 | 179.3606
2013 | Large Office | 4B | 46320.38 | 0 | 3.8206 | 17.0319 | 20.3943 | 4.0785 | 88.0121 | 0 | 11.8783 | 15.7596 | 2.1746 | 0.0079721 | 2.1666 | 5.1305 | 11.9158 | 0 | 0 | 3.4685 | 0 | 52.0044 | 3.8206 | 55.8249 | 176.3756 | 7.2891 | 183.6647
2013 | Large Office | 4C | 46320.38 | 0 | 6.0734 | 7.7012 | 20.5333 | 4.0958 | 88.0121 | 0 | 11.8784 | 12.5637 | 1.4322 | 0.0079721 | 1.4242 | 2.6656 | 6.0311 | 0 | 0 | 3.6386 | 0 | 30.3858 | 6.0734 | 36.4592 | 154.9133 | 9.712 | 164.6253
2013 | Large Office | 5A | 46320.38 | 0 | 11.1015 | 11.9223 | 20.4542 | 4.0839 | 88.0121 | 0 | 11.8784 | 12.7385 | 1.8653 | 0.0079721 | 1.8574 | 3.9303 | 7.6947 | 0.29019 | 0 | 3.8002 | 0 | 38.4334 | 11.1015 | 49.5349 | 162.8698 | 14.9018 | 177.7716
2013 | Large Office | 5B | 46320.38 | 0 | 9.9939 | 12.7215 | 20.4401 | 4.0904 | 88.0121 | 0 | 11.8783 | 15.7113 | 1.9505 | 0.0079721 | 1.9425 | 3.7798 | 13.8924 | 0 | 0 | 3.7298 | 0 | 48.0476 | 9.9939 | 58.0415 | 172.4765 | 13.7237 | 186.2001
2013 | Large Office | 5C | 46320.38 | 0 | 6.1484 | 8.0046 | 20.5509 | 4.0928 | 88.0121 | 0 | 11.8784 | 12.7596 | 1.1491 | 0.0079721 | 1.1411 | 2.2696 | 4.3691 | 0 | 0 | 3.7803 | 0 | 28.544 | 6.1484 | 34.6924 | 153.0863 | 9.9287 | 163.0149
2013 | Large Office | 6A | 46320.38 | 0 | 21.1493 | 12.0172 | 20.4673 | 4.0884 | 88.0121 | 0 | 11.8784 | 13.2024 | 2.0294 | 0.0079721 | 2.0214 | 3.7947 | 8.3129 | 0.31837 | 0 | 3.9865 | 0 | 39.6671 | 21.1493 | 60.8164 | 164.1211 | 25.1357 | 189.2569
2013 | Large Office | 6B | 46320.38 | 0 | 19.717 | 11.0608 | 20.4774 | 4.0824 | 88.0121 | 0 | 11.8784 | 14.4465 | 1.661 | 0.0079721 | 1.653 | 3.1898 | 12.8771 | 0 | 0 | 3.9397 | 0 | 43.2271 | 19.717 | 62.9441 | 167.6853 | 23.6567 | 191.342
2013 | Large Office | 7 | 46320.38 | 0 | 23.0371 | 11.1476 | 20.4715 | 4.0937 | 88.0121 | 0 | 11.8784 | 13.5013 | 1.9946 | 0.0079721 | 1.9867 | 3.1566 | 8.4378 | 0.3444 | 0 | 4.2078 | 0 | 38.5743 | 23.0371 | 61.6114 | 163.0378 | 27.2449 | 190.2827
2013 | Large Office | 8 | 46320.38 | 0 | 36.7623 | 7.8386 | 20.9148 | 4.145 | 88.0121 | 0 | 11.8787 | 13.5628 | 1.6484 | 0.0079721 | 1.6404 | 1.8818 | 10.1585 | 0.36413 | 0 | 4.5102 | 0 | 35.4462 | 36.7623 | 72.2085 | 160.4047 | 41.2725 | 201.6772
2016 | Large Office | 0A | 46320.38 | 0 | 0.084256 | 46.5794 | 18.9591 | 2.0138 | 88.0121 | 0 | 11.7292 | 14.1964 | 4.855 | 0.0079721 | 4.847 | 16.2692 | 0 | 0.76808 | 0 | 2.4113 | 0 | 82.6602 | 0.084256 | 82.7444 | 203.3823 | 2.4955 | 205.8778
2016 | Large Office | 0B | 46320.38 | 0 | 0.09517 | 48.4811 | 18.9838 | 2.0477 | 88.0121 | 0 | 11.7292 | 13.9063 | 5.0665 | 0.0079721 | 5.0585 | 14.0573 | 0.10722 | 0 | 0 | 2.4048 | 0 | 81.6105 | 0.09517 | 81.7056 | 202.3912 | 2.5 | 204.8912
2016 | Large Office | 1A | 46320.38 | 0 | 0.093551 | 37.829 | 18.9888 | 2.0569 | 88.0121 | 0 | 11.7292 | 13.6711 | 3.9221 | 0.0079721 | 3.9142 | 13.8596 | 0 | 0.70673 | 0 | 2.5939 | 0 | 69.9806 | 0.093551 | 70.0742 | 190.7755 | 2.6874 | 193.463
2016 | Large Office | 1B | 46320.38 | 0 | 0.61324 | 42.6047 | 18.9972 | 2.0496 | 88.0121 | 0 | 11.7292 | 13.8467 | 4.434 | 0.0079721 | 4.4261 | 12.3923 | 0.63471 | 0 | 0 | 2.6007 | 0 | 73.9044 | 0.61324 | 74.5177 | 194.7004 | 3.214 | 197.9144
2016 | Large Office | 2A | 46320.38 | 0 | 0.86109 | 29.7192 | 18.9871 | 2.0565 | 88.0121 | 0 | 11.7292 | 12.7193 | 3.4098 | 0.0079721 | 3.4019 | 11.1478 | 1.4992 | 0.36809 | 0 | 2.8041 | 0 | 58.8554 | 0.86109 | 59.7165 | 179.6484 | 3.6652 | 183.3135
2016 | Large Office | 2B | 46320.38 | 0 | 0.65936 | 25.5229 | 18.9977 | 2.0578 | 88.0121 | 0 | 11.7292 | 14.2152 | 2.8669 | 0.0079721 | 2.8589 | 8.18 | 8.4479 | 0 | 0 | 2.8165 | 0 | 59.2249 | 0.65936 | 59.8843 | 180.0295 | 3.4759 | 183.5054
2016 | Large Office | 3A | 46320.38 | 0 | 4.2547 | 20.7933 | 19.0484 | 2.0733 | 88.0121 | 0 | 11.7293 | 12.5977 | 2.5618 | 0.0079721 | 2.5538 | 7.579 | 4.3507 | 0.25349 | 0 | 3.1704 | 0 | 48.128 | 4.2547 | 52.3828 | 168.999 | 7.4251 | 176.4241
2016 | Large Office | 3B | 46320.38 | 0 | 1.7603 | 21.9562 | 19.0018 | 2.0407 | 88.0121 | 0 | 11.7292 | 15.3262 | 2.6041 | 0.0079721 | 2.5961 | 7.185 | 9.1598 | 0 | 0 | 3.0766 | 0 | 56.2233 | 1.7603 | 57.9836 | 177.0151 | 4.8368 | 181.8519
2016 | Large Office | 3C | 46320.38 | 0 | 0.24779 | 14.8876 | 19.0223 | 2.0381 | 88.0121 | 0 | 11.7292 | 12.2895 | 2.0556 | 0.0079721 | 2.0476 | 5.9027 | 2.0892 | 0 | 0 | 3.2106 | 0 | 37.2166 | 0.24779 | 37.4644 | 158.0263 | 3.4584 | 161.4847
2016 | Large Office | 4A | 46320.38 | 0 | 5.4152 | 16.7923 | 19.0405 | 2.0629 | 88.0121 | 0 | 11.7293 | 12.4242 | 2.0222 | 0.0079721 | 2.0142 | 5.518 | 4.6828 | 0.29834 | 0 | 3.4624 | 0 | 41.73 | 5.4152 | 47.1451 | 162.5826 | 8.8775 | 171.4601
2016 | Large Office | 4B | 46320.38 | 0 | 3.7981 | 16.7977 | 18.9674 | 2.0455 | 88.0121 | 0 | 11.7292 | 15.3948 | 1.9854 | 0.0079721 | 1.9775 | 5.1209 | 11.9372 | 0 | 0 | 3.3791 | 0 | 51.2281 | 3.7981 | 55.0261 | 171.9902 | 7.1772 | 179.1674
2016 | Large Office | 4C | 46320.38 | 0 | 5.8149 | 8.1186 | 19.1156 | 2.0914 | 88.0121 | 0 | 11.7293 | 12.4528 | 1.3151 | 0.0079721 | 1.3071 | 2.7686 | 5.2818 | 0 | 0 | 3.5517 | 0 | 29.9288 | 5.8149 | 35.7437 | 150.8851 | 9.3665 | 160.2516
2016 | Large Office | 5A | 46320.38 | 0 | 8.8375 | 11.7768 | 19.0228 | 2.0729 | 88.0121 | 0 | 11.7292 | 12.5406 | 1.6493 | 0.0079721 | 1.6413 | 3.917 | 7.6007 | 0.24113 | 0 | 3.7113 | 0 | 37.7176 | 8.8375 | 46.5551 | 158.5626 | 12.549 | 171.1115
2016 | Large Office | 5B | 46320.38 | 0 | 9.6331 | 12.6451 | 19.0075 | 2.0596 | 88.0121 | 0 | 11.7292 | 15.501 | 1.7624 | 0.0079721 | 1.7544 | 3.7864 | 13.9141 | 0 | 0 | 3.6411 | 0 | 47.601 | 9.6331 | 57.2341 | 168.4173 | 13.2742 | 181.6916
2016 | Large Office | 5C | 46320.38 | 0 | 5.9888 | 7.5203 | 19.1193 | 2.0944 | 88.0121 | 0 | 11.7293 | 12.6047 | 1.0497 | 0.0079721 | 1.0417 | 2.1347 | 4.403 | 0 | 0 | 3.6936 | 0 | 27.7044 | 5.9888 | 33.6932 | 148.6674 | 9.6824 | 158.3498
2016 | Large Office | 6A | 46320.38 | 0 | 15.783 | 11.8751 | 19.027 | 2.0754 | 88.0121 | 0 | 11.7293 | 13.0791 | 1.7473 | 0.0079721 | 1.7393 | 3.7833 | 8.3939 | 0.2755 | 0 | 3.898 | 0 | 39.1463 | 15.783 | 54.9293 | 159.9979 | 19.681 | 179.6789
2016 | Large Office | 6B | 46320.38 | 0 | 18.2041 | 11.0612 | 19.037 | 2.092 | 88.0121 | 0 | 11.7293 | 14.7675 | 1.5176 | 0.0079721 | 1.5096 | 3.2014 | 12.8884 | 0 | 0 | 3.8508 | 0 | 43.4282 | 18.2041 | 61.6322 | 164.3065 | 22.055 | 186.3615
2016 | Large Office | 7 | 46320.38 | 0 | 16.3713 | 11.1563 | 19.0323 | 2.0964 | 88.0121 | 0 | 11.7293 | 13.3792 | 1.6905 | 0.0079721 | 1.6825 | 3.145 | 8.3731 | 0.30494 | 0 | 4.1195 | 0 | 38.041 | 16.3713 | 54.4123 | 158.919 | 20.4909 | 179.4099
2016 | Large Office | 8 | 46320.38 | 0 | 23.0472 | 8.1534 | 19.4704 | 2.2603 | 88.0121 | 0 | 11.7295 | 13.436 | 1.3159 | 0.0079721 | 1.3079 | 1.895 | 9.8438 | 0.33157 | 0 | 4.419 | 0 | 34.9677 | 23.0472 | 58.0149 | 156.4479 | 27.4662 | 183.9141
2019 | Large Office | 0A | 46320.38 | 0 | 0.089114 | 44.3297 | 15.4402 | 2.0138 | 88.0121 | 0 | 11.7277 | 14.0148 | 4.7233 | 0.0079721 | 4.7154 | 14.7259 | 0 | 0.63843 | 0 | 2.4114 | 0 | 78.4242 | 0.089114 | 78.5133 | 195.6259 | 2.5005 | 198.1264
2019 | Large Office | 0B | 46320.38 | 0 | 0.1092 | 46.3887 | 15.4496 | 2.0477 | 88.0121 | 0 | 11.7277 | 13.7465 | 4.7987 | 0.0079721 | 4.7907 | 12.7355 | 0.10998 | 0 | 0 | 2.405 | 0 | 77.7714 | 0.1092 | 77.8806 | 195.0165 | 2.5142 | 197.5306
2019 | Large Office | 1A | 46320.38 | 0 | 0.12569 | 35.3259 | 15.4683 | 2.0569 | 88.0121 | 0 | 11.7277 | 13.3076 | 3.7635 | 0.0079721 | 3.7555 | 12.47 | 0 | 0.58338 | 0 | 2.5938 | 0 | 65.4423 | 0.12569 | 65.568 | 182.7153 | 2.7195 | 185.4348
2019 | Large Office | 1B | 46320.38 | 0 | 0.52521 | 40.0855 | 15.4721 | 2.0496 | 88.0121 | 0 | 11.7277 | 13.4783 | 4.1648 | 0.0079721 | 4.1569 | 11.1433 | 0.64089 | 0 | 0 | 2.6005 | 0 | 69.505 | 0.52521 | 70.0302 | 186.7745 | 3.1258 | 189.9002
2019 | Large Office | 2A | 46320.38 | 0 | 0.48023 | 27.5585 | 15.4524 | 2.0565 | 88.0121 | 0 | 11.7277 | 12.4341 | 3.2887 | 0.0079721 | 3.2808 | 9.9629 | 1.6606 | 0.3014 | 0 | 2.8038 | 0 | 55.1982 | 0.48023 | 55.6785 | 172.455 | 3.2841 | 175.7391
2019 | Large Office | 2B | 46320.38 | 0 | 0.55525 | 24.0797 | 15.4601 | 2.0578 | 88.0121 | 0 | 11.7277 | 13.9243 | 2.7577 | 0.0079721 | 2.7497 | 7.37 | 8.0034 | 0 | 0 | 2.8166 | 0 | 56.1271 | 0.55525 | 56.6824 | 173.3927 | 3.3719 | 176.7646
2019 | Large Office | 3A | 46320.38 | 0 | 2.1303 | 18.7071 | 15.486 | 2.0733 | 88.0121 | 0 | 11.7277 | 12.2807 | 2.3789 | 0.0079721 | 2.3709 | 6.622 | 4.7186 | 0.24503 | 0 | 3.17 | 0 | 44.9444 | 2.1303 | 47.0747 | 162.2513 | 5.3003 | 167.5516
2019 | Large Office | 3B | 46320.38 | 0 | 2.1152 | 20.9626 | 15.468 | 2.0407 | 88.0121 | 0 | 11.7277 | 14.9117 | 2.517 | 0.0079721 | 2.509 | 6.543 | 8.6405 | 0 | 0 | 3.0766 | 0 | 53.5668 | 2.1152 | 55.6821 | 170.8233 | 5.1918 | 176.0151
2019 | Large Office | 3C | 46320.38 | 0 | 0.31789 | 13.486 | 15.4884 | 2.0381 | 88.0121 | 0 | 11.7277 | 12.0017 | 1.9743 | 0.0079721 | 1.9663 | 5.1742 | 2.3135 | 0 | 0 | 3.211 | 0 | 34.9417 | 0.31789 | 35.2596 | 152.216 | 3.5289 | 155.7449
2019 | Large Office | 4A | 46320.38 | 0 | 4.2901 | 13.7364 | 15.4994 | 2.0629 | 88.0121 | 0 | 11.7277 | 11.8531 | 1.9028 | 0.0079721 | 1.8948 | 4.6073 | 7.1986 | 0.26584 | 0 | 3.4622 | 0 | 39.5561 | 4.2901 | 43.8462 | 156.866 | 7.7523 | 164.6184
2019 | Large Office | 4B | 46320.38 | 0 | 4.6173 | 15.417 | 15.4504 | 2.0455 | 88.0121 | 0 | 11.7277 | 15.1007 | 1.9553 | 0.0079721 | 1.9473 | 4.4906 | 12.2173 | 0 | 0 | 3.3794 | 0 | 49.1729 | 4.6173 | 53.7902 | 166.4164 | 7.9967 | 174.4131
2019 | Large Office | 4C | 46320.38 | 0 | 6.565 | 7.6552 | 15.5425 | 2.0914 | 88.0121 | 0 | 11.7277 | 11.8727 | 1.2779 | 0.0079721 | 1.2699 | 2.4684 | 5.1231 | 0 | 0 | 3.5518 | 0 | 28.3893 | 6.565 | 34.9543 | 145.7711 | 10.1168 | 155.8879
2019 | Large Office | 5A | 46320.38 | 0 | 7.3673 | 12.6697 | 15.4833 | 2.0729 | 88.0121 | 0 | 11.7277 | 12.082 | 1.6235 | 0.0079721 | 1.6155 | 3.711 | 5.1221 | 0.21895 | 0 | 3.7112 | 0 | 35.4191 | 7.3673 | 42.7864 | 152.7232 | 11.0785 | 163.8016
2019 | Large Office | 5B | 46320.38 | 0 | 10.518 | 11.7253 | 15.4799 | 2.0596 | 88.0121 | 0 | 11.7277 | 14.9054 | 1.7234 | 0.0079721 | 1.7155 | 3.3655 | 13.9293 | 0 | 0 | 3.6409 | 0 | 45.641 | 10.518 | 56.159 | 162.9282 | 14.1589 | 177.0871
2019 | Large Office | 5C | 46320.38 | 0 | 7.2607 | 5.9452 | 15.5528 | 2.0944 | 88.0121 | 0 | 11.7277 | 12.021 | 1.034 | 0.0079721 | 1.0261 | 1.7282 | 5.8311 | 0 | 0 | 3.6936 | 0 | 26.5517 | 7.2607 | 33.8124 | 143.9467 | 10.9544 | 154.901
2019 | Large Office | 6A | 46320.38 | 0 | 14.3944 | 12.0697 | 15.4945 | 2.0754 | 88.0121 | 0 | 11.7277 | 12.4774 | 1.6881 | 0.0079721 | 1.6801 | 3.4979 | 7.1244 | 0.24407 | 0 | 3.8986 | 0 | 37.0936 | 14.3944 | 51.488 | 154.4113 | 18.293 | 172.7043
2019 | Large Office | 6B | 46320.38 | 0 | 19.108 | 10.2677 | 15.5029 | 2.092 | 88.0121 | 0 | 11.7277 | 14.1545 | 1.4849 | 0.0079721 | 1.4769 | 2.8433 | 12.8582 | 0 | 0 | 3.8505 | 0 | 41.6005 | 19.108 | 60.7086 | 158.9432 | 22.9586 | 181.9018
2019 | Large Office | 7 | 46320.38 | 0 | 14.0985 | 10.2593 | 15.5073 | 2.0964 | 88.0121 | 0 | 11.7277 | 12.5988 | 1.6518 | 0.0079721 | 1.6439 | 2.7969 | 8.4155 | 0.27766 | 0 | 4.1196 | 0 | 35.9921 | 14.0985 | 50.0906 | 153.3435 | 18.2181 | 171.5616
2019 | Large Office | 8 | 46320.38 | 0 | 19.7865 | 7.3727 | 15.8465 | 2.2603 | 88.0121 | 0 | 11.7279 | 12.5797 | 1.3134 | 0.0079721 | 1.3055 | 1.7127 | 10.1814 | 0.29271 | 0 | 4.4196 | 0 | 33.4447 | 19.7865 | 53.2313 | 151.2995 | 24.2062 | 175.5057
2004 | Medium Office | 0A | 4982.19 | 0.0027877 | 0 | 94.6248 | 30.8192 | 12.5804 | 45.5088 | 0 | 1.8823 | 9.3416 | 0.0083631 | 0.0083631 | 0 | 0 | 0 | 0 | 0 | 3.8766 | 0 | 103.9692 | 0 | 103.9692 | 194.7682 | 3.8766 | 198.6448
2004 | Medium Office | 0B | 4982.19 | 0.42039 | 0 | 75.1427 | 30.8192 | 12.5826 | 45.5088 | 0 | 1.8823 | 9.1303 | 0.0083631 | 0.0083631 | 0 | 0 | 0 | 0 | 0 | 3.9156 | 0 | 84.6933 | 0 | 84.6933 | 175.494 | 3.9156 | 179.4096
2004 | Medium Office | 1A | 4982.19 | 0.096455 | 0 | 59.7422 | 30.8192 | 12.5843 | 45.5088 | 0 | 1.8823 | 8.2444 | 0.0083631 | 0.0083631 | 0 | 0 | 0 | 0 | 0 | 4.0338 | 0 | 68.0831 | 0 | 68.0831 | 158.8854 | 4.0338 | 162.9192
2004 | Medium Office | 1B | 4982.19 | 2.1488 | 0.074711 | 60.4804 | 30.8192 | 12.5681 | 45.5088 | 0 | 1.8823 | 8.5806 | 0.0083631 | 0.0083631 | 0 | 0 | 0 | 0 | 0 | 4.0595 | 0 | 71.2098 | 0.074711 | 71.2845 | 161.997 | 4.1342 | 166.1312
2004 | Medium Office | 2A | 4982.19 | 3.9569 | 0.73595 | 54.3603 | 30.8192 | 12.5636 | 45.5088 | 0 | 1.8823 | 7.2252 | 0.0083631 | 0.0083631 | 0 | 0 | 0 | 0 | 0 | 4.2267 | 0 | 65.5424 | 0.73595 | 66.2783 | 156.3246 | 4.9627 | 161.2873
2004 | Medium Office | 2B | 4982.19 | 4.942 | 0.14106 | 37.8309 | 30.8192 | 12.5731 | 45.5088 | 0 | 1.8823 | 8.4406 | 0.0083631 | 0.0083631 | 0 | 0 | 0 | 0 | 0 | 4.239 | 0 | 51.2135 | 0.14106 | 51.3546 | 142.0047 | 4.38 | 146.3848
2004 | Medium Office | 3A | 4982.19 | 10.4416 | 8.0632 | 29.9645 | 30.8192 | 12.5703 | 45.5088 | 0 | 1.8823 | 5.9077 | 0.0083631 | 0.0083631 | 0 | 0 | 0 | 0 | 0 | 4.5702 | 0 | 46.3139 | 8.0632 | 54.377 | 137.1028 | 12.6333 | 149.7361
2004 | Medium Office | 3B | 4982.19 | 5.6925 | 1.4814 | 25.0598 | 30.8192 | 12.5703 | 45.5088 | 0 | 1.8823 | 7.1003 | 0.0083631 | 0.0083631 | 0 | 0 | 0 | 0 | 0 | 4.4793 | 0 | 37.8526 | 1.4814 | 39.334 | 128.641 | 5.9607 | 134.6017
2004 | Medium Office | 3C | 4982.19 | 5.5046 | 0.063002 | 22.2275 | 30.8192 | 12.5681 | 45.5088 | 0 | 1.8823 | 6.0967 | 0.0083631 | 0.0083631 | 0 | 0 | 0 | 0 | 0 | 4.6031 | 0 | 33.8288 | 0.063002 | 33.8918 | 124.6155 | 4.6661 | 129.2816
2004 | Medium Office | 4A | 4982.19 | 22.5598 | 12.8262 | 21.2317 | 30.8192 | 12.5514 | 45.5088 | 0 | 1.8823 | 5.6886 | 0.0083631 | 0.0083631 | 0 | 0 | 0 | 0 | 0 | 4.8534 | 0 | 49.4801 | 12.8262 | 62.3064 | 140.2496 | 17.6796 | 157.9292
2004 | Medium Office | 4B | 4982.19 | 11.986 | 3.9184 | 19.4387 | 30.8192 | 12.5609 | 45.5088 | 0 | 1.8823 | 7.1265 | 0.0083631 | 0.0083631 | 0 | 0 | 0 | 0 | 0 | 4.7731 | 0 | 38.5512 | 3.9184 | 42.4696 | 129.3307 | 8.6915 | 138.0222
2004 | Medium Office | 4C | 4982.19 | 20.1986 | 5.4305 | 9.3845 | 30.8192 | 12.5369 | 45.5088 | 0 | 1.8823 | 5.2459 | 0.0083631 | 0.0083631 | 0 | 0 | 0 | 0 | 0 | 4.9365 | 0 | 34.8291 | 5.4305 | 40.2595 | 125.584 | 10.3669 | 135.9509
2004 | Medium Office | 5A | 4982.19 | 30.4418 | 22.9267 | 12.4454 | 30.8192 | 12.5553 | 45.5088 | 0 | 1.8823 | 5.4388 | 0.0083631 | 0.0083631 | 0 | 0 | 0 | 0 | 0 | 5.097 | 0 | 48.326 | 22.9267 | 71.2527 | 139.0994 | 28.0237 | 167.1231
2004 | Medium Office | 5B | 4982.19 | 20.0364 | 11.5684 | 14.4777 | 30.8192 | 12.5558 | 45.5088 | 0 | 1.8823 | 6.676 | 0.0083631 | 0.0083631 | 0 | 0 | 0 | 0 | 0 | 5.0279 | 0 | 41.1901 | 11.5684 | 52.7585 | 131.9639 | 16.5969 | 148.5608
2004 | Medium Office | 5C | 4982.19 | 18.5054 | 8.1579 | 6.0839 | 30.8192 | 12.5363 | 45.5088 | 0 | 1.8823 | 4.9348 | 0.0083631 | 0.0083631 | 0 | 0 | 0 | 0 | 0 | 5.077 | 0 | 29.5241 | 8.1579 | 37.682 | 120.279 | 13.2355 | 133.5145
2004 | Medium Office | 6A | 4982.19 | 43.4208 | 34.4901 | 13.3788 | 30.8192 | 12.5497 | 45.5088 | 0 | 1.8823 | 5.9066 | 0.0083631 | 0.0083631 | 0 | 0 | 0 | 0 | 0 | 5.2833 | 0 | 62.7061 | 34.4901 | 97.1962 | 153.4733 | 39.7728 | 193.2461
2004 | Medium Office | 6B | 4982.19 | 33.4949 | 21.7837 | 9.7993 | 30.8192 | 12.5402 | 45.5088 | 0 | 1.8823 | 6.1302 | 0.0083631 | 0.0083631 | 0 | 0 | 0 | 0 | 0 | 5.2336 | 0 | 49.4244 | 21.7837 | 71.2081 | 140.1832 | 27.0179 | 167.2011
2004 | Medium Office | 7 | 4982.19 | 47.9809 | 42.6742 | 11.2952 | 30.8192 | 12.5324 | 45.5088 | 0 | 1.8823 | 6.4301 | 0.0083631 | 0.0083631 | 0 | 0 | 0 | 0 | 0 | 5.5063 | 0 | 65.7063 | 42.6742 | 108.3805 | 156.4573 | 48.1805 | 204.6378
2004 | Medium Office | 8 | 4982.19 | 56.4433 | 64.1005 | 6.2367 | 30.8192 | 12.4638 | 45.5088 | 0 | 1.8823 | 6.4251 | 0.0083631 | 0.0083631 | 0 | 0 | 0 | 0 | 0 | 5.8029 | 0 | 69.105 | 64.1005 | 133.2056 | 159.7875 | 69.9034 | 229.6909
2007 | Medium Office | 0A | 4982.19 | 0.0033452 | 0 | 86.4719 | 30.8192 | 12.5804 | 45.5088 | 0 | 1.8823 | 8.3024 | 0.0083631 | 0.0083631 | 0 | 0 | 0 | 0 | 0 | 3.8766 | 0 | 94.7776 | 0 | 94.7776 | 185.5766 | 3.8766 | 189.4532
2007 | Medium Office | 0B | 4982.19 | 0.39418 | 0 | 70.1995 | 30.8192 | 12.5826 | 45.5088 | 0 | 1.8823 | 8.0353 | 0.0083631 | 0.0083631 | 0 | 0 | 0 | 0 | 0 | 3.9156 | 0 | 78.629 | 0 | 78.629 | 169.4296 | 3.9156 | 173.3452
2007 | Medium Office | 1A | 4982.19 | 0.094782 | 0 | 56.1684 | 30.8192 | 12.5843 | 45.5088 | 0 | 1.8823 | 7.3149 | 0.0083631 | 0.0083631 | 0 | 0 | 0 | 0 | 0 | 4.0338 | 0 | 63.5781 | 0 | 63.5781 | 154.3805 | 4.0338 | 158.4143
2007 | Medium Office | 1B | 4982.19 | 2.0412 | 0.022859 | 56.8614 | 30.8192 | 12.5681 | 45.5088 | 0 | 1.8823 | 7.5341 | 0.0083631 | 0.0083631 | 0 | 0 | 0 | 0 | 0 | 4.0595 | 0 | 66.4366 | 0.022859 | 66.4595 | 157.2234 | 4.0823 | 161.3057
2007 | Medium Office | 2A | 4982.19 | 2.3328 | 0.41927 | 49.6781 | 30.8192 | 12.5636 | 45.5088 | 0 | 1.8823 | 6.1129 | 0.0083631 | 0.0083631 | 0 | 0 | 0 | 0 | 0 | 4.2267 | 0 | 58.1237 | 0.41927 | 58.543 | 148.9065 | 4.646 | 153.5525
2007 | Medium Office | 2B | 4982.19 | 2.7782 | 0.07025 | 35.0487 | 30.8192 | 12.5731 | 45.5088 | 0 | 1.8823 | 7.1248 | 0.0083631 | 0.0083631 | 0 | 0 | 0 | 0 | 0 | 4.2395 | 0 | 44.9518 | 0.07025 | 45.022 | 135.743 | 4.3098 | 140.0528
2007 | Medium Office | 3A | 4982.19 | 8.7462 | 5.2593 | 28.3209 | 30.8192 | 12.5703 | 45.5088 | 0 | 1.8823 | 5.0898 | 0.0083631 | 0.0083631 | 0 | 0 | 0 | 0 | 0 | 4.5691 | 0 | 42.1568 | 5.2593 | 47.4161 | 132.9458 | 9.8283 | 142.7741
2007 | Medium Office | 3B | 4982.19 | 4.5936 | 0.71254 | 24.0512 | 30.8192 | 12.5703 | 45.5088 | 0 | 1.8823 | 6.1408 | 0.0083631 | 0.0083631 | 0 | 0 | 0 | 0 | 0 | 4.4787 | 0 | 34.7856 | 0.71254 | 35.4981 | 125.574 | 5.1913 | 130.7652
2007 | Medium Office | 3C | 4982.19 | 1.9681 | 0.074153 | 19.1304 | 30.8192 | 12.5681 | 45.5088 | 0 | 1.8823 | 4.5551 | 0.0083631 | 0.0083631 | 0 | 0 | 0 | 0 | 0 | 4.6031 | 0 | 25.6536 | 0.074153 | 25.7278 | 116.4403 | 4.6772 | 121.1175
2007 | Medium Office | 4A | 4982.19 | 15.7333 | 8.5951 | 20.6357 | 30.8192 | 12.5514 | 45.5088 | 0 | 1.8823 | 4.8333 | 0.0083631 | 0.0083631 | 0 | 0 | 0 | 0 | 0 | 4.8528 | 0 | 41.2023 | 8.5951 | 49.7974 | 131.9723 | 13.4485 | 145.4208
2007 | Medium Office | 4B | 4982.19 | 7.6327 | 1.6687 | 18.9625 | 30.8192 | 12.5609 | 45.5088 | 0 | 1.8823 | 6.2528 | 0.0083631 | 0.0083631 | 0 | 0 | 0 | 0 | 0 | 4.7731 | 0 | 32.8481 | 1.6687 | 34.5168 | 123.627 | 6.4418 | 130.0689
2007 | Medium Office | 4C | 4982.19 | 13.7752 | 2.9053 | 9.6494 | 30.8192 | 12.5369 | 45.5088 | 0 | 1.8823 | 4.501 | 0.0083631 | 0.0083631 | 0 | 0 | 0 | 0 | 0 | 4.9348 | 0 | 27.9256 | 2.9053 | 30.8309 | 118.6805 | 7.8401 | 126.5207
2007 | Medium Office | 5A | 4982.19 | 23.221 | 16.6777 | 12.33 | 30.8192 | 12.5553 | 45.5088 | 0 | 1.8823 | 4.6098 | 0.0083631 | 0.0083631 | 0 | 0 | 0 | 0 | 0 | 5.0954 | 0 | 40.1608 | 16.6777 | 56.8386 | 130.9347 | 21.7737 | 152.7084
2007 | Medium Office | 5B | 4982.19 | 14.5279 | 6.0571 | 14.4715 | 30.8192 | 12.5558 | 45.5088 | 0 | 1.8823 | 5.8659 | 0.0083631 | 0.0083631 | 0 | 0 | 0 | 0 | 0 | 5.0274 | 0 | 34.8653 | 6.0571 | 40.9224 | 125.6392 | 11.0845 | 136.7237
2007 | Medium Office | 5C | 4982.19 | 12.8575 | 4.4525 | 6.4664 | 30.8192 | 12.5363 | 45.5088 | 0 | 1.8823 | 4.2741 | 0.0083631 | 0.0083631 | 0 | 0 | 0 | 0 | 0 | 5.0764 | 0 | 23.5979 | 4.4525 | 28.0505 | 114.3529 | 9.5289 | 123.8818
2007 | Medium Office | 6A | 4982.19 | 33.8662 | 26.2753 | 13.236 | 30.8192 | 12.5497 | 45.5088 | 0 | 1.8823 | 5.0101 | 0.0083631 | 0.0083631 | 0 | 0 | 0 | 0 | 0 | 5.281 | 0 | 52.1123 | 26.2753 | 78.3875 | 142.88 | 31.5568 | 174.4369
2007 | Medium Office | 6B | 4982.19 | 25.2042 | 14.287 | 9.956 | 30.8192 | 12.5402 | 45.5088 | 0 | 1.8823 | 5.3005 | 0.0083631 | 0.0083631 | 0 | 0 | 0 | 0 | 0 | 5.2325 | 0 | 40.4608 | 14.287 | 54.7478 | 131.2196 | 19.5195 | 150.7392
2007 | Medium Office | 7 | 4982.19 | 35.5165 | 33.1687 | 10.8553 | 30.8192 | 12.5324 | 45.5088 | 0 | 1.8823 | 5.2002 | 0.0083631 | 0.0083631 | 0 | 0 | 0 | 0 | 0 | 5.5046 | 0 | 51.572 | 33.1687 | 84.7407 | 142.3231 | 38.6733 | 180.9964
2007 | Medium Office | 8 | 4982.19 | 50.7931 | 50.385 | 6.4262 | 30.8192 | 12.4638 | 45.5088 | 0 | 1.8823 | 5.3942 | 0.0083631 | 0.0083631 | 0 | 0 | 0 | 0 | 0 | 5.8012 | 0 | 62.6136 | 50.385 | 112.9986 | 153.296 | 56.1862 | 209.4823
2010 | Medium Office | 0A | 4982.19 | 0 | 0 | 66.9803 | 20.6363 | 5.7488 | 42.2438 | 0 | 0.96901 | 7.2536 | 0.0083631 | 0.0083631 | 0 | 0 | 0 | 0 | 0 | 3.7439 | 0 | 74.2339 | 0 | 74.2339 | 143.8396 | 3.7439 | 147.5835
2010 | Medium Office | 0B | 4982.19 | 0.070808 | 0 | 56.4176 | 20.6653 | 5.7471 | 42.2438 | 0 | 0.96901 | 7.0111 | 0.0083631 | 0.0083631 | 0 | 0 | 0 | 0 | 0 | 3.769 | 0 | 63.4995 | 0 | 63.4995 | 133.1331 | 3.769 | 136.9021
2010 | Medium Office | 1A | 4982.19 | 0.007248 | 0 | 44.5994 | 20.7227 | 5.7483 | 42.2438 | 0 | 0.96901 | 6.1798 | 0.0083631 | 0.0083631 | 0 | 0 | 0 | 0 | 0 | 3.9089 | 0 | 50.7865 | 0 | 50.7865 | 120.4786 | 3.9089 | 124.3875
2010 | Medium Office | 1B | 4982.19 | 0.77889 | 0.10928 | 45.4937 | 20.7244 | 5.7393 | 42.2438 | 0 | 0.96901 | 6.56 | 0.0083631 | 0.0083631 | 0 | 0 | 0 | 0 | 0 | 3.9229 | 0 | 52.8326 | 0.10928 | 52.9419 | 122.5175 | 4.0321 | 126.5497
2010 | Medium Office | 2A | 4982.19 | 1.5645 | 0.098685 | 37.561 | 20.7116 | 5.7371 | 42.2438 | 0 | 0.96901 | 5.0887 | 0.0083631 | 0.0083631 | 0 | 0 | 0 | 0 | 0 | 4.1041 | 0 | 44.2142 | 0.098685 | 44.3128 | 113.884 | 4.2022 | 118.0862
2010 | Medium Office | 2B | 4982.19 | 1.008 | 0.3546 | 27.2733 | 20.7534 | 5.7421 | 42.2438 | 0 | 0.96901 | 6.1475 | 0.0083631 | 0.0083631 | 0 | 0 | 0 | 0 | 0 | 4.1158 | 0 | 34.4287 | 0.3546 | 34.7833 | 104.1454 | 4.4704 | 108.6158
2010 | Medium Office | 3A | 4982.19 | 7.466 | 1.972 | 20.9775 | 20.8353 | 5.7404 | 42.2438 | 0 | 0.96956 | 4.1503 | 0.0083631 | 0.0083631 | 0 | 0 | 0 | 0 | 0 | 4.4564 | 0 | 32.5939 | 1.972 | 34.5659 | 102.3908 | 6.4285 | 108.8193
2010 | Medium Office | 3B | 4982.19 | 1.904 | 1.5896 | 18.2784 | 20.7601 | 5.7404 | 42.2438 | 0 | 0.96901 | 5.3011 | 0.0083631 | 0.0083631 | 0 | 0 | 0 | 0 | 0 | 4.3644 | 0 | 25.4836 | 1.5896 | 27.0731 | 95.2047 | 5.954 | 101.1587
2010 | Medium Office | 3C | 4982.19 | 0.83966 | 0.2626 | 12.0758 | 20.7896 | 5.7505 | 42.2438 | 0 | 0.96956 | 3.924 | 0.0083631 | 0.0083631 | 0 | 0 | 0 | 0 | 0 | 4.4899 | 0 | 16.8394 | 0.2626 | 17.102 | 86.6001 | 4.7525 | 91.3526
2010 | Medium Office | 4A | 4982.19 | 8.502 | 6.8349 | 13.9157 | 20.7762 | 5.7527 | 42.2438 | 0 | 0.96956 | 4.1448 | 0.0083631 | 0.0083631 | 0 | 0 | 0 | 0 | 0 | 4.7458 | 0 | 26.5624 | 6.8349 | 33.3973 | 96.312 | 11.5807 | 107.8926
2010 | Medium Office | 4B | 4982.19 | 3.1167 | 2.6383 | 13.6966 | 20.6725 | 5.7382 | 42.2438 | 0 | 0.96901 | 5.5698 | 0.0083631 | 0.0083631 | 0 | 0 | 0 | 0 | 0 | 4.6616 | 0 | 22.3831 | 2.6383 | 25.0213 | 92.015 | 7.2999 | 99.3149
2010 | Medium Office | 4C | 4982.19 | 6.7535 | 3.3185 | 5.0725 | 20.8889 | 5.7522 | 42.2438 | 0 | 0.96956 | 3.8643 | 0.0083631 | 0.0083631 | 0 | 0 | 0 | 0 | 0 | 4.8361 | 0 | 15.6903 | 3.3185 | 19.0088 | 85.5531 | 8.1546 | 93.7077
2010 | Medium Office | 5A | 4982.19 | 13.6626 | 12.7008 | 9.0166 | 20.7584 | 5.7427 | 42.2438 | 0 | 0.96956 | 3.8861 | 0.0083631 | 0.0083631 | 0 | 0 | 0 | 0 | 0 | 4.9989 | 0 | 26.5652 | 12.7008 | 39.266 | 96.288 | 17.6997 | 113.9877
2010 | Medium Office | 5B | 4982.19 | 7.5943 | 6.9169 | 9.8763 | 20.7472 | 5.7494 | 42.2438 | 0 | 0.96956 | 5.0987 | 0.0083631 | 0.0083631 | 0 | 0 | 0 | 0 | 0 | 4.9242 | 0 | 22.5693 | 6.9169 | 29.4861 | 92.2865 | 11.8411 | 104.1276
2010 | Medium Office | 5C | 4982.19 | 6.6392 | 4.5451 | 2.7498 | 20.919 | 5.7488 | 42.2438 | 0 | 0.96956 | 3.8114 | 0.0083631 | 0.0083631 | 0 | 0 | 0 | 0 | 0 | 4.9783 | 0 | 13.2004 | 4.5451 | 17.7454 | 83.0899 | 9.5234 | 92.6132
2010 | Medium Office | 6A | 4982.19 | 20.8699 | 20.0057 | 9.8367 | 20.784 | 5.7466 | 42.2438 | 0 | 0.96956 | 4.1615 | 0.0083631 | 0.0083631 | 0 | 0 | 0 | 0 | 0 | 5.1857 | 0 | 34.8681 | 20.0057 | 54.8738 | 104.6193 | 25.1914 | 129.8107
2010 | Medium Office | 6B | 4982.19 | 14.3985 | 13.0024 | 6.439 | 20.8119 | 5.7393 | 42.2438 | 0 | 0.96956 | 4.4955 | 0.0083631 | 0.0083631 | 0 | 0 | 0 | 0 | 0 | 5.1383 | 0 | 25.333 | 13.0024 | 38.3354 | 95.1054 | 18.1407 | 113.2462
2010 | Medium Office | 7 | 4982.19 | 22.3635 | 25.6558 | 7.6143 | 20.7957 | 5.7494 | 42.2438 | 0 | 0.96956 | 4.2981 | 0.0083631 | 0.0083631 | 0 | 0 | 0 | 0 | 0 | 5.4132 | 0 | 34.276 | 25.6558 | 59.9318 | 104.0423 | 31.069 | 135.1113
2010 | Medium Office | 8 | 4982.19 | 35.4223 | 39.1021 | 3.2683 | 21.5757 | 5.7901 | 42.2438 | 0 | 0.97068 | 4.4843 | 0.0083631 | 0.0083631 | 0 | 0 | 0 | 0 | 0 | 5.7209 | 0 | 43.1749 | 39.1021 | 82.277 | 113.7636 | 44.823 | 158.5866
2013 | Medium Office | 0A | 4982.19 | 0 | 0 | 54.8392 | 18.1798 | 5.7488 | 41.8195 | 0 | 0.95061 | 6.7936 | 0.0083631 | 0.0083631 | 0 | 0 | 0 | 0 | 0 | 3.7439 | 0 | 61.6329 | 0 | 61.6329 | 128.3394 | 3.7439 | 132.0833
2013 | Medium Office | 0B | 4982.19 | 0.028435 | 0 | 50.9805 | 18.2127 | 5.7471 | 41.8195 | 0 | 0.95061 | 6.0672 | 0.0083631 | 0.0083631 | 0 | 0 | 0 | 0 | 0 | 3.769 | 0 | 57.0761 | 0 | 57.0761 | 123.8149 | 3.769 | 127.5839
2013 | Medium Office | 1A | 4982.19 | 0.0011151 | 0 | 36.8273 | 18.2606 | 5.7483 | 41.8195 | 0 | 0.95117 | 5.7332 | 0.0083631 | 0.0083631 | 0 | 0 | 0 | 0.93778 | 0 | 3.9084 | 0 | 43.4994 | 0 | 43.4994 | 110.2862 | 3.9084 | 114.1945
2013 | Medium Office | 1B | 4982.19 | 0.24811 | 0.10259 | 41.3188 | 18.2695 | 5.7393 | 41.8195 | 0 | 0.95117 | 5.6646 | 0.0083631 | 0.0083631 | 0 | 0 | 0 | 0 | 0 | 3.9229 | 0 | 47.2316 | 0.10259 | 47.3342 | 114.0195 | 4.0249 | 118.0444
2013 | Medium Office | 2A | 4982.19 | 0.70808 | 0.050736 | 30.7311 | 18.2606 | 5.7371 | 41.8195 | 0 | 0.95117 | 4.7263 | 0.0083631 | 0.0083631 | 0 | 0 | 0 | 0.61831 | 0 | 4.1035 | 0 | 36.7838 | 0.050736 | 36.8345 | 103.5594 | 4.1542 | 107.7137
2013 | Medium Office | 2B | 4982.19 | 0.43488 | 0.29605 | 25.2182 | 18.2885 | 5.7421 | 41.8195 | 0 | 0.95117 | 5.4923 | 0.0083631 | 0.0083631 | 0 | 0 | 0 | 0 | 0 | 4.1169 | 0 | 31.1454 | 0.29605 | 31.4414 | 97.9539 | 4.4129 | 102.3669
2013 | Medium Office | 3A | 4982.19 | 5.2136 | 1.739 | 18.555 | 18.3626 | 5.7404 | 41.8195 | 0 | 0.95117 | 3.9898 | 0.0083631 | 0.0083631 | 0 | 0 | 0 | 0 | 0 | 4.4559 | 0 | 27.7583 | 1.739 | 29.4973 | 94.6399 | 6.1954 | 100.8353
2013 | Medium Office | 3B | 4982.19 | 1.0549 | 1.4234 | 17.5804 | 18.2857 | 5.7404 | 41.8195 | 0 | 0.95117 | 4.9627 | 0.0083631 | 0.0083631 | 0 | 0 | 0 | 0 | 0 | 4.3639 | 0 | 23.5979 | 1.4234 | 25.0213 | 90.4026 | 5.7873 | 96.1899
2013 | Medium Office | 3C | 4982.19 | 0.27487 | 0.16949 | 11.5294 | 18.3119 | 5.7505 | 41.8195 | 0 | 0.95117 | 3.6012 | 0.0083631 | 0.0083631 | 0 | 0 | 0 | 0 | 0 | 4.4871 | 0 | 15.4054 | 0.16949 | 15.5749 | 82.2469 | 4.6566 | 86.9034
2013 | Medium Office | 4A | 4982.19 | 5.9986 | 6.6158 | 13.0309 | 18.3007 | 5.7527 | 41.8195 | 0 | 0.95117 | 4.1414 | 0.0083631 | 0.0083631 | 0 | 0 | 0 | 0 | 0 | 4.743 | 0 | 23.1709 | 6.6158 | 29.7867 | 90.0034 | 11.3588 | 101.3622
2013 | Medium Office | 4B | 4982.19 | 1.555 | 2.384 | 13.0314 | 18.1965 | 5.7382 | 41.8195 | 0 | 0.95061 | 5.4193 | 0.0083631 | 0.0083631 | 0 | 0 | 0 | 0 | 0 | 4.6588 | 0 | 20.0057 | 2.384 | 22.3898 | 86.7195 | 7.0429 | 93.7623
2013 | Medium Office | 4C | 4982.19 | 4.2278 | 3.1936 | 4.9331 | 18.4095 | 5.7522 | 41.8195 | 0 | 0.95117 | 3.6285 | 0.0083631 | 0.0083631 | 0 | 0 | 0 | 0 | 0 | 4.835 | 0 | 12.7894 | 3.1936 | 15.983 | 79.7296 | 8.0286 | 87.7582
2013 | Medium Office | 5A | 4982.19 | 10.5905 | 12.2286 | 8.4061 | 18.2879 | 5.7427 | 41.8195 | 0 | 0.95117 | 3.8822 | 0.0083631 | 0.0083631 | 0 | 0 | 0 | 0 | 0 | 4.9961 | 0 | 22.8787 | 12.2286 | 35.1073 | 89.6884 | 17.2247 | 106.913
2013 | Medium Office | 5B | 4982.19 | 4.9326 | 6.4307 | 9.6594 | 18.2662 | 5.7494 | 41.8195 | 0 | 0.95117 | 4.9671 | 0.0083631 | 0.0083631 | 0 | 0 | 0 | 0 | 0 | 4.922 | 0 | 19.5591 | 6.4307 | 25.9898 | 86.3531 | 11.3527 | 97.7058
2013 | Medium Office | 5C | 4982.19 | 3.9229 | 4.3243 | 2.8251 | 18.4329 | 5.7488 | 41.8195 | 0 | 0.95117 | 3.6525 | 0.0083631 | 0.0083631 | 0 | 0 | 0 | 0 | 0 | 4.9772 | 0 | 10.4004 | 4.3243 | 14.7247 | 77.3617 | 9.3015 | 86.6631
2013 | Medium Office | 6A | 4982.19 | 16.5545 | 19.219 | 9.1755 | 18.3091 | 5.7466 | 41.8195 | 0 | 0.95117 | 4.0806 | 0.0083631 | 0.0083631 | 0 | 0 | 0 | 0 | 0 | 5.1829 | 0 | 29.8106 | 19.219 | 49.0296 | 96.6448 | 24.4019 | 121.0467
2013 | Medium Office | 6B | 4982.19 | 10.4901 | 12.3323 | 6.2026 | 18.3242 | 5.7393 | 41.8195 | 0 | 0.95117 | 4.4258 | 0.0083631 | 0.0083631 | 0 | 0 | 0 | 0 | 0 | 5.1355 | 0 | 21.1186 | 12.3323 | 33.4508 | 87.9611 | 17.4672 | 105.4283
2013 | Medium Office | 7 | 4982.19 | 17.5068 | 10.2822 | 7.131 | 18.3125 | 5.7494 | 41.8195 | 0 | 0.95117 | 4.2334 | 0.0083631 | 0.0083631 | 0 | 0 | 0 | 1.4769 | 0 | 5.4104 | 0 | 30.3481 | 10.2822 | 40.6303 | 97.1878 | 15.6926 | 112.8804
2013 | Medium Office | 8 | 4982.19 | 26.5412 | 21.3025 | 3.2103 | 18.9631 | 5.7901 | 41.8195 | 0 | 0.95228 | 4.423 | 0.0083631 | 0.0083631 | 0 | 0 | 0 | 1.5109 | 0 | 5.7176 | 0 | 35.6854 | 21.3025 | 56.988 | 103.2182 | 27.0201 | 130.2384
2016 | Medium Office | 0A | 4982.19 | 0 | 0 | 49.8314 | 16.8299 | 2.5418 | 41.8195 | 0 | 0.65567 | 6.4552 | 0.0083631 | 0.0083631 | 0 | 0 | 0 | 0.9573 | 0 | 3.6067 | 0 | 57.2439 | 0 | 57.2439 | 119.0992 | 3.6067 | 122.706
2016 | Medium Office | 0B | 4982.19 | 0.028435 | 0 | 49.1874 | 16.8712 | 2.5959 | 41.8195 | 0 | 0.65567 | 5.8196 | 0.0083631 | 0.0083631 | 0 | 0 | 0 | 0 | 0 | 3.6173 | 0 | 55.0355 | 0 | 55.0355 | 116.9861 | 3.6173 | 120.6035
2016 | Medium Office | 1A | 4982.19 | 0.0011151 | 0 | 35.8784 | 16.8807 | 2.6099 | 41.8195 | 0 | 0.65567 | 5.639 | 0.0083631 | 0.0083631 | 0 | 0 | 0 | 0.93611 | 0 | 3.7746 | 0 | 42.4546 | 0 | 42.4546 | 104.4292 | 3.7746 | 108.2038
2016 | Medium Office | 1B | 4982.19 | 0.26874 | 0.10649 | 40.9202 | 16.8907 | 2.6004 | 41.8195 | 0 | 0.65567 | 5.5849 | 0.0083631 | 0.0083631 | 0 | 0 | 0 | 0 | 0 | 3.793 | 0 | 46.7738 | 0.10649 | 46.8803 | 108.7479 | 3.8994 | 112.6474
2016 | Medium Office | 2A | 4982.19 | 0.6802 | 0.050736 | 30.0119 | 16.8835 | 2.6115 | 41.8195 | 0 | 0.65567 | 4.6566 | 0.0083631 | 0.0083631 | 0 | 0 | 0 | 0.6763 | 0 | 3.9864 | 0 | 36.025 | 0.050736 | 36.0757 | 98.003 | 4.0377 | 102.0407
2016 | Medium Office | 2B | 4982.19 | 0.41704 | 0.30163 | 24.9126 | 16.9102 | 2.6121 | 41.8195 | 0 | 0.65567 | 5.4176 | 0.0083631 | 0.0083631 | 0 | 0 | 0 | 0 | 0 | 3.9998 | 0 | 30.7473 | 0.30163 | 31.0489 | 92.7532 | 4.3014 | 97.0546
2016 | Medium Office | 3A | 4982.19 | 4.7525 | 1.6821 | 18.4011 | 16.9822 | 2.6366 | 41.8195 | 0 | 0.65623 | 3.944 | 0.0083631 | 0.0083631 | 0 | 0 | 0 | 0 | 0 | 4.3566 | 0 | 27.0976 | 1.6821 | 28.7797 | 89.2 | 6.0387 | 95.2387
2016 | Medium Office | 3B | 4982.19 | 0.88816 | 1.4167 | 17.3797 | 16.9063 | 2.5859 | 41.8195 | 0 | 0.65567 | 4.9298 | 0.0083631 | 0.0083631 | 0 | 0 | 0 | 0 | 0 | 4.2596 | 0 | 23.1976 | 1.4167 | 24.6143 | 85.1734 | 5.6763 | 90.8497
2016 | Medium Office | 3C | 4982.19 | 0.24253 | 0.16949 | 11.4714 | 16.9309 | 2.5758 | 41.8195 | 0 | 0.65623 | 3.5995 | 0.0083631 | 0.0083631 | 0 | 0 | 0 | 0 | 0 | 4.3945 | 0 | 15.3134 | 0.16949 | 15.4829 | 77.3042 | 4.5635 | 81.8677
2016 | Medium Office | 4A | 4982.19 | 5.7956 | 6.8093 | 12.557 | 16.9532 | 2.6099 | 41.8195 | 0 | 0.65623 | 3.9401 | 0.0083631 | 0.0083631 | 0 | 0 | 0 | 0 | 0 | 4.6532 | 0 | 22.2927 | 6.8093 | 29.102 | 84.3399 | 11.4625 | 95.8024
2016 | Medium Office | 4B | 4982.19 | 1.4892 | 2.5212 | 12.4382 | 16.8444 | 2.5926 | 41.8195 | 0 | 0.65567 | 5.121 | 0.0083631 | 0.0083631 | 0 | 0 | 0 | 0 | 0 | 4.5668 | 0 | 19.0484 | 2.5212 | 21.5696 | 80.969 | 7.088 | 88.057
2016 | Medium Office | 4C | 4982.19 | 3.9468 | 3.3659 | 4.6856 | 17.0719 | 2.6511 | 41.8195 | 0 | 0.65623 | 3.454 | 0.0083631 | 0.0083631 | 0 | 0 | 0 | 0 | 0 | 4.7436 | 0 | 12.0864 | 3.3659 | 15.4523 | 74.2935 | 8.1094 | 82.403
2016 | Medium Office | 5A | 4982.19 | 9.9845 | 12.3127 | 8.1986 | 16.9275 | 2.6316 | 41.8195 | 0 | 0.65623 | 3.7851 | 0.0083631 | 0.0083631 | 0 | 0 | 0 | 0 | 0 | 4.9064 | 0 | 21.9683 | 12.3127 | 34.281 | 84.0115 | 17.2191 | 101.2306
2016 | Medium Office | 5B | 4982.19 | 4.5311 | 6.5009 | 9.4052 | 16.9035 | 2.6076 | 41.8195 | 0 | 0.65623 | 4.825 | 0.0083631 | 0.0083631 | 0 | 0 | 0 | 0 | 0 | 4.8333 | 0 | 18.7613 | 6.5009 | 25.2622 | 80.7554 | 11.3343 | 92.0897
2016 | Medium Office | 5C | 4982.19 | 3.566 | 4.4224 | 2.7487 | 17.0714 | 2.6572 | 41.8195 | 0 | 0.65623 | 3.5727 | 0.0083631 | 0.0083631 | 0 | 0 | 0 | 0 | 0 | 4.8874 | 0 | 9.8874 | 4.4224 | 14.3099 | 72.1007 | 9.3098 | 81.4105
2016 | Medium Office | 6A | 4982.19 | 14.6639 | 19.0668 | 9.1688 | 16.9331 | 2.6322 | 41.8195 | 0 | 0.65623 | 4.0634 | 0.0083631 | 0.0083631 | 0 | 0 | 0 | 0 | 0 | 5.1021 | 0 | 27.896 | 19.0668 | 46.9628 | 89.9454 | 24.1689 | 114.1143
2016 | Medium Office | 6B | 4982.19 | 8.9881 | 12.1862 | 6.2077 | 16.9481 | 2.66 | 41.8195 | 0 | 0.65623 | 4.452 | 0.0083631 | 0.0083631 | 0 | 0 | 0 | 0 | 0 | 5.0491 | 0 | 19.6478 | 12.1862 | 31.8339 | 81.74 | 17.2353 | 98.9753
2016 | Medium Office | 7 | 4982.19 | 15.5292 | 4.6555 | 7.0724 | 16.9381 | 2.6595 | 41.8195 | 0 | 0.65623 | 4.2178 | 0.0083631 | 0.0083631 | 0 | 0 | 0 | 1.298 | 0 | 5.3307 | 0 | 28.1174 | 4.6555 | 32.7728 | 90.1985 | 9.9861 | 100.1846
2016 | Medium Office | 8 | 4982.19 | 21.4001 | 10.5342 | 3.2298 | 17.5815 | 2.8764 | 41.8195 | 0 | 0.65678 | 4.4007 | 0.0083631 | 0.0083631 | 0 | 0 | 0 | 1.3571 | 0 | 5.6434 | 0 | 30.3877 | 10.5342 | 40.9219 | 93.3302 | 16.1776 | 109.5078
2019 | Medium Office | 0A | 4982.19 | 0 | 0 | 52.6955 | 13.6977 | 2.5418 | 41.8195 | 0 | 0.65232 | 6.5232 | 0.0083631 | 0.0083631 | 0 | 0 | 0 | 0 | 0 | 3.6073 | 0 | 59.2187 | 0 | 59.2187 | 117.9379 | 3.6073 | 121.5452
2019 | Medium Office | 0B | 4982.19 | 0.021744 | 0 | 48.5747 | 13.7144 | 2.5959 | 41.8195 | 0 | 0.65232 | 5.8765 | 0.0083631 | 0.0083631 | 0 | 0 | 0 | 0 | 0 | 3.6173 | 0 | 54.4729 | 0 | 54.4729 | 113.2634 | 3.6173 | 116.8808
2019 | Medium Office | 1A | 4982.19 | 0.00055754 | 0 | 35.6247 | 13.7445 | 2.6099 | 41.8195 | 0 | 0.65232 | 5.4762 | 0.0083631 | 0.0083631 | 0 | 0 | 0 | 0 | 0 | 3.7746 | 0 | 41.1014 | 0 | 41.1014 | 99.9365 | 3.7746 | 103.7111
2019 | Medium Office | 1B | 4982.19 | 0.18901 | 0.13214 | 39.1121 | 13.7495 | 2.6004 | 41.8195 | 0 | 0.65232 | 5.4355 | 0.0083631 | 0.0083631 | 0 | 0 | 0 | 0 | 0 | 3.793 | 0 | 44.7366 | 0.13214 | 44.8687 | 103.5656 | 3.9251 | 107.4907
2019 | Medium Office | 2A | 4982.19 | 0.33341 | 0.1957 | 30.5683 | 13.7217 | 2.6115 | 41.8195 | 0 | 0.65232 | 4.5674 | 0.0083631 | 0.0083631 | 0 | 0 | 0 | 0 | 0 | 3.9859 | 0 | 35.4691 | 0.1957 | 35.6648 | 94.2819 | 4.1816 | 98.4635
2019 | Medium Office | 2B | 4982.19 | 0.1996 | 0.5804 | 24.1499 | 13.7362 | 2.6121 | 41.8195 | 0 | 0.65232 | 5.3836 | 0.0083631 | 0.0083631 | 0 | 0 | 0 | 0 | 0 | 3.9998 | 0 | 29.7331 | 0.5804 | 30.3135 | 88.5616 | 4.5802 | 93.1418
2019 | Medium Office | 3A | 4982.19 | 3.5783 | 2.5519 | 17.7315 | 13.7757 | 2.6366 | 41.8195 | 0 | 0.65232 | 3.7127 | 0.0083631 | 0.0083631 | 0 | 0 | 0 | 0 | 0 | 4.3561 | 0 | 25.0225 | 2.5519 | 27.5743 | 83.915 | 6.9079 | 90.823
2019 | Medium Office | 3B | 4982.19 | 0.55141 | 2.1967 | 17.0201 | 13.744 | 2.5859 | 41.8195 | 0 | 0.65232 | 4.845 | 0.0083631 | 0.0083631 | 0 | 0 | 0 | 0 | 0 | 4.2596 | 0 | 22.4165 | 2.1967 | 24.6132 | 81.2266 | 6.4569 | 87.6834
2019 | Medium Office | 3C | 4982.19 | 0.16336 | 0.38024 | 10.7901 | 13.7713 | 2.5758 | 41.8195 | 0 | 0.65232 | 3.4501 | 0.0083631 | 0.0083631 | 0 | 0 | 0 | 0 | 0 | 4.3945 | 0 | 14.4035 | 0.38024 | 14.7838 | 73.2314 | 4.7748 | 78.0062
2019 | Medium Office | 4A | 4982.19 | 4.704 | 8.7763 | 12.1472 | 13.7874 | 2.6099 | 41.8195 | 0 | 0.65288 | 3.5961 | 0.0083631 | 0.0083631 | 0 | 0 | 0 | 0 | 0 | 4.6527 | 0 | 20.4473 | 8.7763 | 29.2235 | 79.3242 | 13.4289 | 92.7532
2019 | Medium Office | 4B | 4982.19 | 0.88816 | 3.9825 | 12.1856 | 13.7138 | 2.5926 | 41.8195 | 0 | 0.65232 | 5.0151 | 0.0083631 | 0.0083631 | 0 | 0 | 0 | 0 | 0 | 4.5663 | 0 | 18.0889 | 3.9825 | 22.0714 | 76.8749 | 8.5482 | 85.4232
2019 | Medium Office | 4C | 4982.19 | 2.8708 | 5.1205 | 4.5696 | 13.8555 | 2.6511 | 41.8195 | 0 | 0.65288 | 3.1719 | 0.0083631 | 0.0083631 | 0 | 0 | 0 | 0 | 0 | 4.7441 | 0 | 10.6122 | 5.1205 | 15.7327 | 69.599 | 9.8646 | 79.4636
2019 | Medium Office | 5A | 4982.19 | 8.3397 | 14.4955 | 7.8965 | 13.764 | 2.6316 | 41.8195 | 0 | 0.65232 | 3.4322 | 0.0083631 | 0.0083631 | 0 | 0 | 0 | 0 | 0 | 4.9064 | 0 | 19.6684 | 14.4955 | 34.1639 | 78.5437 | 19.4019 | 97.9455
2019 | Medium Office | 5B | 4982.19 | 3.2025 | 8.5387 | 9.2028 | 13.7579 | 2.6076 | 41.8195 | 0 | 0.65232 | 4.5886 | 0.0083631 | 0.0083631 | 0 | 0 | 0 | 0 | 0 | 4.8328 | 0 | 16.9939 | 8.5387 | 25.5326 | 75.839 | 13.3715 | 89.2105
2019 | Medium Office | 5C | 4982.19 | 2.447 | 6.6431 | 2.6221 | 13.8677 | 2.6572 | 41.8195 | 0 | 0.65288 | 3.2298 | 0.0083631 | 0.0083631 | 0 | 0 | 0 | 0 | 0 | 4.8874 | 0 | 8.299 | 6.6431 | 14.9421 | 67.3042 | 11.53 | 78.8341
2019 | Medium Office | 6A | 4982.19 | 12.5263 | 21.2312 | 8.6837 | 13.7808 | 2.6322 | 41.8195 | 0 | 0.65288 | 3.6 | 0.0083631 | 0.0083631 | 0 | 0 | 0 | 0 | 0 | 5.1015 | 0 | 24.81 | 21.2312 | 46.0412 | 83.7032 | 26.3327 | 110.0358
2019 | Medium Office | 6B | 4982.19 | 7.1633 | 14.6321 | 5.9328 | 13.793 | 2.66 | 41.8195 | 0 | 0.65288 | 3.9697 | 0.0083631 | 0.0083631 | 0 | 0 | 0 | 0 | 0 | 5.0485 | 0 | 17.0658 | 14.6321 | 31.6979 | 75.9996 | 19.6807 | 95.6803
2019 | Medium Office | 7 | 4982.19 | 12.7242 | 5.479 | 6.4998 | 13.7992 | 2.6595 | 41.8195 | 0 | 0.65288 | 3.6725 | 0.0083631 | 0.0083631 | 0 | 0 | 0 | 1.1563 | 0 | 5.3307 | 0 | 24.0529 | 5.479 | 29.5319 | 82.9917 | 10.8096 | 93.8013
2019 | Medium Office | 8 | 4982.19 | 17.3479 | 11.55 | 2.912 | 14.2976 | 2.8764 | 41.8195 | 0 | 0.65344 | 3.8019 | 0.0083631 | 0.0083631 | 0 | 0 | 0 | 1.1809 | 0 | 5.6429 | 0 | 25.2427 | 11.55 | 36.7927 | 84.8974 | 17.1929 | 102.0903
2004 | Small Office | 0A | 511.16 | 0 | 0 | 73.7049 | 38.5615 | 13.5313 | 28.6929 | 0 | 0 | 18.1504 | 0 | 0 | 0 | 0 | 0 | 0 | 9.8034 | 0 | 0 | 91.8553 | 0 | 91.8553 | 182.4499 | 0 | 182.4499
2004 | Small Office | 0B | 511.16 | 0 | 0 | 57.5597 | 38.5615 | 13.5367 | 28.6929 | 0 | 0 | 16.3952 | 0 | 0 | 0 | 0 | 0 | 0 | 9.8034 | 0 | 0 | 73.9549 | 0 | 73.9549 | 164.5495 | 0 | 164.5495
2004 | Small Office | 1A | 511.16 | 0 | 0 | 52.5493 | 38.5615 | 13.5367 | 28.6929 | 0 | 0 | 16.4169 | 0 | 0 | 0 | 0 | 0 | 0 | 9.8034 | 0 | 0 | 68.9662 | 0 | 68.9662 | 159.5608 | 0 | 159.5608
2004 | Small Office | 1B | 511.16 | 0.027171 | 0 | 45.8815 | 38.5615 | 13.5204 | 28.6929 | 0 | 0 | 15.2811 | 0 | 0 | 0 | 0 | 0 | 0 | 9.8034 | 0 | 0 | 61.1898 | 0 | 61.1898 | 151.7627 | 0 | 151.7627
2004 | Small Office | 2A | 511.16 | 0.26084 | 0.0054343 | 43.0502 | 38.5615 | 13.515 | 28.6929 | 0 | 0 | 15.9224 | 0 | 0 | 0 | 0 | 0 | 0 | 9.8034 | 0 | 0 | 59.2335 | 0.0054343 | 59.2389 | 149.8063 | 0.0054343 | 149.8118
2004 | Small Office | 2B | 511.16 | 0.24454 | 0.0054343 | 32.1763 | 38.5615 | 13.5259 | 28.6929 | 0 | 0 | 15.9985 | 0 | 0 | 0 | 0 | 0 | 0 | 9.8034 | 0 | 0 | 48.4193 | 0.0054343 | 48.4247 | 139.003 | 0.0054343 | 139.0084
2004 | Small Office | 3A | 511.16 | 4.1083 | 1.0488 | 23.9271 | 38.5615 | 13.5259 | 28.6929 | 0 | 0 | 14.5258 | 0 | 0 | 0 | 0 | 0 | 0 | 9.8034 | 0 | 0 | 42.5611 | 1.0488 | 43.61 | 133.1394 | 1.0488 | 134.1883
2004 | Small Office | 3B | 511.16 | 1.5651 | 0.11955 | 22.2805 | 38.5615 | 13.5204 | 28.6929 | 0 | 0 | 15.3192 | 0 | 0 | 0 | 0 | 0 | 0 | 9.8034 | 0 | 0 | 39.1647 | 0.11955 | 39.2843 | 129.743 | 0.11955 | 129.8626
2004 | Small Office | 3C | 511.16 | 0.14129 | 0 | 16.5202 | 38.5615 | 13.5204 | 28.6929 | 0 | 0 | 11.9065 | 0 | 0 | 0 | 0 | 0 | 0 | 9.8034 | 0 | 0 | 28.5679 | 0 | 28.5679 | 119.1408 | 0 | 119.1408
2004 | Small Office | 4A | 511.16 | 9.1404 | 3.3855 | 15.7865 | 38.5615 | 13.5041 | 28.6929 | 0 | 0 | 12.6238 | 0 | 0 | 0 | 0 | 0 | 0 | 9.8034 | 0 | 0 | 37.5508 | 3.3855 | 40.9363 | 128.1127 | 3.3855 | 131.4983
2004 | Small Office | 4B | 511.16 | 3.8909 | 0.69559 | 18.0852 | 38.5615 | 13.515 | 28.6929 | 0 | 0 | 15.8409 | 0 | 0 | 0 | 0 | 0 | 0 | 9.8034 | 0 | 0 | 37.817 | 0.69559 | 38.5126 | 128.3899 | 0.69559 | 129.0855
2004 | Small Office | 4C | 511.16 | 5.4397 | 0.70102 | 6.9287 | 38.5615 | 13.4878 | 28.6929 | 0 | 0 | 12.2434 | 0 | 0 | 0 | 0 | 0 | 0 | 9.8034 | 0 | 0 | 24.6118 | 0.70102 | 25.3128 | 115.1575 | 0.70102 | 115.8585
2004 | Small Office | 5A | 511.16 | 16.0909 | 13.928 | 9.0154 | 38.5615 | 13.5096 | 28.6929 | 0 | 0 | 12.4608 | 0 | 0 | 0 | 0 | 0 | 0 | 9.8034 | 0 | 0 | 37.5671 | 13.928 | 51.4951 | 128.1345 | 13.928 | 142.0625
2004 | Small Office | 5B | 511.16 | 9.7056 | 7.5862 | 12.238 | 38.5615 | 13.5096 | 28.6929 | 0 | 0 | 14.9551 | 0 | 0 | 0 | 0 | 0 | 0 | 9.8034 | 0 | 0 | 36.8986 | 7.5862 | 44.4849 | 127.4661 | 7.5862 | 135.0523
2004 | Small Office | 5C | 511.16 | 6.8254 | 1.3966 | 4.4615 | 38.5615 | 13.4878 | 28.6929 | 0 | 0 | 11.1891 | 0 | 0 | 0 | 0 | 0 | 0 | 9.8034 | 0 | 0 | 22.4761 | 1.3966 | 23.8727 | 113.0218 | 1.3966 | 114.4184
2004 | Small Office | 6A | 511.16 | 18.2156 | 39.6429 | 9.2545 | 38.5615 | 13.4987 | 28.6929 | 0 | 0 | 14.303 | 0 | 0 | 0 | 0 | 0 | 0 | 9.8034 | 0 | 0 | 41.7732 | 39.6429 | 81.4161 | 132.3297 | 39.6429 | 171.9727
2004 | Small Office | 6B | 511.16 | 11.9336 | 25.1389 | 7.4341 | 38.5615 | 13.4933 | 28.6929 | 0 | 0 | 14.2812 | 0 | 0 | 0 | 0 | 0 | 0 | 9.8034 | 0 | 0 | 33.649 | 25.1389 | 58.7879 | 124.1946 | 25.1389 | 149.3335
2004 | Small Office | 7 | 511.16 | 16.2974 | 63.8635 | 7.4667 | 38.5615 | 13.4824 | 28.6929 | 0 | 0 | 15.2159 | 0 | 0 | 0 | 0 | 0 | 0 | 9.8143 | 0 | 0 | 38.98 | 63.8635 | 102.8434 | 129.5311 | 63.8635 | 193.3945
2004 | Small Office | 8 | 511.16 | 12.852 | 93.9204 | 4.8419 | 38.5615 | 13.4063 | 28.6929 | 0 | 0 | 15.3301 | 0 | 0 | 0 | 0 | 0 | 0 | 9.8414 | 0 | 0 | 33.024 | 93.9204 | 126.9444 | 123.5317 | 93.9204 | 217.452
2007 | Small Office | 0A | 511.16 | 0 | 0 | 57.1739 | 38.5615 | 13.5313 | 28.6929 | 0 | 0 | 18.1667 | 0 | 0 | 0 | 0 | 0 | 0 | 9.8034 | 0 | 0 | 75.3406 | 0 | 75.3406 | 165.9352 | 0 | 165.9352
2007 | Small Office | 0B | 511.16 | 0 | 0 | 45.2837 | 38.5615 | 13.5367 | 28.6929 | 0 | 0 | 16.3897 | 0 | 0 | 0 | 0 | 0 | 0 | 9.8034 | 0 | 0 | 61.6734 | 0 | 61.6734 | 152.268 | 0 | 152.268
2007 | Small Office | 1A | 511.16 | 0 | 0 | 41.3928 | 38.5615 | 13.5367 | 28.6929 | 0 | 0 | 16.4549 | 0 | 0 | 0 | 0 | 0 | 0 | 9.8034 | 0 | 0 | 57.8477 | 0 | 57.8477 | 148.4423 | 0 | 148.4423
2007 | Small Office | 1B | 511.16 | 0.016303 | 0 | 36.2628 | 38.5615 | 13.5204 | 28.6929 | 0 | 0 | 15.2757 | 0 | 0 | 0 | 0 | 0 | 0 | 9.8034 | 0 | 0 | 51.5549 | 0 | 51.5549 | 142.1331 | 0 | 142.1331
2007 | Small Office | 2A | 511.16 | 0.20107 | 0 | 33.5348 | 38.5615 | 13.515 | 28.6929 | 0 | 0 | 15.6507 | 0 | 0 | 0 | 0 | 0 | 0 | 9.8034 | 0 | 0 | 49.3866 | 0 | 49.3866 | 139.9594 | 0 | 139.9594
2007 | Small Office | 2B | 511.16 | 0.18476 | 0 | 25.503 | 38.5615 | 13.5259 | 28.6929 | 0 | 0 | 15.6344 | 0 | 0 | 0 | 0 | 0 | 0 | 9.8034 | 0 | 0 | 41.3221 | 0 | 41.3221 | 131.9059 | 0 | 131.9059
2007 | Small Office | 3A | 511.16 | 2.7769 | 0.71189 | 18.683 | 38.5615 | 13.5259 | 28.6929 | 0 | 0 | 13.6237 | 0 | 0 | 0 | 0 | 0 | 0 | 9.8034 | 0 | 0 | 35.0836 | 0.71189 | 35.7955 | 125.6619 | 0.71189 | 126.3738
2007 | Small Office | 3B | 511.16 | 0.98904 | 0.054343 | 17.694 | 38.5615 | 13.5204 | 28.6929 | 0 | 0 | 14.2378 | 0 | 0 | 0 | 0 | 0 | 0 | 9.8034 | 0 | 0 | 32.9208 | 0.054343 | 32.9751 | 123.5045 | 0.054343 | 123.5588
2007 | Small Office | 3C | 511.16 | 0.10325 | 0 | 13.5041 | 38.5615 | 13.5204 | 28.6929 | 0 | 0 | 11.7652 | 0 | 0 | 0 | 0 | 0 | 0 | 9.8034 | 0 | 0 | 25.3726 | 0 | 25.3726 | 115.9509 | 0 | 115.9509
2007 | Small Office | 4A | 511.16 | 6.8798 | 2.8041 | 12.7433 | 38.5615 | 13.5041 | 28.6929 | 0 | 0 | 12.3847 | 0 | 0 | 0 | 0 | 0 | 0 | 9.8034 | 0 | 0 | 32.0078 | 2.8041 | 34.8119 | 122.5698 | 2.8041 | 125.3739
2007 | Small Office | 4B | 511.16 | 2.891 | 0.42931 | 14.9388 | 38.5615 | 13.515 | 28.6929 | 0 | 0 | 15.58 | 0 | 0 | 0 | 0 | 0 | 0 | 9.8034 | 0 | 0 | 33.4098 | 0.42931 | 33.8392 | 123.9773 | 0.42931 | 124.4066
2007 | Small Office | 4C | 511.16 | 3.8692 | 0.48365 | 6.1679 | 38.5615 | 13.4878 | 28.6929 | 0 | 0 | 12.1619 | 0 | 0 | 0 | 0 | 0 | 0 | 9.8034 | 0 | 0 | 22.199 | 0.48365 | 22.6826 | 112.7447 | 0.48365 | 113.2283
2007 | Small Office | 5A | 511.16 | 11.2054 | 9.3687 | 7.6188 | 38.5615 | 13.5096 | 28.6929 | 0 | 0 | 11.7489 | 0 | 0 | 0 | 0 | 0 | 0 | 9.8034 | 0 | 0 | 30.5732 | 9.3687 | 39.9418 | 121.1352 | 9.3687 | 130.5038
2007 | Small Office | 5B | 511.16 | 6.2385 | 4.4181 | 10.2599 | 38.5615 | 13.5096 | 28.6929 | 0 | 0 | 14.1182 | 0 | 0 | 0 | 0 | 0 | 0 | 9.8034 | 0 | 0 | 30.6166 | 4.4181 | 35.0347 | 121.1786 | 4.4181 | 125.5967
2007 | Small Office | 5C | 511.16 | 3.929 | 0.5869 | 4.4941 | 38.5615 | 13.4878 | 28.6929 | 0 | 0 | 10.95 | 0 | 0 | 0 | 0 | 0 | 0 | 9.8034 | 0 | 0 | 19.3731 | 0.5869 | 19.96 | 109.9134 | 0.5869 | 110.5003
2007 | Small Office | 6A | 511.16 | 12.1401 | 29.2907 | 8.472 | 38.5615 | 13.4987 | 28.6929 | 0 | 0 | 13.2487 | 0 | 0 | 0 | 0 | 0 | 0 | 9.8034 | 0 | 0 | 33.8609 | 29.2907 | 63.1516 | 124.4174 | 29.2907 | 153.7081
2007 | Small Office | 6B | 511.16 | 7.5102 | 16.3789 | 7.1787 | 38.5615 | 13.4933 | 28.6929 | 0 | 0 | 13.9552 | 0 | 0 | 0 | 0 | 0 | 0 | 9.8034 | 0 | 0 | 28.644 | 16.3789 | 45.0229 | 119.1951 | 16.3789 | 135.574
2007 | Small Office | 7 | 511.16 | 10.537 | 43.3763 | 7.0374 | 38.5615 | 13.4824 | 28.6929 | 0 | 0 | 13.6183 | 0 | 0 | 0 | 0 | 0 | 0 | 9.8143 | 0 | 0 | 31.1927 | 43.3763 | 74.569 | 121.7438 | 43.3763 | 165.1201
2007 | Small Office | 8 | 511.16 | 9.5371 | 70.2705 | 4.505 | 38.5615 | 13.4063 | 28.6929 | 0 | 0 | 14.178 | 0 | 0 | 0 | 0 | 0 | 0 | 9.8414 | 0 | 0 | 28.2201 | 70.2705 | 98.4906 | 118.7223 | 70.2705 | 188.9928
2010 | Small Office | 0A | 511.16 | 0 | 0 | 52.9895 | 28.0788 | 6.4776 | 26.7311 | 0 | 0 | 16.4876 | 0 | 0 | 0 | 0 | 0 | 0 | 9.7871 | 0 | 0 | 69.4771 | 0 | 69.4771 | 140.5518 | 0 | 140.5518
2010 | Small Office | 0B | 511.16 | 0 | 0 | 41.8873 | 28.144 | 6.4776 | 26.7311 | 0 | 0 | 14.9931 | 0 | 0 | 0 | 0 | 0 | 0 | 9.7871 | 0 | 0 | 56.8804 | 0 | 56.8804 | 128.0204 | 0 | 128.0204
2010 | Small Office | 1A | 511.16 | 0 | 0 | 37.8496 | 28.3397 | 6.4776 | 26.7311 | 0 | 0 | 14.9388 | 0 | 0 | 0 | 0 | 0 | 0 | 9.7871 | 0 | 0 | 52.7884 | 0 | 52.7884 | 124.124 | 0 | 124.124
2010 | Small Office | 1B | 511.16 | 0.032606 | 0 | 33.3501 | 28.2962 | 6.4668 | 26.7311 | 0 | 0 | 13.9878 | 0 | 0 | 0 | 0 | 0 | 0 | 9.7871 | 0 | 0 | 47.3705 | 0 | 47.3705 | 118.6517 | 0 | 118.6517
2010 | Small Office | 2A | 511.16 | 0.21737 | 0 | 30.3775 | 28.3342 | 6.4668 | 26.7311 | 0 | 0 | 14.2323 | 0 | 0 | 0 | 0 | 0 | 0 | 9.7871 | 0 | 0 | 44.8272 | 0 | 44.8272 | 116.1411 | 0 | 116.1411
2010 | Small Office | 2B | 511.16 | 0.21737 | 0 | 23.0739 | 28.4647 | 6.4722 | 26.7311 | 0 | 0 | 14.3247 | 0 | 0 | 0 | 0 | 0 | 0 | 9.7871 | 0 | 0 | 37.616 | 0 | 37.616 | 109.0711 | 0 | 109.0711
2010 | Small Office | 3A | 511.16 | 2.9345 | 0.73906 | 16.4658 | 28.4158 | 6.4668 | 26.7311 | 0 | 0 | 12.3032 | 0 | 0 | 0 | 0 | 0 | 0 | 9.7871 | 0 | 0 | 31.7035 | 0.73906 | 32.4425 | 103.1043 | 0.73906 | 103.8433
2010 | Small Office | 3B | 511.16 | 1.114 | 0.07608 | 15.6942 | 28.4429 | 6.4668 | 26.7311 | 0 | 0 | 12.9933 | 0 | 0 | 0 | 0 | 0 | 0 | 9.7871 | 0 | 0 | 29.8015 | 0.07608 | 29.8776 | 101.2349 | 0.07608 | 101.311
2010 | Small Office | 3C | 511.16 | 0.13042 | 0 | 11.2054 | 28.4484 | 6.4776 | 26.7311 | 0 | 0 | 10.5859 | 0 | 0 | 0 | 0 | 0 | 0 | 9.7871 | 0 | 0 | 21.9218 | 0 | 21.9218 | 93.3715 | 0 | 93.3715
2010 | Small Office | 4A | 511.16 | 6.445 | 1.8368 | 10.9663 | 28.1712 | 6.4831 | 26.7311 | 0 | 0 | 11.0261 | 0 | 0 | 0 | 0 | 0 | 0 | 9.7871 | 0 | 0 | 28.4375 | 1.8368 | 30.2743 | 99.6046 | 1.8368 | 101.4414
2010 | Small Office | 4B | 511.16 | 2.728 | 0.26084 | 13.1564 | 28.1603 | 6.4668 | 26.7311 | 0 | 0 | 14.0639 | 0 | 0 | 0 | 0 | 0 | 0 | 9.7871 | 0 | 0 | 29.9482 | 0.26084 | 30.2091 | 101.099 | 0.26084 | 101.3599
2010 | Small Office | 4C | 511.16 | 3.8746 | 0.35866 | 5.2115 | 28.3234 | 6.4831 | 26.7311 | 0 | 0 | 11.0533 | 0 | 0 | 0 | 0 | 0 | 0 | 9.7871 | 0 | 0 | 20.1394 | 0.35866 | 20.498 | 91.4586 | 0.35866 | 91.8173
2010 | Small Office | 5A | 511.16 | 10.4827 | 7.771 | 6.4016 | 28.1984 | 6.4722 | 26.7311 | 0 | 0 | 10.3305 | 0 | 0 | 0 | 0 | 0 | 0 | 9.7871 | 0 | 0 | 27.2148 | 7.771 | 34.9858 | 98.4091 | 7.771 | 106.1801
2010 | Small Office | 5B | 511.16 | 6.2548 | 3.8094 | 8.847 | 28.1767 | 6.4776 | 26.7311 | 0 | 0 | 12.6455 | 0 | 0 | 0 | 0 | 0 | 0 | 9.7871 | 0 | 0 | 27.7473 | 3.8094 | 31.5568 | 98.9199 | 3.8094 | 102.7293
2010 | Small Office | 5C | 511.16 | 4.5322 | 0.6032 | 3.5757 | 28.269 | 6.4776 | 26.7311 | 0 | 0 | 9.9284 | 0 | 0 | 0 | 0 | 0 | 0 | 9.7871 | 0 | 0 | 18.0363 | 0.6032 | 18.6395 | 89.2958 | 0.6032 | 89.899
2010 | Small Office | 6A | 511.16 | 11.3359 | 22.0903 | 7.2384 | 28.2038 | 6.4776 | 26.7311 | 0 | 0 | 11.5913 | 0 | 0 | 0 | 0 | 0 | 0 | 9.7871 | 0 | 0 | 30.1656 | 22.0903 | 52.2559 | 101.3653 | 22.0903 | 123.4556
2010 | Small Office | 6B | 511.16 | 7.4721 | 12.7053 | 6.2114 | 28.2256 | 6.4668 | 26.7311 | 0 | 0 | 12.5042 | 0 | 0 | 0 | 0 | 0 | 0 | 9.7871 | 0 | 0 | 26.1877 | 12.7053 | 38.893 | 97.3983 | 12.7053 | 110.1036
2010 | Small Office | 7 | 511.16 | 10.1566 | 34.3771 | 5.9723 | 28.1549 | 6.4776 | 26.7311 | 0 | 0 | 11.9934 | 0 | 0 | 0 | 0 | 0 | 0 | 9.7871 | 0 | 0 | 28.1223 | 34.3771 | 62.4995 | 99.2785 | 34.3771 | 133.6557
2010 | Small Office | 8 | 511.16 | 9.3578 | 60.016 | 3.804 | 28.4755 | 6.5211 | 26.7311 | 0 | 0 | 12.7488 | 0 | 0 | 0 | 0 | 0 | 0 | 9.7871 | 0 | 0 | 25.9106 | 60.016 | 85.9266 | 97.4255 | 60.016 | 157.4415
2013 | Small Office | 0A | 511.16 | 0 | 0 | 38.2355 | 23.7858 | 6.4776 | 26.2421 | 0 | 0 | 10.8196 | 0 | 0 | 0 | 0 | 0 | 0 | 9.7871 | 0 | 0 | 49.0551 | 0 | 49.0551 | 115.3477 | 0 | 115.3477
2013 | Small Office | 0B | 511.16 | 0 | 0 | 36.2737 | 23.8727 | 6.4776 | 26.2421 | 0 | 0 | 12.7651 | 0 | 0 | 0 | 0 | 0 | 0 | 9.7871 | 0 | 0 | 49.0388 | 0 | 49.0388 | 115.4183 | 0 | 115.4183
2013 | Small Office | 1A | 511.16 | 0 | 0 | 27.7636 | 24.177 | 6.4776 | 26.2421 | 0 | 0 | 10.3414 | 0 | 0 | 0 | 0 | 0 | 0 | 9.7871 | 0 | 0 | 38.1051 | 0 | 38.1051 | 104.7889 | 0 | 104.7889
2013 | Small Office | 1B | 511.16 | 0.010869 | 0 | 28.9592 | 24.1118 | 6.4668 | 26.2421 | 0 | 0 | 11.9065 | 0 | 0 | 0 | 0 | 0 | 0 | 9.7871 | 0 | 0 | 40.8765 | 0 | 40.8765 | 107.4788 | 0 | 107.4788
2013 | Small Office | 2A | 511.16 | 0.11955 | 0 | 22.9109 | 24.1662 | 6.4668 | 26.2421 | 0 | 0 | 10.6838 | 0 | 0 | 0 | 0 | 0 | 0 | 9.7871 | 0 | 0 | 33.7142 | 0 | 33.7142 | 100.3708 | 0 | 100.3708
2013 | Small Office | 2B | 511.16 | 0.14673 | 0 | 20.1883 | 24.3672 | 6.4722 | 26.2421 | 0 | 0 | 12.564 | 0 | 0 | 0 | 0 | 0 | 0 | 9.7871 | 0 | 0 | 32.899 | 0 | 32.899 | 99.7731 | 0 | 99.7731
2013 | Small Office | 3A | 511.16 | 2.5921 | 0.67928 | 12.6238 | 24.2585 | 6.4668 | 26.2421 | 0 | 0 | 10.1838 | 0 | 0 | 0 | 0 | 0 | 0 | 9.7871 | 0 | 0 | 25.3997 | 0.67928 | 26.079 | 92.1597 | 0.67928 | 92.8389
2013 | Small Office | 3B | 511.16 | 0.9673 | 0.065211 | 14.0313 | 24.2966 | 6.4668 | 26.2421 | 0 | 0 | 11.9554 | 0 | 0 | 0 | 0 | 0 | 0 | 9.7871 | 0 | 0 | 26.9539 | 0.065211 | 27.0192 | 93.7465 | 0.065211 | 93.8117
2013 | Small Office | 3C | 511.16 | 0.10325 | 0 | 9.3143 | 24.2585 | 6.4776 | 26.2421 | 0 | 0 | 9.3904 | 0 | 0 | 0 | 0 | 0 | 0 | 9.7871 | 0 | 0 | 18.808 | 0 | 18.808 | 85.5733 | 0 | 85.5733
2013 | Small Office | 4A | 511.16 | 4.8691 | 1.2988 | 9.5045 | 23.8238 | 6.4831 | 26.2421 | 0 | 0 | 9.5643 | 0 | 0 | 0 | 0 | 0 | 0 | 9.7871 | 0 | 0 | 23.9379 | 1.2988 | 25.2367 | 90.274 | 1.2988 | 91.5728
2013 | Small Office | 4B | 511.16 | 1.8313 | 0.10325 | 11.2163 | 23.7966 | 6.4668 | 26.2421 | 0 | 0 | 11.988 | 0 | 0 | 0 | 0 | 0 | 0 | 9.7871 | 0 | 0 | 25.0356 | 0.10325 | 25.1389 | 91.3282 | 0.10325 | 91.4315
2013 | Small Office | 4C | 511.16 | 2.6139 | 0.19563 | 5.0267 | 24.0683 | 6.4831 | 26.2421 | 0 | 0 | 10.1077 | 0 | 0 | 0 | 0 | 0 | 0 | 9.7871 | 0 | 0 | 17.7483 | 0.19563 | 17.9439 | 84.3289 | 0.19563 | 84.5245
2013 | Small Office | 5A | 511.16 | 8.7546 | 6.2385 | 5.8581 | 23.8727 | 6.4722 | 26.2421 | 0 | 0 | 9.4067 | 0 | 0 | 0 | 0 | 0 | 0 | 9.7871 | 0 | 0 | 24.0194 | 6.2385 | 30.258 | 90.3881 | 6.2385 | 96.6266
2013 | Small Office | 5B | 511.16 | 4.6735 | 2.7389 | 7.8525 | 23.8129 | 6.4776 | 26.2421 | 0 | 0 | 11.3848 | 0 | 0 | 0 | 0 | 0 | 0 | 9.7871 | 0 | 0 | 23.9108 | 2.7389 | 26.6496 | 90.2359 | 2.7389 | 92.9748
2013 | Small Office | 5C | 511.16 | 3.3258 | 0.33692 | 3.6627 | 23.976 | 6.4776 | 26.2421 | 0 | 0 | 9.4013 | 0 | 0 | 0 | 0 | 0 | 0 | 9.7871 | 0 | 0 | 16.3897 | 0.33692 | 16.7267 | 82.8779 | 0.33692 | 83.2149
2013 | Small Office | 6A | 511.16 | 10.4338 | 20.4872 | 5.9614 | 23.8727 | 6.4776 | 26.2421 | 0 | 0 | 10.3577 | 0 | 0 | 0 | 0 | 0 | 0 | 9.7871 | 0 | 0 | 26.7529 | 20.4872 | 47.24 | 93.1324 | 20.4872 | 113.6196
2013 | Small Office | 6B | 511.16 | 6.7765 | 11.6511 | 4.9995 | 23.9053 | 6.4668 | 26.2421 | 0 | 0 | 11.2 | 0 | 0 | 0 | 0 | 0 | 0 | 9.7871 | 0 | 0 | 22.9761 | 11.6511 | 34.6271 | 89.3828 | 11.6511 | 101.0338
2013 | Small Office | 7 | 511.16 | 9.1078 | 31.0242 | 4.8963 | 23.8129 | 6.4776 | 26.2421 | 0 | 0 | 10.537 | 0 | 0 | 0 | 0 | 0 | 0 | 9.7871 | 0 | 0 | 24.5411 | 31.0242 | 55.5653 | 90.8609 | 31.0242 | 121.8851
2013 | Small Office | 8 | 511.16 | 8.4068 | 54.5002 | 3.4399 | 24.2912 | 6.5211 | 26.2421 | 0 | 0 | 11.6456 | 0 | 0 | 0 | 0 | 0 | 0 | 9.7871 | 0 | 0 | 23.4923 | 54.5002 | 77.9925 | 90.3392 | 54.5002 | 144.8394
2016 | Small Office | 0A | 511.16 | 0 | 0 | 36.4911 | 17.3733 | 3.0215 | 26.2421 | 0 | 0 | 10.3686 | 0 | 0 | 0 | 0 | 0 | 0 | 9.7871 | 0 | 0 | 46.8596 | 0 | 46.8596 | 103.2836 | 0 | 103.2836
2016 | Small Office | 0B | 511.16 | 0 | 0 | 34.3174 | 17.4277 | 3.0758 | 26.2421 | 0 | 0 | 12.1945 | 0 | 0 | 0 | 0 | 0 | 0 | 9.7871 | 0 | 0 | 46.5119 | 0 | 46.5119 | 103.0445 | 0 | 103.0445
2016 | Small Office | 1A | 511.16 | 0 | 0 | 26.6985 | 17.5092 | 3.0921 | 26.2421 | 0 | 0 | 10.2164 | 0 | 0 | 0 | 0 | 0 | 0 | 9.7871 | 0 | 0 | 36.9149 | 0 | 36.9149 | 93.54 | 0 | 93.54
2016 | Small Office | 1B | 511.16 | 0.021737 | 0 | 27.7202 | 17.4494 | 3.0812 | 26.2421 | 0 | 0 | 11.7054 | 0 | 0 | 0 | 0 | 0 | 0 | 9.7871 | 0 | 0 | 39.4473 | 0 | 39.4473 | 96.0017 | 0 | 96.0017
2016 | Small Office | 2A | 511.16 | 0.13586 | 0 | 21.8729 | 17.4983 | 3.0921 | 26.2421 | 0 | 0 | 10.5262 | 0 | 0 | 0 | 0 | 0 | 0 | 9.7871 | 0 | 0 | 32.5349 | 0 | 32.5349 | 89.1491 | 0 | 89.1491
2016 | Small Office | 2B | 511.16 | 0.17933 | 0 | 19.1449 | 17.6722 | 3.0921 | 26.2421 | 0 | 0 | 12.3358 | 0 | 0 | 0 | 0 | 0 | 0 | 9.7871 | 0 | 0 | 31.66 | 0 | 31.66 | 88.4535 | 0 | 88.4535
2016 | Small Office | 3A | 511.16 | 2.7932 | 0.75536 | 11.9119 | 17.5744 | 3.1138 | 26.2421 | 0 | 0 | 10.0262 | 0 | 0 | 0 | 0 | 0 | 0 | 9.7871 | 0 | 0 | 24.7313 | 0.75536 | 25.4867 | 81.4487 | 0.75536 | 82.2041
2016 | Small Office | 3B | 511.16 | 1.0597 | 0.081514 | 13.2596 | 17.607 | 3.0649 | 26.2421 | 0 | 0 | 11.7326 | 0 | 0 | 0 | 0 | 0 | 0 | 9.7871 | 0 | 0 | 26.0519 | 0.081514 | 26.1334 | 82.753 | 0.081514 | 82.8345
2016 | Small Office | 3C | 511.16 | 0.14129 | 0 | 8.5535 | 17.5853 | 3.0595 | 26.2421 | 0 | 0 | 9.2545 | 0 | 0 | 0 | 0 | 0 | 0 | 9.7871 | 0 | 0 | 17.9494 | 0 | 17.9494 | 74.6179 | 0 | 74.6179
2016 | Small Office | 4A | 511.16 | 5.418 | 1.5596 | 8.6079 | 17.319 | 3.0921 | 26.2421 | 0 | 0 | 9.2056 | 0 | 0 | 0 | 0 | 0 | 0 | 9.7871 | 0 | 0 | 23.2315 | 1.5596 | 24.7911 | 79.6717 | 1.5596 | 81.2314
2016 | Small Office | 4B | 511.16 | 2.152 | 0.17933 | 9.9719 | 17.3027 | 3.0704 | 26.2421 | 0 | 0 | 11.5152 | 0 | 0 | 0 | 0 | 0 | 0 | 9.7871 | 0 | 0 | 23.639 | 0.17933 | 23.8184 | 80.0467 | 0.17933 | 80.226
2016 | Small Office | 4C | 511.16 | 3.0975 | 0.28802 | 4.2116 | 17.5364 | 3.1356 | 26.2421 | 0 | 0 | 9.6132 | 0 | 0 | 0 | 0 | 0 | 0 | 9.7871 | 0 | 0 | 16.9223 | 0.28802 | 17.2103 | 73.6234 | 0.28802 | 73.9114
2016 | Small Office | 5A | 511.16 | 9.2056 | 6.7004 | 5.2658 | 17.319 | 3.1138 | 26.2421 | 0 | 0 | 9.1893 | 0 | 0 | 0 | 0 | 0 | 0 | 9.7871 | 0 | 0 | 23.6608 | 6.7004 | 30.3612 | 80.1173 | 6.7004 | 86.8178
2016 | Small Office | 5B | 511.16 | 5.1245 | 3.0215 | 7.0971 | 17.2484 | 3.0867 | 26.2421 | 0 | 0 | 11.0913 | 0 | 0 | 0 | 0 | 0 | 0 | 9.7871 | 0 | 0 | 23.313 | 3.0215 | 26.3344 | 79.6826 | 3.0215 | 82.704
2016 | Small Office | 5C | 511.16 | 3.804 | 0.46735 | 3.103 | 17.4005 | 3.141 | 26.2421 | 0 | 0 | 9.1187 | 0 | 0 | 0 | 0 | 0 | 0 | 9.7871 | 0 | 0 | 16.0256 | 0.46735 | 16.493 | 72.5963 | 0.46735 | 73.0637
2016 | Small Office | 6A | 511.16 | 10.5859 | 20.3567 | 5.5647 | 17.2592 | 3.1138 | 26.2421 | 0 | 0 | 10.2218 | 0 | 0 | 0 | 0 | 0 | 0 | 9.7871 | 0 | 0 | 26.3725 | 20.3567 | 46.7292 | 82.7693 | 20.3567 | 103.126
2016 | Small Office | 6B | 511.16 | 6.9722 | 11.5858 | 4.6572 | 17.2864 | 3.141 | 26.2421 | 0 | 0 | 11.0479 | 0 | 0 | 0 | 0 | 0 | 0 | 9.7871 | 0 | 0 | 22.6772 | 11.5858 | 34.263 | 79.1337 | 11.5858 | 90.7196
2016 | Small Office | 7 | 511.16 | 9.298 | 30.921 | 4.5376 | 17.1994 | 3.141 | 26.2421 | 0 | 0 | 10.412 | 0 | 0 | 0 | 0 | 0 | 0 | 9.7871 | 0 | 0 | 24.2477 | 30.921 | 55.1686 | 80.6119 | 30.921 | 111.5328
2016 | Small Office | 8 | 511.16 | 8.2438 | 52.0765 | 3.228 | 17.6179 | 3.3638 | 26.2421 | 0 | 0 | 11.3576 | 0 | 0 | 0 | 0 | 0 | 0 | 9.7871 | 0 | 0 | 22.8293 | 52.0765 | 74.9059 | 79.8456 | 52.0765 | 131.9222
2019 | Small Office | 0A | 511.16 | 0 | 0 | 35.5238 | 13.8845 | 3.0215 | 26.2421 | 0 | 0 | 9.8088 | 0 | 0 | 0 | 0 | 0 | 0 | 9.7871 | 0 | 0 | 45.3326 | 0 | 45.3326 | 98.2678 | 0 | 98.2678
2019 | Small Office | 0B | 511.16 | 0 | 0 | 33.3066 | 13.9498 | 3.0758 | 26.2421 | 0 | 0 | 11.5804 | 0 | 0 | 0 | 0 | 0 | 0 | 9.7871 | 0 | 0 | 44.887 | 0 | 44.887 | 97.9417 | 0 | 97.9417
2019 | Small Office | 1A | 511.16 | 0 | 0 | 25.4378 | 14.1345 | 3.0921 | 26.2421 | 0 | 0 | 9.3632 | 0 | 0 | 0 | 0 | 0 | 0 | 9.7871 | 0 | 0 | 34.801 | 0 | 34.801 | 88.0568 | 0 | 88.0568
2019 | Small Office | 1B | 511.16 | 0.021737 | 0 | 26.3344 | 14.0965 | 3.0812 | 26.2421 | 0 | 0 | 10.7598 | 0 | 0 | 0 | 0 | 0 | 0 | 9.7871 | 0 | 0 | 37.116 | 0 | 37.116 | 90.3229 | 0 | 90.3229
2019 | Small Office | 2A | 511.16 | 0.13042 | 0 | 21.0578 | 14.053 | 3.0921 | 26.2421 | 0 | 0 | 9.6839 | 0 | 0 | 0 | 0 | 0 | 0 | 9.7871 | 0 | 0 | 30.872 | 0 | 30.872 | 84.0463 | 0 | 84.0463
2019 | Small Office | 2B | 511.16 | 0.16846 | 0 | 18.3189 | 14.1889 | 3.0921 | 26.2421 | 0 | 0 | 11.3793 | 0 | 0 | 0 | 0 | 0 | 0 | 9.7871 | 0 | 0 | 29.8667 | 0 | 29.8667 | 83.1768 | 0 | 83.1768
2019 | Small Office | 3A | 511.16 | 2.8476 | 0.80427 | 11.325 | 14.1182 | 3.1138 | 26.2421 | 0 | 0 | 9.2274 | 0 | 0 | 0 | 0 | 0 | 0 | 9.7871 | 0 | 0 | 23.3999 | 0.80427 | 24.2042 | 76.6557 | 0.80427 | 77.46
2019 | Small Office | 3B | 511.16 | 1.0977 | 0.092382 | 12.5803 | 14.1454 | 3.0649 | 26.2421 | 0 | 0 | 10.8414 | 0 | 0 | 0 | 0 | 0 | 0 | 9.7871 | 0 | 0 | 24.5194 | 0.092382 | 24.6118 | 77.7589 | 0.092382 | 77.8512
2019 | Small Office | 3C | 511.16 | 0.15216 | 0 | 7.9123 | 14.1236 | 3.0595 | 26.2421 | 0 | 0 | 8.4394 | 0 | 0 | 0 | 0 | 0 | 0 | 9.7871 | 0 | 0 | 16.5039 | 0 | 16.5039 | 69.7107 | 0 | 69.7107
2019 | Small Office | 4A | 511.16 | 5.5593 | 1.6738 | 8.1731 | 13.9606 | 3.0921 | 26.2421 | 0 | 0 | 8.4611 | 0 | 0 | 0 | 0 | 0 | 0 | 9.7871 | 0 | 0 | 22.1935 | 1.6738 | 23.8673 | 75.27 | 1.6738 | 76.9437
2019 | Small Office | 4B | 511.16 | 2.2335 | 0.21194 | 9.4013 | 13.9389 | 3.0704 | 26.2421 | 0 | 0 | 10.5968 | 0 | 0 | 0 | 0 | 0 | 0 | 9.7871 | 0 | 0 | 22.2316 | 0.21194 | 22.4435 | 75.2754 | 0.21194 | 75.4873
2019 | Small Office | 4C | 511.16 | 3.2877 | 0.33692 | 3.8583 | 14.1128 | 3.1356 | 26.2421 | 0 | 0 | 8.7872 | 0 | 0 | 0 | 0 | 0 | 0 | 9.7871 | 0 | 0 | 15.9333 | 0.33692 | 16.2702 | 69.2053 | 0.33692 | 69.5423
2019 | Small Office | 5A | 511.16 | 9.2491 | 7.0808 | 4.9289 | 13.9443 | 3.1138 | 26.2421 | 0 | 0 | 8.4177 | 0 | 0 | 0 | 0 | 0 | 0 | 9.7871 | 0 | 0 | 22.5957 | 7.0808 | 29.6765 | 75.6775 | 7.0808 | 82.7584
2019 | Small Office | 5B | 511.16 | 5.2278 | 3.2062 | 6.6407 | 13.9226 | 3.0867 | 26.2421 | 0 | 0 | 10.1512 | 0 | 0 | 0 | 0 | 0 | 0 | 9.7871 | 0 | 0 | 22.0196 | 3.2062 | 25.2258 | 75.0526 | 3.2062 | 78.2588
2019 | Small Office | 5C | 511.16 | 4.0051 | 0.5706 | 2.8095 | 14.0204 | 3.141 | 26.2421 | 0 | 0 | 8.309 | 0 | 0 | 0 | 0 | 0 | 0 | 9.7871 | 0 | 0 | 15.1236 | 0.5706 | 15.6942 | 68.3196 | 0.5706 | 68.8901
2019 | Small Office | 6A | 511.16 | 10.7001 | 20.9545 | 5.081 | 13.9552 | 3.1138 | 26.2421 | 0 | 0 | 9.2763 | 0 | 0 | 0 | 0 | 0 | 0 | 9.7871 | 0 | 0 | 25.0574 | 20.9545 | 46.0119 | 78.1556 | 20.9545 | 99.1101
2019 | Small Office | 6B | 511.16 | 7.2058 | 12.1184 | 4.1735 | 13.9769 | 3.141 | 26.2421 | 0 | 0 | 9.9719 | 0 | 0 | 0 | 0 | 0 | 0 | 9.7871 | 0 | 0 | 21.3512 | 12.1184 | 33.4696 | 74.4929 | 12.1184 | 86.6113
2019 | Small Office | 7 | 511.16 | 9.3252 | 31.7741 | 3.9181 | 13.9661 | 3.141 | 26.2421 | 0 | 0 | 9.1187 | 0 | 0 | 0 | 0 | 0 | 0 | 9.7871 | 0 | 0 | 22.362 | 31.7741 | 54.1361 | 75.4982 | 31.7741 | 107.2723
2019 | Small Office | 8 | 511.16 | 8.1949 | 52.7287 | 2.6791 | 14.3193 | 3.3638 | 26.2421 | 0 | 0 | 10.048 | 0 | 0 | 0 | 0 | 0 | 0 | 9.7871 | 0 | 0 | 20.9219 | 52.7287 | 73.6506 | 74.6287 | 52.7287 | 127.3574
2004 | Outpatient Healthcare | 0A | 3804.01 | 17.0266 | 37.8606 | 204.2121 | 44.6371 | 16.5958 | 135.355 | 13.7552 | 0 | 47.5573 | 0.32787 | 0.016609 | 0.31126 | 0 | 0 | 0 | 0 | 17.5925 | 0 | 269.1073 | 37.8606 | 306.9679 | 465.7125 | 69.2091 | 534.9216
2004 | Outpatient Healthcare | 0B | 3804.01 | 30.2196 | 36.0102 | 180.4163 | 44.6371 | 16.5987 | 135.355 | 13.7552 | 0 | 45.9778 | 0.27164 | 0.016609 | 0.25503 | 0 | 0.037972 | 0 | 0 | 17.5925 | 0 | 256.9067 | 36.0102 | 292.917 | 453.5148 | 67.3587 | 520.8736
2004 | Outpatient Healthcare | 1A | 3804.01 | 21.3817 | 34.8704 | 151.0489 | 44.6371 | 16.6009 | 135.355 | 13.7552 | 0 | 43.8959 | 0.31838 | 0.016609 | 0.30177 | 0 | 0 | 0 | 0 | 17.5925 | 0 | 216.6283 | 34.8704 | 251.4987 | 413.2379 | 66.2189 | 479.4568
2004 | Outpatient Healthcare | 1B | 3804.01 | 32.5848 | 29.0089 | 155.2098 | 44.6371 | 16.5797 | 135.355 | 13.7552 | 0 | 44.05 | 0.1884 | 0.016609 | 0.17179 | 0 | 0.030669 | 0 | 0 | 17.5925 | 0 | 232.047 | 29.0089 | 261.0558 | 428.6354 | 60.3574 | 488.9928
2004 | Outpatient Healthcare | 2A | 3804.01 | 36.1205 | 31.4726 | 141.9891 | 44.6371 | 16.5746 | 135.355 | 13.7552 | 0 | 43.1153 | 0.20081 | 0.016609 | 0.1842 | 0 | 0.89379 | 0 | 0 | 17.5925 | 0 | 222.3029 | 31.4726 | 253.7755 | 418.8855 | 62.8204 | 481.7059
2004 | Outpatient Healthcare | 2B | 3804.01 | 46.9797 | 21.0801 | 102.6242 | 44.6371 | 16.5863 | 135.355 | 13.7552 | 0 | 45.2271 | 0.15554 | 0.016609 | 0.13893 | 0 | 14.6782 | 0 | 0 | 17.5925 | 0 | 209.6481 | 21.0801 | 230.7282 | 406.2438 | 52.4286 | 458.6724
2004 | Outpatient Healthcare | 3A | 3804.01 | 49.4763 | 40.347 | 97.8624 | 44.6371 | 16.5834 | 135.355 | 13.7552 | 0 | 40.9867 | 0.30231 | 0.016609 | 0.2857 | 0 | 7.9996 | 0 | 0 | 17.8094 | 0 | 196.6107 | 40.347 | 236.9577 | 393.202 | 71.9117 | 465.1137
2004 | Outpatient Healthcare | 3B | 3804.01 | 47.6142 | 25.4381 | 78.6692 | 44.6371 | 16.5826 | 135.355 | 13.7552 | 0 | 43.4381 | 0.20738 | 0.016609 | 0.19077 | 0 | 17.7839 | 0 | 0 | 17.7189 | 0 | 187.6961 | 25.4381 | 213.1342 | 384.2875 | 56.9129 | 441.2004
2004 | Outpatient Healthcare | 3C | 3804.01 | 44.5714 | 27.7412 | 79.0255 | 44.6371 | 16.5797 | 135.355 | 13.7552 | 0 | 42.2639 | 0.1811 | 0.016609 | 0.16449 | 0 | 2.3929 | 0 | 0 | 17.6407 | 0 | 168.4182 | 27.7412 | 196.1594 | 365.0066 | 59.1379 | 424.1445
2004 | Outpatient Healthcare | 4A | 3804.01 | 64.5613 | 55.8533 | 79.4797 | 44.6371 | 16.5578 | 135.355 | 13.7552 | 0 | 40.3704 | 0.40235 | 0.016609 | 0.38574 | 0 | 12.4569 | 0 | 0 | 18.1373 | 0 | 197.254 | 55.8533 | 253.1074 | 393.8205 | 87.7459 | 481.5664
2004 | Outpatient Healthcare | 4B | 3804.01 | 55.137 | 34.5228 | 59.7892 | 44.6371 | 16.5702 | 135.355 | 13.7552 | 0 | 45.3695 | 0.26872 | 0.016609 | 0.25211 | 0 | 24.8349 | 0 | 0 | 18.0197 | 0 | 185.3828 | 34.5228 | 219.9056 | 381.9624 | 66.2977 | 448.2602
2004 | Outpatient Healthcare | 4C | 3804.01 | 62.513 | 46.4218 | 44.0946 | 44.6371 | 16.5388 | 135.355 | 13.7552 | 0 | 40.7662 | 0.33955 | 0.016609 | 0.32295 | 0 | 3.3065 | 0 | 0 | 18.203 | 0 | 151.0031 | 46.4218 | 197.4249 | 347.5499 | 78.38 | 425.9299
2004 | Outpatient Healthcare | 5A | 3804.01 | 69.8415 | 73.1173 | 46.8263 | 44.6371 | 16.5629 | 135.355 | 13.7552 | 0 | 40.0433 | 0.44909 | 0.016609 | 0.43248 | 0 | 15.7772 | 0 | 0 | 18.5396 | 0 | 172.9208 | 73.1173 | 246.0381 | 369.4924 | 105.4129 | 474.9053
2004 | Outpatient Healthcare | 5B | 3804.01 | 61.5571 | 44.3509 | 46.0267 | 44.6371 | 16.5637 | 135.355 | 13.7552 | 0 | 44.3815 | 0.31984 | 0.016609 | 0.30323 | 0 | 23.9338 | 0 | 0 | 18.3907 | 0 | 176.2024 | 44.3509 | 220.5533 | 372.7748 | 76.4968 | 449.2715
2004 | Outpatient Healthcare | 5C | 3804.01 | 58.618 | 36.8281 | 31.1499 | 44.6371 | 16.5374 | 135.355 | 13.7552 | 0 | 40.5632 | 0.28187 | 0.016609 | 0.26526 | 0 | 1.1538 | 0 | 0 | 18.4871 | 0 | 131.75 | 36.8281 | 168.5781 | 328.2968 | 69.0704 | 397.3672
2004 | Outpatient Healthcare | 6A | 3804.01 | 81.2629 | 111.1035 | 48.3481 | 44.6371 | 16.5556 | 135.355 | 13.7552 | 0 | 42.3208 | 0.59221 | 0.016609 | 0.5756 | 0 | 25.3636 | 0 | 0 | 18.9289 | 0 | 197.8711 | 111.1035 | 308.9746 | 394.4339 | 143.7876 | 538.2215
2004 | Outpatient Healthcare | 6B | 3804.01 | 76.545 | 88.5644 | 38.3353 | 44.6371 | 16.5432 | 135.355 | 13.7552 | 0 | 44.4655 | 0.51481 | 0.016609 | 0.4982 | 0 | 31.2521 | 0 | 0 | 18.8295 | 0 | 191.096 | 88.5644 | 279.6605 | 387.6479 | 121.1499 | 508.7979
2004 | Outpatient Healthcare | 7 | 3804.01 | 87.7999 | 134.7715 | 40.3887 | 44.6371 | 16.533 | 135.355 | 13.7552 | 0 | 43.2877 | 0.6645 | 0.016609 | 0.64789 | 0 | 33.0185 | 0 | 0 | 19.4225 | 0 | 205.1426 | 134.7715 | 339.9141 | 401.6843 | 167.9492 | 569.6335
2004 | Outpatient Healthcare | 8 | 3804.01 | 98.3925 | 181.8279 | 24.8919 | 44.6371 | 16.4424 | 135.355 | 13.7552 | 0 | 43.9529 | 0.81639 | 0.016609 | 0.79978 | 0 | 43.2322 | 0 | 0 | 20.0717 | 0 | 211.2692 | 181.8279 | 393.0971 | 407.7203 | 215.6555 | 623.3758
2007 | Outpatient Healthcare | 0A | 3804.01 | 15.8247 | 38.8851 | 189.4054 | 44.6371 | 16.5958 | 135.355 | 13.7552 | 0 | 42.6582 | 0.33736 | 0.016609 | 0.32075 | 0 | 0 | 0 | 0 | 17.5925 | 0 | 248.209 | 38.8851 | 287.0942 | 444.8142 | 70.2336 | 515.0479
2007 | Outpatient Healthcare | 0B | 3804.01 | 27.528 | 36.3505 | 169.1658 | 44.6371 | 16.5987 | 135.355 | 13.7552 | 0 | 41.6038 | 0.27895 | 0.016609 | 0.26234 | 0 | 0.028479 | 0 | 0 | 17.5925 | 0 | 238.5883 | 36.3505 | 274.9389 | 435.1957 | 67.699 | 502.8948
2007 | Outpatient Healthcare | 1A | 3804.01 | 18.885 | 34.4994 | 140.6907 | 44.6371 | 16.6009 | 135.355 | 13.7552 | 0 | 40.2631 | 0.31692 | 0.016609 | 0.30031 | 0 | 0 | 0 | 0 | 17.5925 | 0 | 200.1391 | 34.4994 | 234.6385 | 396.7487 | 65.8479 | 462.5966
2007 | Outpatient Healthcare | 1B | 3804.01 | 29.4397 | 28.9906 | 145.4605 | 44.6371 | 16.5797 | 135.355 | 13.7552 | 0 | 40.0586 | 0.18621 | 0.016609 | 0.1696 | 0 | 0.021176 | 0 | 0 | 17.5925 | 0 | 215.1496 | 28.9906 | 244.1402 | 411.7373 | 60.3391 | 472.0764
2007 | Outpatient Healthcare | 2A | 3804.01 | 29.4733 | 33.047 | 130.5362 | 44.6371 | 16.5746 | 135.355 | 13.7552 | 0 | 38.7208 | 0.21176 | 0.016609 | 0.19516 | 0 | 0.6959 | 0 | 0 | 17.5925 | 0 | 199.6214 | 33.047 | 232.6684 | 396.2054 | 64.3948 | 460.6002
2007 | Outpatient Healthcare | 2B | 3804.01 | 39.2685 | 28.5459 | 97.1519 | 44.6371 | 16.5863 | 135.355 | 13.7552 | 0 | 40.6829 | 0.17963 | 0.016609 | 0.16303 | 0 | 12.4423 | 0 | 0 | 17.5925 | 0 | 189.7086 | 28.5459 | 218.2545 | 386.3036 | 59.8937 | 446.1973
2007 | Outpatient Healthcare | 3A | 3804.01 | 41.4694 | 37.5401 | 92.0016 | 44.6371 | 16.5834 | 135.355 | 13.7552 | 0 | 37.0143 | 0.27968 | 0.016609 | 0.26307 | 0 | 6.472 | 0 | 0 | 17.8094 | 0 | 177.2203 | 37.5401 | 214.7604 | 373.8124 | 69.1047 | 442.9171
2007 | Outpatient Healthcare | 3B | 3804.01 | 39.4233 | 32.0305 | 75.4416 | 44.6371 | 16.5826 | 135.355 | 13.7552 | 0 | 39.2481 | 0.2417 | 0.016609 | 0.2251 | 0 | 14.6972 | 0 | 0 | 17.7189 | 0 | 169.0353 | 32.0305 | 201.0658 | 365.6259 | 63.5054 | 429.1312
2007 | Outpatient Healthcare | 3C | 3804.01 | 33.0857 | 33.6188 | 70.6703 | 44.6371 | 16.5797 | 135.355 | 13.7552 | 0 | 36.7098 | 0.24609 | 0.016609 | 0.22948 | 0 | 1.9358 | 0 | 0 | 17.6407 | 0 | 142.6311 | 33.6188 | 176.2499 | 339.221 | 65.0155 | 404.2364
2007 | Outpatient Healthcare | 4A | 3804.01 | 50.9192 | 44.0515 | 75.4211 | 44.6371 | 16.5578 | 135.355 | 13.7552 | 0 | 36.5214 | 0.32641 | 0.016609 | 0.3098 | 0 | 9.8449 | 0 | 0 | 18.1373 | 0 | 173.0164 | 44.0515 | 217.0679 | 369.5829 | 75.9447 | 445.5277
2007 | Outpatient Healthcare | 4B | 3804.01 | 43.3307 | 27.1439 | 56.3382 | 44.6371 | 16.5702 | 135.355 | 13.7552 | 0 | 40.9458 | 0.22272 | 0.016609 | 0.20611 | 0 | 21.1487 | 0 | 0 | 18.0197 | 0 | 161.9696 | 27.1439 | 189.1135 | 358.5485 | 58.9188 | 417.4674
2007 | Outpatient Healthcare | 4C | 3804.01 | 47.179 | 32.2569 | 41.7469 | 44.6371 | 16.5388 | 135.355 | 13.7552 | 0 | 36.5404 | 0.24243 | 0.016609 | 0.22583 | 0 | 1.4838 | 0 | 0 | 18.203 | 0 | 127.1759 | 32.2569 | 159.4328 | 323.7234 | 64.2151 | 387.9386
2007 | Outpatient Healthcare | 5A | 3804.01 | 57.5672 | 53.3231 | 45.6054 | 44.6371 | 16.5629 | 135.355 | 13.7552 | 0 | 36.2702 | 0.36365 | 0.016609 | 0.34704 | 0 | 12.657 | 0 | 0 | 18.5411 | 0 | 152.4468 | 53.3231 | 205.7699 | 349.0184 | 85.6194 | 434.6378
2007 | Outpatient Healthcare | 5B | 3804.01 | 50.9864 | 37.3838 | 45.8281 | 44.6371 | 16.5637 | 135.355 | 13.7552 | 0 | 40.5033 | 0.2899 | 0.016609 | 0.27329 | 0 | 20.5478 | 0 | 0 | 18.3907 | 0 | 158.1389 | 37.3838 | 195.5227 | 354.7119 | 69.5297 | 424.2416
2007 | Outpatient Healthcare | 5C | 3804.01 | 47.1235 | 43.4943 | 33.2507 | 44.6371 | 16.5374 | 135.355 | 13.7552 | 0 | 36.6119 | 0.33225 | 0.016609 | 0.31564 | 0 | 0.9011 | 0 | 0 | 18.4871 | 0 | 118.2029 | 43.4943 | 161.6972 | 314.7483 | 75.7373 | 390.4856
2007 | Outpatient Healthcare | 6A | 3804.01 | 66.1831 | 93.7381 | 47.6559 | 44.6371 | 16.5556 | 135.355 | 13.7552 | 0 | 38.3681 | 0.53525 | 0.016609 | 0.51865 | 0 | 21.2261 | 0 | 0 | 18.9274 | 0 | 173.9519 | 93.7381 | 267.6899 | 370.5154 | 126.4207 | 496.9361
2007 | Outpatient Healthcare | 6B | 3804.01 | 62.892 | 77.5899 | 38.8559 | 44.6371 | 16.5432 | 135.355 | 13.7552 | 0 | 40.5194 | 0.48049 | 0.016609 | 0.46388 | 0 | 26.6838 | 0 | 0 | 18.8295 | 0 | 169.415 | 77.5899 | 247.0049 | 365.9669 | 110.1754 | 476.1423
2007 | Outpatient Healthcare | 7 | 3804.01 | 71.9789 | 111.6899 | 39.8812 | 44.6371 | 16.533 | 135.355 | 13.7552 | 0 | 38.9793 | 0.58272 | 0.016609 | 0.56611 | 0 | 27.7814 | 0 | 0 | 19.421 | 0 | 179.1868 | 111.6899 | 290.8767 | 375.7292 | 144.8661 | 520.5954
2007 | Outpatient Healthcare | 8 | 3804.01 | 90.7018 | 149.8879 | 25.7579 | 44.6371 | 16.4424 | 135.355 | 13.7552 | 0 | 39.4211 | 0.70759 | 0.016609 | 0.69098 | 0 | 36.1161 | 0 | 0 | 20.0709 | 0 | 192.6879 | 149.8879 | 342.5758 | 389.1391 | 183.7148 | 572.8538
2010 | Outpatient Healthcare | 0A | 3804.01 | 7.8565 | 27.6244 | 164.6355 | 39.5051 | 8.2048 | 133.9047 | 13.7552 | 0 | 33.8824 | 0.23732 | 0.016609 | 0.22071 | 0 | 0 | 0 | 0 | 17.3048 | 0 | 206.595 | 27.6244 | 234.2194 | 388.2263 | 58.6851 | 446.9114
2010 | Outpatient Healthcare | 0B | 3804.01 | 12.776 | 26.9117 | 144.7814 | 39.5109 | 8.2033 | 133.9047 | 13.7552 | 0 | 31.883 | 0.21688 | 0.016609 | 0.20027 | 0 | 0.070832 | 0 | 0 | 17.3048 | 0 | 189.7115 | 26.9117 | 216.6232 | 371.3472 | 57.9717 | 429.3189
2010 | Outpatient Healthcare | 1A | 3804.01 | 10.2881 | 27.666 | 117.4952 | 39.5131 | 8.2048 | 133.9047 | 13.7552 | 0 | 31.3456 | 0.25412 | 0.016609 | 0.23751 | 0 | 0 | 2.206 | 0 | 17.3048 | 0 | 161.5724 | 27.666 | 189.2384 | 343.2117 | 58.7268 | 401.9384
2010 | Outpatient Healthcare | 1B | 3804.01 | 12.159 | 24.5684 | 123.732 | 39.516 | 8.1924 | 133.9047 | 13.7552 | 0 | 30.9191 | 0.1716 | 0.016609 | 0.15499 | 0 | 0.13436 | 0 | 0 | 17.3048 | 0 | 167.0994 | 24.5684 | 191.6678 | 348.7292 | 55.6284 | 404.3577
2010 | Outpatient Healthcare | 2A | 3804.01 | 18.8719 | 26.3216 | 103.8823 | 39.5153 | 8.1895 | 133.9047 | 13.7552 | 0 | 29.5821 | 0.20154 | 0.016609 | 0.18493 | 0 | 1.44 | 1.7927 | 0 | 17.3048 | 0 | 155.754 | 26.3216 | 182.0756 | 337.3808 | 57.3824 | 394.7632
2010 | Outpatient Healthcare | 2B | 3804.01 | 19.9278 | 20.2936 | 78.1704 | 39.5219 | 8.196 | 133.9047 | 13.7552 | 0 | 31.3251 | 0.1643 | 0.016609 | 0.14769 | 0 | 21.3788 | 0 | 0 | 17.3151 | 0 | 150.9498 | 20.2936 | 171.2435 | 332.5905 | 51.3639 | 383.9545
2010 | Outpatient Healthcare | 3A | 3804.01 | 30.0421 | 30.7855 | 66.9338 | 39.5226 | 8.1946 | 133.9047 | 13.7552 | 0 | 28.1728 | 0.24389 | 0.016609 | 0.22729 | 0 | 8.7459 | 1.429 | 0 | 17.5546 | 0 | 135.5509 | 30.7855 | 166.3364 | 317.1887 | 62.096 | 379.2847
2010 | Outpatient Healthcare | 3B | 3804.01 | 18.168 | 21.8811 | 58.9247 | 39.5153 | 8.1938 | 133.9047 | 13.7552 | 0 | 30.4277 | 0.17598 | 0.016609 | 0.15938 | 0 | 20.0497 | 0 | 0 | 17.464 | 0 | 127.7294 | 21.8811 | 149.6106 | 309.3592 | 53.1011 | 362.4603
2010 | Outpatient Healthcare | 3C | 3804.01 | 12.9082 | 24.1908 | 51.9474 | 39.5168 | 8.207 | 133.9047 | 13.7552 | 0 | 29.4587 | 0.20519 | 0.016609 | 0.18858 | 0 | 3.1969 | 0 | 0 | 17.3903 | 0 | 97.6997 | 24.1908 | 121.8906 | 279.3456 | 55.3363 | 334.6819
2010 | Outpatient Healthcare | 4A | 3804.01 | 22.6391 | 37.9665 | 48.6672 | 39.5095 | 8.2084 | 133.9047 | 13.7552 | 0 | 29.0074 | 0.29063 | 0.016609 | 0.27402 | 0 | 12.286 | 1.5598 | 0 | 17.8919 | 0 | 114.4335 | 37.9665 | 152.4 | 296.0743 | 69.6144 | 365.6887
2010 | Outpatient Healthcare | 4B | 3804.01 | 19.5233 | 24.0317 | 43.6075 | 39.5058 | 8.1909 | 133.9047 | 13.7552 | 0 | 32.6571 | 0.18621 | 0.016609 | 0.1696 | 0 | 26.8941 | 0 | 0 | 17.7729 | 0 | 122.8515 | 24.0317 | 146.8832 | 304.4704 | 55.5605 | 360.0309
2010 | Outpatient Healthcare | 4C | 3804.01 | 15.4398 | 36.7149 | 28.6985 | 39.5182 | 8.2063 | 133.9047 | 13.7552 | 0 | 29.2549 | 0.27675 | 0.016609 | 0.26015 | 0 | 2.723 | 0 | 0 | 17.9876 | 0 | 76.3765 | 36.7149 | 113.0914 | 258.023 | 68.4585 | 326.4815
2010 | Outpatient Healthcare | 5A | 3804.01 | 25.7134 | 47.4426 | 34.2263 | 39.5117 | 8.196 | 133.9047 | 13.7552 | 0 | 28.7482 | 0.33371 | 0.016609 | 0.3171 | 0 | 15.1229 | 1.4758 | 0 | 18.333 | 0 | 105.6037 | 47.4426 | 153.0463 | 287.2334 | 79.5308 | 366.7643
2010 | Outpatient Healthcare | 5B | 3804.01 | 23.9937 | 34.273 | 34.6257 | 39.5073 | 8.2041 | 133.9047 | 13.7552 | 0 | 32.1466 | 0.24024 | 0.016609 | 0.22363 | 0 | 26.686 | 0 | 0 | 18.184 | 0 | 117.6757 | 34.273 | 151.9488 | 299.3092 | 66.213 | 365.5222
2010 | Outpatient Healthcare | 5C | 3804.01 | 14.4818 | 39.1152 | 21.2298 | 39.5197 | 8.2026 | 133.9047 | 13.7552 | 0 | 29.7186 | 0.29939 | 0.016609 | 0.28278 | 0 | 1.8387 | 0 | 0 | 18.2979 | 0 | 67.5517 | 39.1152 | 106.6669 | 249.1954 | 71.169 | 320.3644
2010 | Outpatient Healthcare | 6A | 3804.01 | 33.3157 | 77.7914 | 36.2666 | 39.5109 | 8.2004 | 133.9047 | 13.7552 | 0 | 30.6489 | 0.53671 | 0.016609 | 0.52011 | 0 | 25.7484 | 1.5488 | 0 | 18.7346 | 0 | 128.0485 | 77.7914 | 205.84 | 309.6812 | 110.282 | 419.9633
2010 | Outpatient Healthcare | 6B | 3804.01 | 30.8111 | 69.1587 | 28.4137 | 39.5146 | 8.1902 | 133.9047 | 13.7552 | 0 | 32.5212 | 0.5097 | 0.016609 | 0.49309 | 0 | 34.0262 | 0 | 0 | 18.6324 | 0 | 126.2653 | 69.1587 | 195.4241 | 307.8922 | 101.5464 | 409.4385
2010 | Outpatient Healthcare | 7 | 3804.01 | 37.1472 | 95.1883 | 30.1064 | 39.5109 | 8.2026 | 133.9047 | 13.7552 | 0 | 31.266 | 0.60682 | 0.016609 | 0.59021 | 0 | 33.1025 | 1.5678 | 0 | 19.2166 | 0 | 133.7801 | 95.1883 | 228.9684 | 315.415 | 128.1601 | 443.575
2010 | Outpatient Healthcare | 8 | 3804.01 | 48.5475 | 145.5065 | 17.5874 | 39.5438 | 8.2501 | 133.9047 | 13.7552 | 0 | 31.3697 | 0.77477 | 0.016609 | 0.75816 | 0 | 41.4862 | 0 | 0 | 19.8854 | 0 | 139.7489 | 145.5065 | 285.2555 | 321.4634 | 179.1472 | 500.6106
2013 | Outpatient Healthcare | 0A | 3804.01 | 8.6853 | 25.8966 | 151.5148 | 36.5345 | 8.2048 | 133.5871 | 13.7552 | 0 | 29.7749 | 0.23002 | 0.016609 | 0.21341 | 0 | 0 | 2.206 | 0 | 17.3048 | 0 | 192.3944 | 25.8966 | 218.291 | 370.7374 | 56.9574 | 427.6949
2013 | Outpatient Healthcare | 0B | 3804.01 | 11.0709 | 27.222 | 139.0981 | 36.6353 | 8.2033 | 133.5871 | 13.7552 | 0 | 28.7102 | 0.23659 | 0.016609 | 0.21998 | 0 | 0.036511 | 0 | 0 | 17.3048 | 0 | 179.1357 | 27.222 | 206.3577 | 357.5788 | 58.2821 | 415.8609
2013 | Outpatient Healthcare | 1A | 3804.01 | 10.1209 | 26.2742 | 113.6023 | 36.8091 | 8.2048 | 133.5871 | 13.7552 | 0 | 28.0085 | 0.24828 | 0.016609 | 0.23167 | 0 | 0 | 2.206 | 0 | 17.3048 | 0 | 154.1694 | 26.2742 | 180.4435 | 332.7855 | 57.335 | 390.1205
2013 | Outpatient Healthcare | 1B | 3804.01 | 11.5215 | 25.3709 | 119.2506 | 36.7784 | 8.1924 | 133.5871 | 13.7552 | 0 | 27.7821 | 0.20373 | 0.016609 | 0.18712 | 0 | 0.078134 | 0 | 0 | 17.3048 | 0 | 158.8194 | 25.3709 | 184.1903 | 337.394 | 56.4317 | 393.8256
2013 | Outpatient Healthcare | 2A | 3804.01 | 16.9952 | 27.1307 | 100.5262 | 36.8383 | 8.1895 | 133.5871 | 13.7552 | 0 | 26.6787 | 0.22345 | 0.016609 | 0.20684 | 0 | 1.4729 | 1.7956 | 0 | 17.3048 | 0 | 147.6755 | 27.1307 | 174.8062 | 326.307 | 58.1915 | 384.4985
2013 | Outpatient Healthcare | 2B | 3804.01 | 11.3068 | 22.756 | 73.914 | 36.9719 | 8.196 | 133.5871 | 13.7552 | 0 | 27.9625 | 0.19716 | 0.016609 | 0.18055 | 0 | 12.1663 | 0 | 0 | 17.3151 | 0 | 125.53 | 22.756 | 148.286 | 304.3017 | 53.827 | 358.1287
2013 | Outpatient Healthcare | 3A | 3804.01 | 24.074 | 30.2721 | 65.3411 | 36.8953 | 8.1946 | 133.5871 | 13.7552 | 0 | 27.0884 | 0.24682 | 0.016609 | 0.23021 | 0 | 6.8641 | 1.4363 | 0 | 17.5546 | 0 | 125.0342 | 30.2721 | 155.3063 | 303.727 | 61.5827 | 365.3097
2013 | Outpatient Healthcare | 3B | 3804.01 | 10.9081 | 24.8166 | 56.0271 | 36.9055 | 8.1938 | 133.5871 | 13.7552 | 0 | 27.7164 | 0.20519 | 0.016609 | 0.18858 | 0 | 10.4458 | 0 | 0 | 17.464 | 0 | 105.286 | 24.8166 | 130.1027 | 283.9898 | 56.0366 | 340.0264
2013 | Outpatient Healthcare | 3C | 3804.01 | 11.168 | 28.8599 | 50.8878 | 36.8814 | 8.207 | 133.5871 | 13.7552 | 0 | 26.0982 | 0.24097 | 0.016609 | 0.22437 | 0 | 2.6777 | 0 | 0 | 17.3903 | 0 | 91.0561 | 28.8599 | 119.916 | 269.7482 | 60.0061 | 329.7544
2013 | Outpatient Healthcare | 4A | 3804.01 | 15.3734 | 38.5573 | 47.5485 | 36.563 | 8.2084 | 133.5871 | 13.7552 | 0 | 28.0457 | 0.30012 | 0.016609 | 0.28351 | 0 | 11.1812 | 1.5379 | 0 | 17.8919 | 0 | 103.9701 | 38.5573 | 142.5274 | 282.3461 | 70.2052 | 352.5512
2013 | Outpatient Healthcare | 4B | 3804.01 | 9.8325 | 27.8149 | 41.7995 | 36.5835 | 8.1909 | 133.5871 | 13.7552 | 0 | 30.0407 | 0.21907 | 0.016609 | 0.20246 | 0 | 13.7311 | 0 | 0 | 17.7729 | 0 | 95.6062 | 27.8149 | 123.4211 | 273.985 | 59.3438 | 333.3288
2013 | Outpatient Healthcare | 4C | 3804.01 | 12.5664 | 35.7912 | 28.2969 | 36.739 | 8.2063 | 133.5871 | 13.7552 | 0 | 27.4199 | 0.2826 | 0.016609 | 0.26599 | 0 | 3.5357 | 0 | 0 | 17.9869 | 0 | 72.0849 | 35.7912 | 107.8761 | 250.6346 | 67.534 | 318.1686
2013 | Outpatient Healthcare | 5A | 3804.01 | 17.6145 | 48.8038 | 33.5881 | 36.6112 | 8.196 | 133.5871 | 13.7552 | 0 | 27.5477 | 0.35051 | 0.016609 | 0.3339 | 0 | 13.2769 | 1.4612 | 0 | 18.333 | 0 | 93.8222 | 48.8038 | 142.626 | 272.2325 | 80.8927 | 353.1252
2013 | Outpatient Healthcare | 5B | 3804.01 | 11.9866 | 34.3483 | 32.6337 | 36.593 | 8.2041 | 133.5871 | 13.7552 | 0 | 30.045 | 0.23878 | 0.016609 | 0.22217 | 0 | 11.9377 | 0 | 0 | 18.1826 | 0 | 86.8252 | 34.3483 | 121.1735 | 265.2267 | 66.2868 | 331.5135
2013 | Outpatient Healthcare | 5C | 3804.01 | 11.5602 | 34.3125 | 20.7296 | 36.6755 | 8.2026 | 133.5871 | 13.7552 | 0 | 27.8697 | 0.28771 | 0.016609 | 0.2711 | 0 | 3.3159 | 0 | 0 | 18.2979 | 0 | 63.7465 | 34.3125 | 98.059 | 242.2283 | 66.3649 | 308.5932
2013 | Outpatient Healthcare | 6A | 3804.01 | 21.7826 | 70.3994 | 33.3749 | 36.6222 | 8.2004 | 133.5871 | 13.7552 | 0 | 27.7835 | 0.4856 | 0.016609 | 0.46899 | 0 | 16.9105 | 1.5364 | 0 | 18.7353 | 0 | 101.8569 | 70.3994 | 172.2563 | 280.2832 | 102.89 | 383.1731
2013 | Outpatient Healthcare | 6B | 3804.01 | 16.4556 | 58.5946 | 24.5114 | 36.6521 | 8.1902 | 133.5871 | 13.7552 | 0 | 28.7306 | 0.43886 | 0.016609 | 0.42226 | 0 | 16.8097 | 0 | 0 | 18.6317 | 0 | 86.9297 | 58.5946 | 145.5243 | 265.3757 | 90.9815 | 356.3571
2013 | Outpatient Healthcare | 7 | 3804.01 | 22.9071 | 89.0237 | 27.0949 | 36.5681 | 8.2026 | 133.5871 | 13.7552 | 0 | 28.2889 | 0.56519 | 0.016609 | 0.54858 | 0 | 23.1035 | 1.5517 | 0 | 19.2173 | 0 | 103.4948 | 89.0237 | 192.5185 | 281.87 | 121.9963 | 403.8662
2013 | Outpatient Healthcare | 8 | 3804.01 | 28.8489 | 125.9541 | 15.147 | 36.8507 | 8.2501 | 133.5871 | 13.7552 | 0 | 28.5079 | 0.71635 | 0.016609 | 0.69974 | 0 | 32.0123 | 1.5094 | 0 | 19.8854 | 0 | 106.7253 | 125.9541 | 232.6794 | 285.4283 | 159.5947 | 445.0231
2016 | Outpatient Healthcare | 0A | 3804.01 | 8.2931 | 19.1399 | 153.1761 | 33.7276 | 3.895 | 133.5871 | 13.7552 | 0 | 28.6007 | 0.17525 | 0.016609 | 0.15865 | 0 | 0 | 0 | 0 | 14.9601 | 0 | 190.2285 | 19.1399 | 209.3684 | 361.4548 | 47.8552 | 409.31
2016 | Outpatient Healthcare | 0B | 3804.01 | 10.4415 | 21.4087 | 133.5696 | 33.7926 | 3.9622 | 133.5871 | 13.7552 | 0 | 26.8613 | 0.19059 | 0.016609 | 0.17398 | 0 | 0.037972 | 0 | 0 | 14.9601 | 0 | 171.0843 | 21.4087 | 192.493 | 342.4435 | 50.124 | 392.5675
2016 | Outpatient Healthcare | 1A | 3804.01 | 9.8989 | 20.3805 | 113.1248 | 33.8473 | 3.9797 | 133.5871 | 13.7552 | 0 | 26.0515 | 0.19351 | 0.016609 | 0.1769 | 0 | 0 | 0 | 0 | 14.9601 | 0 | 149.252 | 20.3805 | 169.6326 | 320.6835 | 49.0959 | 369.7794
2016 | Outpatient Healthcare | 1B | 3804.01 | 9.9537 | 20.0293 | 114.9073 | 33.8203 | 3.9666 | 133.5871 | 13.7552 | 0 | 26.0201 | 0.16941 | 0.016609 | 0.1528 | 0 | 0.077404 | 0 | 0 | 15.0258 | 0 | 151.1112 | 20.0293 | 171.1405 | 322.5018 | 48.8103 | 371.3121
2016 | Outpatient Healthcare | 2A | 3804.01 | 14.5439 | 21.205 | 100.0195 | 33.8722 | 3.9804 | 133.5871 | 13.7552 | 0 | 24.691 | 0.18694 | 0.016609 | 0.17033 | 0 | 1.486 | 0 | 0 | 15.0704 | 0 | 140.9107 | 21.205 | 162.1157 | 312.3663 | 50.0313 | 362.3975
2016 | Outpatient Healthcare | 2B | 3804.01 | 9.5995 | 18.5783 | 70.7309 | 33.9853 | 3.9819 | 133.5871 | 13.7552 | 0 | 26.1186 | 0.16576 | 0.016609 | 0.14915 | 0 | 12.2371 | 0 | 0 | 15.147 | 0 | 118.8353 | 18.5783 | 137.4137 | 290.4077 | 47.4806 | 337.8883
2016 | Outpatient Healthcare | 3A | 3804.01 | 20.4879 | 21.1538 | 63.1731 | 33.9233 | 4.0126 | 133.5871 | 13.7552 | 0 | 24.694 | 0.16649 | 0.016609 | 0.14988 | 0 | 6.9554 | 0 | 0 | 15.5633 | 0 | 115.4602 | 21.1538 | 136.6141 | 286.999 | 50.4723 | 337.4714
2016 | Outpatient Healthcare | 3B | 3804.01 | 8.7422 | 19.5006 | 53.3713 | 33.9262 | 3.949 | 133.5871 | 13.7552 | 0 | 25.8558 | 0.17087 | 0.016609 | 0.15426 | 0 | 10.5758 | 0 | 0 | 15.4231 | 0 | 98.6994 | 19.5006 | 118.2 | 270.1776 | 48.6789 | 318.8565
2016 | Outpatient Healthcare | 3C | 3804.01 | 9.1431 | 22.6932 | 47.9545 | 33.9057 | 3.9374 | 133.5871 | 13.7552 | 0 | 24.1229 | 0.20154 | 0.016609 | 0.18493 | 0 | 2.7062 | 0 | 0 | 15.5472 | 0 | 84.1117 | 22.6932 | 106.8049 | 255.5585 | 51.9963 | 307.5548
2016 | Outpatient Healthcare | 4A | 3804.01 | 12.7709 | 37.5006 | 45.888 | 33.7195 | 3.9797 | 133.5871 | 13.7552 | 0 | 25.7185 | 0.27018 | 0.016609 | 0.25357 | 0 | 11.2936 | 0 | 0 | 16.0861 | 0 | 95.9245 | 37.5006 | 133.4252 | 267.2275 | 67.3419 | 334.5695
2016 | Outpatient Healthcare | 4B | 3804.01 | 8.215 | 24.7736 | 39.5621 | 33.7319 | 3.9571 | 133.5871 | 13.7552 | 0 | 27.8149 | 0.19497 | 0.016609 | 0.17836 | 0 | 13.7348 | 0 | 0 | 15.9108 | 0 | 89.5052 | 24.7736 | 114.2787 | 260.7986 | 54.4404 | 315.239
2016 | Outpatient Healthcare | 4C | 3804.01 | 10.1998 | 31.0652 | 26.261 | 33.8707 | 4.0316 | 133.5871 | 13.7552 | 0 | 25.1401 | 0.2512 | 0.016609 | 0.23459 | 0 | 3.5277 | 0 | 0 | 16.2745 | 0 | 65.3632 | 31.0652 | 96.4284 | 236.8692 | 61.0949 | 297.9641
2016 | Outpatient Healthcare | 5A | 3804.01 | 14.6045 | 51.6012 | 31.9787 | 33.7181 | 4.006 | 133.5871 | 13.7552 | 0 | 25.4103 | 0.33225 | 0.016609 | 0.31564 | 0 | 13.4142 | 0 | 0 | 16.6308 | 0 | 85.7233 | 51.6012 | 137.3246 | 257.0518 | 81.988 | 339.0399
2016 | Outpatient Healthcare | 5B | 3804.01 | 10.0048 | 31.285 | 31.0476 | 33.6991 | 3.9761 | 133.5871 | 13.7552 | 0 | 28.0012 | 0.2125 | 0.016609 | 0.19589 | 0 | 11.9706 | 0 | 0 | 16.4702 | 0 | 81.22 | 31.285 | 112.505 | 252.4989 | 61.5104 | 314.0093
2016 | Outpatient Healthcare | 5C | 3804.01 | 9.5732 | 30.581 | 19.6554 | 33.7794 | 4.0389 | 133.5871 | 13.7552 | 0 | 26.6729 | 0.25339 | 0.016609 | 0.23678 | 0 | 3.3598 | 0 | 0 | 16.5702 | 0 | 59.4981 | 30.581 | 90.0791 | 230.9208 | 60.9072 | 291.828
2016 | Outpatient Healthcare | 6A | 3804.01 | 17.8766 | 75.7235 | 32.1255 | 33.683 | 4.0075 | 133.5871 | 13.7552 | 0 | 25.7389 | 0.48122 | 0.016609 | 0.46461 | 0 | 17.0726 | 0 | 0 | 17.0376 | 0 | 93.2782 | 75.7235 | 169.0017 | 264.5731 | 106.517 | 371.0901
2016 | Outpatient Healthcare | 6B | 3804.01 | 13.2397 | 55.1677 | 23.1444 | 33.7064 | 4.0411 | 133.5871 | 13.7552 | 0 | 26.7868 | 0.41842 | 0.016609 | 0.40181 | 0 | 17.0325 | 0 | 0 | 16.9317 | 0 | 80.6052 | 55.1677 | 135.7728 | 251.9571 | 85.8553 | 337.8124
2016 | Outpatient Healthcare | 7 | 3804.01 | 18.5382 | 97.4637 | 25.9105 | 33.6348 | 4.0411 | 133.5871 | 13.7552 | 0 | 26.2033 | 0.57834 | 0.016609 | 0.56173 | 0 | 23.2781 | 0 | 0 | 17.5297 | 0 | 94.4918 | 97.4637 | 191.9555 | 265.7729 | 128.7494 | 394.5223
2016 | Outpatient Healthcare | 8 | 3804.01 | 22.3193 | 137.875 | 14.224 | 33.8875 | 4.3156 | 133.5871 | 13.7552 | 0 | 26.6305 | 0.73314 | 0.016609 | 0.71654 | 0 | 32.27 | 0 | 0 | 18.1855 | 0 | 96.1604 | 137.875 | 234.0354 | 267.968 | 169.8157 | 437.7836
2019 | Outpatient Healthcare | 0A | 3804.01 | 8.5714 | 18.3812 | 148.867 | 27.7529 | 3.895 | 133.5871 | 13.7552 | 0 | 27.8222 | 0.1716 | 0.016609 | 0.15499 | 0 | 0 | 0 | 0 | 14.9601 | 0 | 185.4156 | 18.3812 | 203.7968 | 350.6672 | 47.0965 | 397.7637
2019 | Outpatient Healthcare | 0B | 3804.01 | 10.0311 | 20.6507 | 129.8907 | 27.804 | 3.9622 | 133.5871 | 13.7552 | 0 | 26.0734 | 0.18694 | 0.016609 | 0.17033 | 0 | 0.037972 | 0 | 0 | 14.9601 | 0 | 166.2035 | 20.6507 | 186.8542 | 331.5741 | 49.366 | 380.9401
2019 | Outpatient Healthcare | 1A | 3804.01 | 9.9749 | 19.6803 | 109.6168 | 27.8872 | 3.9797 | 133.5871 | 13.7552 | 0 | 25.6016 | 0.19059 | 0.016609 | 0.17398 | 0 | 0 | 0 | 0 | 14.9601 | 0 | 145.3673 | 19.6803 | 165.0475 | 310.8379 | 48.3956 | 359.2335
2019 | Outpatient Healthcare | 1B | 3804.01 | 9.433 | 19.2728 | 110.7165 | 27.8741 | 3.9666 | 133.5871 | 13.7552 | 0 | 25.2343 | 0.16357 | 0.016609 | 0.14696 | 0 | 0.076673 | 0 | 0 | 15.0258 | 0 | 145.6075 | 19.2728 | 164.8803 | 311.0519 | 48.0538 | 359.1057
2019 | Outpatient Healthcare | 2A | 3804.01 | 14.1802 | 20.8764 | 97.4074 | 27.8529 | 3.9804 | 133.5871 | 13.7552 | 0 | 24.1565 | 0.18402 | 0.016609 | 0.16741 | 0 | 1.4831 | 0 | 0 | 15.0696 | 0 | 137.3947 | 20.8764 | 158.271 | 302.8317 | 49.7019 | 352.5337
2019 | Outpatient Healthcare | 2B | 3804.01 | 9.0058 | 17.4487 | 68.8469 | 27.907 | 3.9819 | 133.5871 | 13.7552 | 0 | 25.3672 | 0.15919 | 0.016609 | 0.14258 | 0 | 12.2101 | 0 | 0 | 15.147 | 0 | 115.5727 | 17.4487 | 133.0214 | 281.066 | 46.3517 | 327.4176
2019 | Outpatient Healthcare | 3A | 3804.01 | 11.5105 | 21.2145 | 61.0766 | 27.9018 | 4.0126 | 133.5871 | 13.7552 | 0 | 24.2434 | 0.16211 | 0.016609 | 0.1455 | 0 | 6.9495 | 0 | 0 | 15.5633 | 0 | 103.9256 | 21.2145 | 125.1401 | 269.4437 | 50.5337 | 319.9774
2019 | Outpatient Healthcare | 3B | 3804.01 | 8.334 | 18.7251 | 53.0712 | 27.8829 | 3.949 | 133.5871 | 13.7552 | 0 | 25.0386 | 0.16357 | 0.016609 | 0.14696 | 0 | 10.5868 | 0 | 0 | 15.4231 | 0 | 97.1776 | 18.7251 | 115.9027 | 262.6147 | 47.9041 | 310.5188
2019 | Outpatient Healthcare | 3C | 3804.01 | 9.0299 | 21.7336 | 47.2988 | 27.8704 | 3.9374 | 133.5871 | 13.7552 | 0 | 23.5095 | 0.1884 | 0.016609 | 0.17179 | 0 | 2.7011 | 0 | 0 | 15.5472 | 0 | 82.7112 | 21.7336 | 104.4448 | 248.1227 | 51.0368 | 299.1595
2019 | Outpatient Healthcare | 4A | 3804.01 | 12.8899 | 36.1315 | 44.946 | 27.8011 | 3.9797 | 133.5871 | 13.7552 | 0 | 25.0328 | 0.26069 | 0.016609 | 0.24408 | 0 | 11.2907 | 0 | 0 | 16.0854 | 0 | 94.4035 | 36.1315 | 130.535 | 259.788 | 65.9728 | 325.7608
2019 | Outpatient Healthcare | 4B | 3804.01 | 7.7046 | 23.9696 | 40.3522 | 27.7799 | 3.9571 | 133.5871 | 13.7552 | 0 | 26.1588 | 0.1884 | 0.016609 | 0.17179 | 0 | 13.7406 | 0 | 0 | 15.9108 | 0 | 88.1279 | 23.9696 | 112.0975 | 253.4686 | 53.6357 | 307.1043
2019 | Outpatient Healthcare | 4C | 3804.01 | 10.0252 | 30.2721 | 26.8058 | 27.885 | 4.0316 | 133.5871 | 13.7552 | 0 | 24.3683 | 0.24389 | 0.016609 | 0.22729 | 0 | 3.5255 | 0 | 0 | 16.2723 | 0 | 64.9521 | 30.2721 | 95.2243 | 230.4732 | 60.3004 | 290.7736
2019 | Outpatient Healthcare | 5A | 3804.01 | 14.5906 | 49.58 | 31.9509 | 27.7952 | 4.006 | 133.5871 | 13.7552 | 0 | 24.6071 | 0.3213 | 0.016609 | 0.30469 | 0 | 13.412 | 0 | 0 | 16.6316 | 0 | 84.8653 | 49.58 | 134.4453 | 250.2703 | 79.9668 | 330.237
2019 | Outpatient Healthcare | 5B | 3804.01 | 9.6696 | 30.2181 | 31.921 | 27.7741 | 3.9761 | 133.5871 | 13.7552 | 0 | 26.9832 | 0.20592 | 0.016609 | 0.18931 | 0 | 11.972 | 0 | 0 | 16.4702 | 0 | 80.7352 | 30.2181 | 110.9533 | 246.0897 | 60.4435 | 306.5333
2019 | Outpatient Healthcare | 5C | 3804.01 | 9.4944 | 29.899 | 20.8493 | 27.8434 | 4.0389 | 133.5871 | 13.7552 | 0 | 25.2431 | 0.24828 | 0.016609 | 0.23167 | 0 | 3.3495 | 0 | 0 | 16.571 | 0 | 59.168 | 29.899 | 89.067 | 224.654 | 60.2259 | 284.8799
2019 | Outpatient Healthcare | 6A | 3804.01 | 18.0898 | 70.8565 | 31.9013 | 27.7996 | 4.0075 | 133.5871 | 13.7552 | 0 | 24.767 | 0.45785 | 0.016609 | 0.44124 | 0 | 17.0558 | 0 | 0 | 17.0376 | 0 | 92.2552 | 70.8565 | 163.1117 | 257.6652 | 101.6493 | 359.3145
2019 | Outpatient Healthcare | 6B | 3804.01 | 13.2265 | 52.9471 | 23.8725 | 27.8128 | 4.0411 | 133.5871 | 13.7552 | 0 | 25.6871 | 0.39651 | 0.016609 | 0.3799 | 0 | 17.023 | 0 | 0 | 16.9324 | 0 | 80.189 | 52.9471 | 133.136 | 245.6457 | 83.6347 | 329.2804
2019 | Outpatient Healthcare | 7 | 3804.01 | 18.4768 | 95.0941 | 25.3439 | 27.8084 | 4.0411 | 133.5871 | 13.7552 | 0 | 25.2256 | 0.54548 | 0.016609 | 0.52887 | 0 | 23.2693 | 0 | 0 | 17.5297 | 0 | 92.8445 | 95.0941 | 187.9386 | 258.2976 | 126.3791 | 384.6767
2019 | Outpatient Healthcare | 8 | 3804.01 | 21.9666 | 135.6463 | 14.6103 | 28.0318 | 4.3156 | 133.5871 | 13.7552 | 0 | 25.6235 | 0.70394 | 0.016609 | 0.68733 | 0 | 32.2511 | 0 | 0 | 18.1891 | 0 | 95.1388 | 135.6463 | 230.7852 | 261.0907 | 167.5907 | 428.6814
2004 | Quick Service Restaurant | 0A | 232.34 | 0 | 0 | 630.4458 | 89.7631 | 32.7824 | 331.0283 | 570.4762 | 0 | 183.0411 | 0 | 0 | 0 | 0 | 0 | 0 | 0 | 149.1468 | 82.9962 | 813.4869 | 0 | 813.4869 | 1350.0569 | 719.6231 | 2069.68
2004 | Quick Service Restaurant | 0B | 232.34 | 0 | 0.41845 | 549.8886 | 89.7631 | 32.7944 | 331.0283 | 570.4762 | 0 | 209.8099 | 0 | 0 | 0 | 0 | 0 | 0 | 0 | 148.286 | 83.0201 | 759.6984 | 0.41845 | 760.1169 | 1296.2923 | 719.1687 | 2015.4611
2004 | Quick Service Restaurant | 1A | 232.34 | 0 | 0.023911 | 399.869 | 89.7631 | 32.7944 | 331.0283 | 570.4762 | 0 | 167.2836 | 0 | 0 | 0 | 0 | 0 | 0 | 0 | 162.4654 | 81.8365 | 567.1525 | 0.023911 | 567.1765 | 1102.5748 | 732.9536 | 1835.5284
2004 | Quick Service Restaurant | 1B | 232.34 | 0 | 17.8618 | 444.7864 | 89.7631 | 32.7585 | 331.0283 | 570.4762 | 0 | 204.92 | 0 | 0 | 0 | 0 | 0 | 0 | 0 | 162.6807 | 82.2071 | 649.7064 | 17.8618 | 667.5681 | 1185.4514 | 751.0186 | 1936.47
2004 | Quick Service Restaurant | 2A | 232.34 | 0 | 45.3 | 345.8174 | 89.7631 | 32.7465 | 331.0283 | 570.4762 | 0 | 174.995 | 0 | 0 | 0 | 0 | 0 | 0 | 0 | 177.5774 | 81.3463 | 520.8124 | 45.3 | 566.1124 | 1055.6727 | 793.3417 | 1849.0144
2004 | Quick Service Restaurant | 2B | 232.34 | 0 | 36.9789 | 251.1167 | 89.7631 | 32.7705 | 331.0283 | 570.4762 | 0 | 202.8278 | 0 | 0 | 0 | 0 | 0 | 0 | 0 | 178.4263 | 80.5572 | 453.9444 | 36.9789 | 490.9233 | 988.0515 | 785.8813 | 1773.9328
2004 | Quick Service Restaurant | 3A | 232.34 | 0 | 187.393 | 193.2632 | 89.7631 | 32.7585 | 331.0283 | 570.4762 | 0 | 173.1179 | 0 | 0 | 0 | 0 | 0 | 0 | 0 | 203.6407 | 79.3736 | 366.3812 | 187.393 | 553.7742 | 899.3047 | 961.498 | 1860.8027
2004 | Quick Service Restaurant | 3B | 232.34 | 0 | 96.7691 | 157.7071 | 89.7631 | 32.7585 | 331.0283 | 570.4762 | 0 | 195.4152 | 0 | 0 | 0 | 0 | 0 | 0 | 0 | 196.8141 | 79.8518 | 353.1223 | 96.7691 | 449.8914 | 886.5121 | 864.0594 | 1750.5715
2004 | Quick Service Restaurant | 3C | 232.34 | 0 | 61.8347 | 53.119 | 89.7631 | 32.7585 | 331.0283 | 570.4762 | 0 | 164.8685 | 0 | 0 | 0 | 0 | 0 | 0 | 0 | 206.3188 | 80.5931 | 217.9875 | 61.8347 | 279.8222 | 752.1305 | 838.6177 | 1590.7482
2004 | Quick Service Restaurant | 4A | 232.34 | 0 | 404.6991 | 120.0946 | 89.7631 | 32.7107 | 331.0283 | 570.4762 | 0 | 160.5765 | 0 | 0 | 0 | 0 | 0 | 0 | 0 | 224.324 | 77.4727 | 280.671 | 404.6991 | 685.3701 | 811.6458 | 1199.5113 | 2011.157
2004 | Quick Service Restaurant | 4B | 232.34 | 0 | 205.2667 | 90.7674 | 89.7631 | 32.7346 | 331.0283 | 570.4762 | 0 | 190.5612 | 0 | 0 | 0 | 0 | 0 | 0 | 0 | 218.2864 | 78.1541 | 281.3286 | 205.2667 | 486.5953 | 813.0087 | 994.0293 | 1807.0381
2004 | Quick Service Restaurant | 4C | 232.34 | 0 | 322.7908 | 21.2452 | 89.7631 | 32.6748 | 331.0283 | 570.4762 | 0 | 152.3151 | 0 | 0 | 0 | 0 | 0 | 0 | 0 | 230.3975 | 77.652 | 173.5603 | 322.7908 | 496.3511 | 704.6665 | 1123.6765 | 1828.343
2004 | Quick Service Restaurant | 5A | 232.34 | 0 | 611.783 | 69.0559 | 89.7631 | 32.7226 | 331.0283 | 570.4762 | 0 | 153.4748 | 0 | 0 | 0 | 0 | 0 | 0 | 0 | 241.6956 | 76.4206 | 222.5307 | 611.783 | 834.3137 | 752.4653 | 1423.9429 | 2176.4081
2004 | Quick Service Restaurant | 5B | 232.34 | 0 | 389.611 | 78.2857 | 89.7631 | 32.7226 | 331.0283 | 570.4762 | 0 | 182.3955 | 0 | 0 | 0 | 0 | 0 | 0 | 0 | 236.6144 | 77.0064 | 260.6812 | 389.611 | 650.2922 | 791.2016 | 1196.7017 | 1987.9033
2004 | Quick Service Restaurant | 5C | 232.34 | 0 | 423.2184 | 6.4082 | 89.7631 | 32.6748 | 331.0283 | 570.4762 | 0 | 139.2715 | 0 | 0 | 0 | 0 | 0 | 0 | 0 | 240.3685 | 76.7553 | 145.6797 | 423.2184 | 568.8981 | 675.9012 | 1234.0512 | 1909.9524
2004 | Quick Service Restaurant | 6A | 232.34 | 0 | 849.4496 | 74.5316 | 89.7631 | 32.6987 | 331.0283 | 570.4762 | 0 | 158.0658 | 0 | 0 | 0 | 0 | 0 | 0 | 0 | 254.4882 | 75.9423 | 232.5973 | 849.4496 | 1082.0469 | 762.0417 | 1674.4139 | 2436.4557
2004 | Quick Service Restaurant | 6B | 232.34 | 0 | 622.9616 | 50.9072 | 89.7631 | 32.6748 | 331.0283 | 570.4762 | 0 | 171.3963 | 0 | 0 | 0 | 0 | 0 | 0 | 0 | 251.1645 | 75.8945 | 222.3035 | 622.9616 | 845.2651 | 751.6762 | 1444.5903 | 2196.2665
2004 | Quick Service Restaurant | 7 | 232.34 | 0 | 1086.0999 | 53.669 | 89.7631 | 32.6629 | 331.0283 | 570.4762 | 0 | 154.8736 | 0 | 0 | 0 | 0 | 0 | 0 | 0 | 269.7316 | 75.1891 | 208.5426 | 1086.0999 | 1294.6424 | 737.174 | 1926.3077 | 2663.4817
2004 | Quick Service Restaurant | 8 | 232.34 | 0 | 1477.7673 | 19.8225 | 89.7631 | 32.4835 | 331.0283 | 570.4762 | 0 | 144.3885 | 0 | 0 | 0 | 0 | 0 | 0 | 0 | 290.2475 | 74.2088 | 164.211 | 1477.7673 | 1641.9782 | 691.6946 | 2338.491 | 3030.1856
2007 | Quick Service Restaurant | 0A | 232.34 | 0 | 0 | 591.2193 | 89.7631 | 32.7824 | 331.0283 | 570.4762 | 0 | 182.8977 | 0 | 0 | 0 | 0 | 0 | 0 | 0 | 148.9316 | 84.0005 | 774.117 | 0 | 774.117 | 1311.6912 | 719.4079 | 2031.0991
2007 | Quick Service Restaurant | 0B | 232.34 | 0 | 0 | 505.9515 | 89.7631 | 32.7944 | 331.0283 | 570.4762 | 0 | 209.3555 | 0 | 0 | 0 | 0 | 0 | 0 | 0 | 148.1904 | 83.4744 | 715.3071 | 0 | 715.3071 | 1252.3553 | 718.6666 | 1971.0219
2007 | Quick Service Restaurant | 1A | 232.34 | 0 | 0 | 384.1951 | 89.7631 | 32.7944 | 331.0283 | 570.4762 | 0 | 167.2716 | 0 | 0 | 0 | 0 | 0 | 0 | 0 | 162.4535 | 81.956 | 551.4667 | 0 | 551.4667 | 1086.9965 | 732.9297 | 1819.9263
2007 | Quick Service Restaurant | 1B | 232.34 | 0 | 4.8301 | 405.1534 | 89.7631 | 32.7585 | 331.0283 | 570.4762 | 0 | 204.3939 | 0 | 0 | 0 | 0 | 0 | 0 | 0 | 162.7046 | 82.1952 | 609.5473 | 4.8301 | 614.3774 | 1145.2923 | 737.9989 | 1883.2912
2007 | Quick Service Restaurant | 2A | 232.34 | 0 | 23.2777 | 324.895 | 89.7631 | 32.7465 | 331.0283 | 570.4762 | 0 | 173.0223 | 0 | 0 | 0 | 0 | 0 | 0 | 0 | 177.685 | 80.9876 | 497.9173 | 23.2777 | 521.195 | 1032.4429 | 771.4389 | 1803.8818
2007 | Quick Service Restaurant | 2B | 232.34 | 0 | 12.2546 | 231.079 | 89.7631 | 32.7705 | 331.0283 | 570.4762 | 0 | 199.9584 | 0 | 0 | 0 | 0 | 0 | 0 | 0 | 178.6534 | 79.6008 | 431.0374 | 12.2546 | 443.2919 | 964.2 | 761.3842 | 1725.5842
2007 | Quick Service Restaurant | 3A | 232.34 | 0 | 152.0879 | 180.3152 | 89.7631 | 32.7585 | 331.0283 | 570.4762 | 0 | 172.5082 | 0 | 0 | 0 | 0 | 0 | 0 | 0 | 203.9038 | 78.3335 | 352.8234 | 152.0879 | 504.9114 | 884.7068 | 926.4679 | 1811.1747
2007 | Quick Service Restaurant | 3B | 232.34 | 0 | 59.9815 | 150.8206 | 89.7631 | 32.7585 | 331.0283 | 570.4762 | 0 | 194.8055 | 0 | 0 | 0 | 0 | 0 | 0 | 0 | 197.1488 | 78.465 | 345.6261 | 59.9815 | 405.6077 | 877.641 | 827.6066 | 1705.2476
2007 | Quick Service Restaurant | 3C | 232.34 | 0 | 19.1769 | 46.6749 | 89.7631 | 32.7585 | 331.0283 | 570.4762 | 0 | 160.1461 | 0 | 0 | 0 | 0 | 0 | 0 | 0 | 206.7253 | 79.0269 | 206.8209 | 19.1769 | 225.9978 | 739.3858 | 796.3784 | 1535.7642
2007 | Quick Service Restaurant | 4A | 232.34 | 0 | 354.2223 | 111.893 | 89.7631 | 32.7107 | 331.0283 | 570.4762 | 0 | 159.9787 | 0 | 0 | 0 | 0 | 0 | 0 | 0 | 224.599 | 76.3727 | 271.8717 | 354.2223 | 626.0939 | 801.7465 | 1149.2975 | 1951.044
2007 | Quick Service Restaurant | 4B | 232.34 | 0 | 162.2981 | 89.0218 | 89.7631 | 32.7346 | 331.0283 | 570.4762 | 0 | 189.9156 | 0 | 0 | 0 | 0 | 0 | 0 | 0 | 218.657 | 76.6238 | 278.9375 | 162.2981 | 441.2355 | 809.0992 | 951.4313 | 1760.5305
2007 | Quick Service Restaurant | 4C | 232.34 | 0 | 234.9765 | 19.7986 | 89.7631 | 32.6748 | 331.0283 | 570.4762 | 0 | 151.1793 | 0 | 0 | 0 | 0 | 0 | 0 | 0 | 230.9355 | 75.5717 | 170.9779 | 234.9765 | 405.9544 | 700.0158 | 1036.3882 | 1736.404
2007 | Quick Service Restaurant | 5A | 232.34 | 0 | 472.942 | 61.4521 | 89.7631 | 32.7226 | 331.0283 | 570.4762 | 0 | 145.8949 | 0 | 0 | 0 | 0 | 0 | 0 | 0 | 241.9586 | 75.3087 | 207.347 | 472.942 | 680.2889 | 736.1697 | 1285.3768 | 2021.5465
2007 | Quick Service Restaurant | 5B | 232.34 | 0 | 280.0733 | 70.9329 | 89.7631 | 32.7226 | 331.0283 | 570.4762 | 0 | 170.4518 | 0 | 0 | 0 | 0 | 0 | 0 | 0 | 236.9372 | 75.6315 | 241.3848 | 280.0733 | 521.458 | 770.5183 | 1087.4748 | 1857.9931
2007 | Quick Service Restaurant | 5C | 232.34 | 0 | 247.4104 | 6.1691 | 89.7631 | 32.6748 | 331.0283 | 570.4762 | 0 | 135.7924 | 0 | 0 | 0 | 0 | 0 | 0 | 0 | 240.9065 | 74.6272 | 141.9615 | 247.4104 | 389.3719 | 670.0549 | 1058.7812 | 1728.8361
2007 | Quick Service Restaurant | 6A | 232.34 | 0 | 666.5399 | 68.7092 | 89.7631 | 32.6987 | 331.0283 | 570.4762 | 0 | 151.0597 | 0 | 0 | 0 | 0 | 0 | 0 | 0 | 254.6914 | 75.0457 | 219.7689 | 666.5399 | 886.3089 | 748.3047 | 1491.7076 | 2240.0122
2007 | Quick Service Restaurant | 6B | 232.34 | 0 | 459.4201 | 46.2684 | 89.7631 | 32.6748 | 331.0283 | 570.4762 | 0 | 162.047 | 0 | 0 | 0 | 0 | 0 | 0 | 0 | 251.4753 | 74.5674 | 208.3154 | 459.4201 | 667.7355 | 736.361 | 1281.3597 | 2017.7207
2007 | Quick Service Restaurant | 7 | 232.34 | 0 | 862.8758 | 49.078 | 89.7631 | 32.6629 | 331.0283 | 570.4762 | 0 | 148.4175 | 0 | 0 | 0 | 0 | 0 | 0 | 0 | 269.9349 | 74.3642 | 197.4955 | 862.8758 | 1060.3713 | 725.302 | 1703.2749 | 2428.5769
2007 | Quick Service Restaurant | 8 | 232.34 | 0 | 1255.2485 | 17.0249 | 89.7631 | 32.4835 | 331.0283 | 570.4762 | 0 | 141.1724 | 0 | 0 | 0 | 0 | 0 | 0 | 0 | 290.4747 | 73.2045 | 158.1973 | 1255.2485 | 1413.4458 | 684.6767 | 2116.1875 | 2800.8642
2010 | Quick Service Restaurant | 0A | 232.34 | 0 | 0 | 469.4031 | 40.8884 | 18.3758 | 330.6816 | 570.4762 | 0 | 125.5583 | 0 | 0 | 0 | 0 | 0 | 0 | 0 | 148.9197 | 84.0124 | 594.9614 | 0 | 594.9614 | 1068.9196 | 719.3839 | 1788.3035
2010 | Quick Service Restaurant | 0B | 232.34 | 0 | 0.13151 | 403.097 | 40.8286 | 18.3639 | 330.6816 | 570.4762 | 0 | 123.5378 | 0 | 0 | 0 | 0 | 0 | 0 | 0 | 148.1665 | 83.5461 | 526.6348 | 0.13151 | 526.7663 | 1000.055 | 718.7742 | 1718.8292
2010 | Quick Service Restaurant | 1A | 232.34 | 0 | 0 | 284.3893 | 40.9003 | 18.3758 | 330.6816 | 570.4762 | 0 | 119.8316 | 0 | 0 | 0 | 0 | 0 | 0 | 0 | 162.4415 | 82.0517 | 404.2208 | 0 | 404.2208 | 876.2302 | 732.9178 | 1609.148
2010 | Quick Service Restaurant | 1B | 232.34 | 0 | 11.0949 | 307.5952 | 40.9242 | 18.34 | 330.6816 | 570.4762 | 0 | 118.6121 | 0 | 0 | 0 | 0 | 0 | 0 | 0 | 162.6448 | 82.4104 | 426.2073 | 11.0949 | 437.3021 | 898.5634 | 744.2039 | 1642.7673
2010 | Quick Service Restaurant | 2A | 232.34 | 0 | 35.0779 | 238.5752 | 40.7688 | 18.34 | 330.6816 | 570.4762 | 0 | 123.4183 | 0 | 0 | 0 | 0 | 0 | 0 | 0 | 177.697 | 81.0474 | 361.9934 | 35.0779 | 397.0713 | 832.8312 | 783.2511 | 1616.0823
2010 | Quick Service Restaurant | 2B | 232.34 | 0 | 24.0907 | 163.6969 | 40.7808 | 18.3519 | 330.6816 | 570.4762 | 0 | 106.501 | 0 | 0 | 0 | 0 | 0 | 0 | 0 | 178.6175 | 79.7562 | 270.1979 | 24.0907 | 294.2885 | 739.7683 | 773.1844 | 1512.9528
2010 | Quick Service Restaurant | 3A | 232.34 | 0 | 156.3202 | 129.3244 | 40.8047 | 18.3519 | 330.6816 | 570.4762 | 0 | 98.4429 | 0 | 0 | 0 | 0 | 0 | 0 | 0 | 203.7962 | 78.7997 | 227.7673 | 156.3202 | 384.0875 | 696.3932 | 930.5926 | 1626.9858
2010 | Quick Service Restaurant | 3B | 232.34 | 0 | 84.4548 | 114.4157 | 40.8884 | 18.3519 | 330.6816 | 570.4762 | 0 | 102.5317 | 0 | 0 | 0 | 0 | 0 | 0 | 0 | 197.101 | 78.6443 | 216.9474 | 84.4548 | 301.4022 | 685.5136 | 852.02 | 1537.5336
2010 | Quick Service Restaurant | 3C | 232.34 | 0 | 41.8568 | 33.8226 | 41.0438 | 18.3878 | 330.6816 | 570.4762 | 0 | 114.3559 | 0 | 0 | 0 | 0 | 0 | 0 | 0 | 206.7492 | 78.8954 | 148.1784 | 41.8568 | 190.0352 | 617.175 | 819.0822 | 1436.2572
2010 | Quick Service Restaurant | 4A | 232.34 | 0 | 338.1299 | 73.599 | 40.9601 | 18.3878 | 330.6816 | 570.4762 | 0 | 111.9647 | 0 | 0 | 0 | 0 | 0 | 0 | 0 | 224.611 | 76.3847 | 185.5638 | 338.1299 | 523.6937 | 651.9899 | 1133.2171 | 1785.207
2010 | Quick Service Restaurant | 4B | 232.34 | 0 | 168.9095 | 62.9705 | 40.7927 | 18.34 | 330.6816 | 570.4762 | 0 | 125.654 | 0 | 0 | 0 | 0 | 0 | 0 | 0 | 218.657 | 76.5521 | 188.6244 | 168.9095 | 357.534 | 654.9908 | 958.0428 | 1613.0336
2010 | Quick Service Restaurant | 4C | 232.34 | 0 | 213.7672 | 14.6815 | 40.984 | 18.3878 | 330.6816 | 570.4762 | 0 | 136.2586 | 0 | 0 | 0 | 0 | 0 | 0 | 0 | 230.9594 | 75.4761 | 150.9402 | 213.7672 | 364.7074 | 616.4696 | 1015.2028 | 1631.6725
2010 | Quick Service Restaurant | 5A | 232.34 | 0 | 515.6237 | 37.3017 | 40.8405 | 18.3639 | 330.6816 | 570.4762 | 0 | 110.2551 | 0 | 0 | 0 | 0 | 0 | 0 | 0 | 241.9586 | 75.3087 | 147.5567 | 515.6237 | 663.1804 | 612.7395 | 1328.0585 | 1940.798
2010 | Quick Service Restaurant | 5B | 232.34 | 0 | 325.6363 | 41.8926 | 40.8764 | 18.3758 | 330.6816 | 570.4762 | 0 | 123.478 | 0 | 0 | 0 | 0 | 0 | 0 | 0 | 236.9372 | 75.5717 | 165.3707 | 325.6363 | 491.007 | 630.8643 | 1133.0497 | 1763.914
2010 | Quick Service Restaurant | 5C | 232.34 | 0 | 285.6207 | 4.1486 | 40.984 | 18.3758 | 330.6816 | 570.4762 | 0 | 128.332 | 0 | 0 | 0 | 0 | 0 | 0 | 0 | 240.9304 | 74.5196 | 132.4807 | 285.6207 | 418.1013 | 597.0417 | 1097.0273 | 1694.069
2010 | Quick Service Restaurant | 6A | 232.34 | 0 | 709.7955 | 43.0404 | 40.8764 | 18.3758 | 330.6816 | 570.4762 | 0 | 114.1168 | 0 | 0 | 0 | 0 | 0 | 0 | 0 | 254.6914 | 75.0815 | 157.1571 | 709.7955 | 866.9526 | 622.1605 | 1534.9631 | 2157.1237
2010 | Quick Service Restaurant | 6B | 232.34 | 0 | 510.1838 | 26.3861 | 40.8047 | 18.3519 | 330.6816 | 570.4762 | 0 | 120.537 | 0 | 0 | 0 | 0 | 0 | 0 | 0 | 251.4753 | 74.5316 | 146.9231 | 510.1838 | 657.1069 | 611.2928 | 1332.1354 | 1943.4282
2010 | Quick Service Restaurant | 7 | 232.34 | 0 | 911.6907 | 28.323 | 40.8166 | 18.3878 | 330.6816 | 570.4762 | 0 | 113.1244 | 0 | 0 | 0 | 0 | 0 | 0 | 0 | 269.9229 | 74.3762 | 141.4474 | 911.6907 | 1053.1381 | 605.7095 | 1752.0898 | 2357.7994
2010 | Quick Service Restaurant | 8 | 232.34 | 0 | 1282.5553 | 7.3766 | 41.4144 | 18.5193 | 330.6816 | 570.4762 | 0 | 133.6164 | 0 | 0 | 0 | 0 | 0 | 0 | 0 | 290.4747 | 73.1806 | 140.9931 | 1282.5553 | 1423.5483 | 604.777 | 2143.5062 | 2748.2832
2013 | Quick Service Restaurant | 0A | 232.34 | 0 | 0 | 436.0468 | 38.294 | 18.3758 | 317.8531 | 570.4762 | 0 | 95.5377 | 0 | 0 | 0 | 0 | 0 | 0 | 0 | 148.8001 | 70.0123 | 531.5845 | 0 | 531.5845 | 976.1198 | 719.2763 | 1695.3961
2013 | Quick Service Restaurant | 0B | 232.34 | 0 | 0.1076 | 388.0568 | 38.2222 | 18.3639 | 317.8531 | 570.4762 | 0 | 95.0236 | 0 | 0 | 0 | 0 | 0 | 0 | 0 | 148.1904 | 69.1396 | 483.0804 | 0.1076 | 483.188 | 926.6712 | 718.7742 | 1645.4454
2013 | Quick Service Restaurant | 1A | 232.34 | 0 | 0 | 270.5685 | 38.3059 | 18.3758 | 317.8531 | 570.4762 | 0 | 71.9013 | 0 | 0 | 0 | 0 | 0 | 0 | 0 | 162.3339 | 68.0397 | 342.4698 | 0 | 342.4698 | 785.0444 | 732.8102 | 1517.8546
2013 | Quick Service Restaurant | 1B | 232.34 | 0 | 10.6047 | 295.6993 | 38.3777 | 18.34 | 317.8531 | 570.4762 | 0 | 90.4206 | 0 | 0 | 0 | 0 | 0 | 0 | 0 | 162.6687 | 67.944 | 386.12 | 10.6047 | 396.7246 | 828.6467 | 743.7496 | 1572.3963
2013 | Quick Service Restaurant | 2A | 232.34 | 0 | 30.1402 | 230.1225 | 38.1744 | 18.34 | 317.8531 | 570.4762 | 0 | 77.0423 | 0 | 0 | 0 | 0 | 0 | 0 | 0 | 177.5296 | 67.2506 | 307.1648 | 30.1402 | 337.305 | 748.7829 | 778.146 | 1526.9289
2013 | Quick Service Restaurant | 2B | 232.34 | 0 | 25.2623 | 156.93 | 38.1386 | 18.3519 | 317.8531 | 570.4762 | 0 | 80.7127 | 0 | 0 | 0 | 0 | 0 | 0 | 0 | 178.6534 | 65.1583 | 237.6426 | 25.2623 | 262.9049 | 677.1566 | 774.3919 | 1451.5485
2013 | Quick Service Restaurant | 3A | 232.34 | 0 | 159.2613 | 121.4336 | 38.2342 | 18.3519 | 317.8531 | 570.4762 | 0 | 71.5785 | 0 | 0 | 0 | 0 | 0 | 0 | 0 | 203.7603 | 64.4649 | 193.0122 | 159.2613 | 352.2735 | 631.9283 | 933.4859 | 1565.4142
2013 | Quick Service Restaurant | 3B | 232.34 | 0 | 87.1568 | 109.0834 | 38.282 | 18.3519 | 317.8531 | 570.4762 | 0 | 76.3369 | 0 | 0 | 0 | 0 | 0 | 0 | 0 | 197.1369 | 63.9747 | 185.4203 | 87.1568 | 272.5771 | 623.8702 | 854.7698 | 1478.64
2013 | Quick Service Restaurant | 3C | 232.34 | 0 | 37.6484 | 43.411 | 38.4614 | 18.3878 | 317.8531 | 570.4762 | 0 | 60.7826 | 0 | 0 | 0 | 0 | 0 | 0 | 0 | 206.4623 | 65.529 | 104.1936 | 37.6484 | 141.8419 | 544.4248 | 814.5869 | 1359.0117
2013 | Quick Service Restaurant | 4A | 232.34 | 0 | 261.805 | 76.4564 | 38.4135 | 18.3878 | 317.8531 | 570.4762 | 0 | 62.6835 | 0 | 0 | 0 | 0 | 0 | 0 | 0 | 224.4197 | 62.552 | 139.14 | 261.805 | 400.945 | 576.3464 | 1056.7009 | 1633.0474
2013 | Quick Service Restaurant | 4B | 232.34 | 0 | 151.8249 | 63.9986 | 38.1505 | 18.34 | 317.8531 | 570.4762 | 0 | 69.1037 | 0 | 0 | 0 | 0 | 0 | 0 | 0 | 218.5734 | 62.3488 | 133.1024 | 151.8249 | 284.9273 | 569.7828 | 940.8745 | 1510.6573
2013 | Quick Service Restaurant | 4C | 232.34 | 0 | 173.0462 | 19.4638 | 38.4494 | 18.3878 | 317.8531 | 570.4762 | 0 | 57.148 | 0 | 0 | 0 | 0 | 0 | 0 | 0 | 230.6486 | 62.1096 | 76.6119 | 173.0462 | 249.6581 | 513.4238 | 974.171 | 1487.5948
2013 | Quick Service Restaurant | 5A | 232.34 | 0 | 420.7077 | 41.9046 | 38.2581 | 18.3639 | 317.8531 | 570.4762 | 0 | 60.7706 | 0 | 0 | 0 | 0 | 0 | 0 | 0 | 241.7793 | 61.4043 | 102.6752 | 420.7077 | 523.3829 | 538.5666 | 1232.9751 | 1771.5417
2013 | Quick Service Restaurant | 5B | 232.34 | 0 | 309.2212 | 43.7458 | 38.2581 | 18.3758 | 317.8531 | 570.4762 | 0 | 69.1276 | 0 | 0 | 0 | 0 | 0 | 0 | 0 | 236.8775 | 61.2369 | 112.8734 | 309.2212 | 422.0945 | 548.6213 | 1116.5629 | 1665.1842
2013 | Quick Service Restaurant | 5C | 232.34 | 0 | 226.5358 | 7.9864 | 38.4494 | 18.3758 | 317.8531 | 570.4762 | 0 | 54.8167 | 0 | 0 | 0 | 0 | 0 | 0 | 0 | 240.6076 | 61.1532 | 62.8031 | 226.5358 | 289.3389 | 498.6347 | 1037.6077 | 1536.2424
2013 | Quick Service Restaurant | 6A | 232.34 | 0 | 621.3117 | 45.5989 | 38.294 | 18.3758 | 317.8531 | 570.4762 | 0 | 64.2378 | 0 | 0 | 0 | 0 | 0 | 0 | 0 | 254.5599 | 60.9499 | 109.8366 | 621.3117 | 731.1483 | 545.3096 | 1446.3478 | 1991.6573
2013 | Quick Service Restaurant | 6B | 232.34 | 0 | 471.2203 | 27.785 | 38.1864 | 18.3519 | 317.8531 | 570.4762 | 0 | 67.1191 | 0 | 0 | 0 | 0 | 0 | 0 | 0 | 251.3797 | 60.2804 | 94.904 | 471.2203 | 566.1244 | 529.5759 | 1293.0762 | 1822.6521
2013 | Quick Service Restaurant | 7 | 232.34 | 0 | 791.8472 | 31.7542 | 38.2222 | 18.3878 | 317.8531 | 570.4762 | 0 | 63.7117 | 0 | 0 | 0 | 0 | 0 | 0 | 0 | 269.8034 | 60.2087 | 95.4659 | 791.8472 | 887.3131 | 530.1498 | 1632.1148 | 2162.2646
2013 | Quick Service Restaurant | 8 | 232.34 | 0 | 1106.9147 | 10.3297 | 38.9754 | 18.5193 | 317.8531 | 570.4762 | 0 | 63.2096 | 0 | 0 | 0 | 0 | 0 | 0 | 0 | 290.3193 | 59.1088 | 73.5393 | 1106.9147 | 1180.4539 | 508.0079 | 1967.7102 | 2475.7181
2016 | Quick Service Restaurant | 0A | 232.34 | 0 | 0 | 431.934 | 32.5911 | 10.509 | 317.8531 | 570.4762 | 0 | 94.7725 | 0 | 0 | 0 | 0 | 0 | 0 | 0 | 148.8001 | 70.0123 | 526.7066 | 0 | 526.7066 | 957.6841 | 719.2763 | 1676.9605
2016 | Quick Service Restaurant | 0B | 232.34 | 0 | 0.1076 | 384.3744 | 32.5194 | 10.509 | 317.8531 | 570.4762 | 0 | 94.3301 | 0 | 0 | 0 | 0 | 0 | 0 | 0 | 148.1904 | 69.1515 | 478.7046 | 0.1076 | 478.8122 | 908.7377 | 718.7742 | 1627.5119
2016 | Quick Service Restaurant | 1A | 232.34 | 0 | 0 | 268.4524 | 32.5433 | 10.509 | 317.8531 | 570.4762 | 0 | 71.6144 | 0 | 0 | 0 | 0 | 0 | 0 | 0 | 162.3339 | 68.0397 | 340.0668 | 0 | 340.0668 | 769.0238 | 732.8102 | 1501.834
2016 | Quick Service Restaurant | 1B | 232.34 | 0 | 10.7242 | 293.7147 | 32.615 | 10.4851 | 317.8531 | 570.4762 | 0 | 90.0142 | 0 | 0 | 0 | 0 | 0 | 0 | 0 | 162.6687 | 67.956 | 383.7288 | 10.7242 | 394.4531 | 812.65 | 743.8691 | 1556.5192
2016 | Quick Service Restaurant | 2A | 232.34 | 0 | 30.0804 | 228.4129 | 32.4237 | 10.4851 | 317.8531 | 570.4762 | 0 | 76.6477 | 0 | 0 | 0 | 0 | 0 | 0 | 0 | 177.5176 | 67.2625 | 305.0606 | 30.0804 | 335.141 | 733.0971 | 778.0743 | 1511.1714
2016 | Quick Service Restaurant | 2B | 232.34 | 0 | 25.1906 | 155.7942 | 32.3879 | 10.4971 | 317.8531 | 570.4762 | 0 | 80.3659 | 0 | 0 | 0 | 0 | 0 | 0 | 0 | 178.6534 | 65.1583 | 236.1601 | 25.1906 | 261.3507 | 662.0566 | 774.3202 | 1436.3768
2016 | Quick Service Restaurant | 3A | 232.34 | 0 | 158.006 | 120.5011 | 32.4716 | 10.4971 | 317.8531 | 570.4762 | 0 | 71.2079 | 0 | 0 | 0 | 0 | 0 | 0 | 0 | 203.7603 | 64.4649 | 191.709 | 158.006 | 349.715 | 616.9957 | 932.2425 | 1549.2382
2016 | Quick Service Restaurant | 3B | 232.34 | 0 | 86.2242 | 108.2346 | 32.5194 | 10.4971 | 317.8531 | 570.4762 | 0 | 75.9543 | 0 | 0 | 0 | 0 | 0 | 0 | 0 | 197.1369 | 63.9747 | 184.1889 | 86.2242 | 270.4131 | 609.0332 | 853.8373 | 1462.8705
2016 | Quick Service Restaurant | 3C | 232.34 | 0 | 37.4093 | 43.0404 | 32.6987 | 10.5329 | 317.8531 | 570.4762 | 0 | 60.4956 | 0 | 0 | 0 | 0 | 0 | 0 | 0 | 206.4623 | 65.529 | 103.536 | 37.4093 | 140.9453 | 530.1498 | 814.3477 | 1344.4975
2016 | Quick Service Restaurant | 4A | 232.34 | 0 | 261.7452 | 74.7468 | 32.6987 | 10.5568 | 317.8531 | 570.4762 | 0 | 62.1694 | 0 | 0 | 0 | 0 | 0 | 0 | 0 | 224.4197 | 62.5401 | 136.9162 | 261.7452 | 398.6614 | 560.565 | 1056.6411 | 1617.2061
2016 | Quick Service Restaurant | 4B | 232.34 | 0 | 156.2963 | 63.0063 | 32.4237 | 10.4971 | 317.8531 | 570.4762 | 0 | 68.7211 | 0 | 0 | 0 | 0 | 0 | 0 | 0 | 218.5734 | 62.3368 | 131.7274 | 156.2963 | 288.0238 | 554.8382 | 945.3459 | 1500.1841
2016 | Quick Service Restaurant | 4C | 232.34 | 0 | 173.644 | 19.2486 | 32.7465 | 10.5568 | 317.8531 | 570.4762 | 0 | 56.5264 | 0 | 0 | 0 | 0 | 0 | 0 | 0 | 230.6486 | 62.0977 | 75.775 | 173.644 | 249.419 | 499.0292 | 974.7688 | 1473.798
2016 | Quick Service Restaurant | 5A | 232.34 | 0 | 415.6863 | 41.3546 | 32.5313 | 10.509 | 317.8531 | 570.4762 | 0 | 60.0055 | 0 | 0 | 0 | 0 | 0 | 0 | 0 | 241.7912 | 61.3923 | 101.3601 | 415.6863 | 517.0464 | 523.6579 | 1227.9418 | 1751.5997
2016 | Quick Service Restaurant | 5B | 232.34 | 0 | 307.8702 | 43.2436 | 32.5194 | 10.5329 | 317.8531 | 570.4762 | 0 | 68.6255 | 0 | 0 | 0 | 0 | 0 | 0 | 0 | 236.8775 | 61.2249 | 111.8691 | 307.8702 | 419.7393 | 534.0115 | 1115.2239 | 1649.2353
2016 | Quick Service Restaurant | 5C | 232.34 | 0 | 226.2848 | 7.9386 | 32.7107 | 10.5449 | 317.8531 | 570.4762 | 0 | 54.3624 | 0 | 0 | 0 | 0 | 0 | 0 | 0 | 240.6076 | 61.1412 | 62.3009 | 226.2848 | 288.5857 | 484.5629 | 1037.3567 | 1521.9195
2016 | Quick Service Restaurant | 6A | 232.34 | 0 | 614.6882 | 45.2522 | 32.5313 | 10.5329 | 317.8531 | 570.4762 | 0 | 63.8791 | 0 | 0 | 0 | 0 | 0 | 0 | 0 | 254.5599 | 60.938 | 109.1313 | 614.6882 | 723.8195 | 530.9867 | 1439.7244 | 1970.711
2016 | Quick Service Restaurant | 6B | 232.34 | 0 | 465.8283 | 27.5937 | 32.4237 | 10.509 | 317.8531 | 570.4762 | 0 | 66.7365 | 0 | 0 | 0 | 0 | 0 | 0 | 0 | 251.3916 | 60.2804 | 94.3301 | 465.8283 | 560.1585 | 515.4085 | 1287.6962 | 1803.1046
2016 | Quick Service Restaurant | 7 | 232.34 | 0 | 784.4347 | 31.4912 | 32.4716 | 10.5568 | 317.8531 | 570.4762 | 0 | 63.353 | 0 | 0 | 0 | 0 | 0 | 0 | 0 | 269.8034 | 60.1967 | 94.8442 | 784.4347 | 879.2789 | 515.9345 | 1624.7143 | 2140.6488
2016 | Quick Service Restaurant | 8 | 232.34 | 0 | 1092.5798 | 10.258 | 33.2248 | 10.7481 | 317.8531 | 570.4762 | 0 | 62.7433 | 0 | 0 | 0 | 0 | 0 | 0 | 0 | 290.3312 | 59.0968 | 73.0013 | 1092.5798 | 1165.5811 | 493.9241 | 1953.3753 | 2447.2995
2019 | Quick Service Restaurant | 0A | 232.34 | 0 | 0 | 412.1833 | 30.3315 | 10.509 | 301.3902 | 570.4762 | 0 | 91.3412 | 0 | 0 | 0 | 0 | 0 | 0 | 0 | 148.7882 | 49.3051 | 503.5245 | 0 | 503.5245 | 895.0724 | 719.2524 | 1614.3248
2019 | Quick Service Restaurant | 0B | 232.34 | 0 | 0.11956 | 368.8919 | 30.2717 | 10.509 | 301.3902 | 570.4762 | 0 | 91.7238 | 0 | 0 | 0 | 0 | 0 | 0 | 0 | 148.2023 | 48.8269 | 460.6157 | 0.11956 | 460.7352 | 851.6135 | 718.7981 | 1570.4117
2019 | Quick Service Restaurant | 1A | 232.34 | 0 | 0 | 252.8741 | 30.3315 | 10.509 | 301.3902 | 570.4762 | 0 | 69.0439 | 0 | 0 | 0 | 0 | 0 | 0 | 0 | 162.3459 | 48.1813 | 321.9181 | 0 | 321.9181 | 712.3301 | 732.8221 | 1445.1522
2019 | Quick Service Restaurant | 1B | 232.34 | 0 | 11.1068 | 279.5831 | 30.3554 | 10.4851 | 301.3902 | 570.4762 | 0 | 87.1807 | 0 | 0 | 0 | 0 | 0 | 0 | 0 | 162.6807 | 48.1574 | 366.7637 | 11.1068 | 377.8706 | 757.1519 | 744.2637 | 1501.4156
2019 | Quick Service Restaurant | 2A | 232.34 | 0 | 29.6739 | 215.4529 | 30.2239 | 10.4851 | 301.3902 | 570.4762 | 0 | 73.9338 | 0 | 0 | 0 | 0 | 0 | 0 | 0 | 177.5415 | 47.715 | 289.3867 | 29.6739 | 319.0607 | 679.201 | 777.6917 | 1456.8927
2019 | Quick Service Restaurant | 2B | 232.34 | 0 | 25.1906 | 147.6165 | 30.2239 | 10.4971 | 301.3902 | 570.4762 | 0 | 78.2617 | 0 | 0 | 0 | 0 | 0 | 0 | 0 | 178.6893 | 46.6629 | 225.8783 | 25.1906 | 251.0688 | 614.6524 | 774.3561 | 1389.0084
2019 | Quick Service Restaurant | 3A | 232.34 | 0 | 155.3279 | 112.9929 | 30.2359 | 10.4971 | 301.3902 | 570.4762 | 0 | 69.0439 | 0 | 0 | 0 | 0 | 0 | 0 | 0 | 203.7962 | 46.1488 | 182.0369 | 155.3279 | 337.3648 | 570.3088 | 929.5883 | 1499.8972
2019 | Quick Service Restaurant | 3B | 232.34 | 0 | 85.5547 | 101.7546 | 30.3076 | 10.4971 | 301.3902 | 570.4762 | 0 | 74.6511 | 0 | 0 | 0 | 0 | 0 | 0 | 0 | 197.1727 | 45.9695 | 176.4057 | 85.5547 | 261.9604 | 564.5582 | 853.1917 | 1417.7498
2019 | Quick Service Restaurant | 3C | 232.34 | 0 | 38.1983 | 39.1189 | 30.4152 | 10.5329 | 301.3902 | 570.4762 | 0 | 58.523 | 0 | 0 | 0 | 0 | 0 | 0 | 0 | 206.5101 | 46.7108 | 97.6419 | 38.1983 | 135.8402 | 486.691 | 815.1727 | 1301.8636
2019 | Quick Service Restaurant | 4A | 232.34 | 0 | 259.3302 | 69.4026 | 30.3913 | 10.5568 | 301.3902 | 570.4762 | 0 | 60.3402 | 0 | 0 | 0 | 0 | 0 | 0 | 0 | 224.4675 | 45.025 | 129.7428 | 259.3302 | 389.073 | 517.1062 | 1054.2739 | 1571.3801
2019 | Quick Service Restaurant | 4B | 232.34 | 0 | 149.8761 | 59.061 | 30.2478 | 10.4971 | 301.3902 | 570.4762 | 0 | 67.0952 | 0 | 0 | 0 | 0 | 0 | 0 | 0 | 218.6092 | 45.037 | 126.1561 | 149.8761 | 276.0323 | 513.3282 | 938.9616 | 1452.2897
2019 | Quick Service Restaurant | 4C | 232.34 | 0 | 174.5765 | 17.2161 | 30.4032 | 10.5568 | 301.3902 | 570.4762 | 0 | 54.9004 | 0 | 0 | 0 | 0 | 0 | 0 | 0 | 230.7203 | 44.7142 | 72.1165 | 174.5765 | 246.6931 | 459.2049 | 975.7731 | 1434.978
2019 | Quick Service Restaurant | 5A | 232.34 | 0 | 405.261 | 37.9592 | 30.2837 | 10.509 | 301.3902 | 570.4762 | 0 | 58.1165 | 0 | 0 | 0 | 0 | 0 | 0 | 0 | 241.8271 | 44.4033 | 96.0757 | 405.261 | 501.3366 | 482.6619 | 1217.5643 | 1700.2262
2019 | Quick Service Restaurant | 5B | 232.34 | 0 | 299.6805 | 40.3982 | 30.3076 | 10.5329 | 301.3902 | 570.4762 | 0 | 67.1788 | 0 | 0 | 0 | 0 | 0 | 0 | 0 | 236.9133 | 44.3914 | 107.577 | 299.6805 | 407.2576 | 494.2111 | 1107.0701 | 1601.2812
2019 | Quick Service Restaurant | 5C | 232.34 | 0 | 229.9193 | 6.5756 | 30.3913 | 10.5449 | 301.3902 | 570.4762 | 0 | 53.0114 | 0 | 0 | 0 | 0 | 0 | 0 | 0 | 240.7033 | 44.1164 | 59.587 | 229.9193 | 289.5063 | 446.0417 | 1041.0988 | 1487.1405
2019 | Quick Service Restaurant | 6A | 232.34 | 0 | 595.6429 | 41.6176 | 30.3076 | 10.5329 | 301.3902 | 570.4762 | 0 | 61.739 | 0 | 0 | 0 | 0 | 0 | 0 | 0 | 254.6197 | 44.1403 | 103.3567 | 595.6429 | 698.9996 | 489.7277 | 1420.7388 | 1910.4665
2019 | Quick Service Restaurant | 6B | 232.34 | 0 | 453.5379 | 25.8481 | 30.2478 | 10.509 | 301.3902 | 570.4762 | 0 | 64.453 | 0 | 0 | 0 | 0 | 0 | 0 | 0 | 251.4395 | 43.8294 | 90.3011 | 453.5379 | 543.839 | 476.2776 | 1275.4416 | 1751.7192
2019 | Quick Service Restaurant | 7 | 232.34 | 0 | 757.0204 | 28.5023 | 30.2837 | 10.5568 | 301.3902 | 570.4762 | 0 | 60.8543 | 0 | 0 | 0 | 0 | 0 | 0 | 0 | 269.8512 | 43.7458 | 89.3566 | 757.0204 | 846.377 | 475.3331 | 1597.3358 | 2072.6689
2019 | Quick Service Restaurant | 8 | 232.34 | 0 | 1071.9802 | 8.8233 | 30.738 | 10.7481 | 301.3902 | 570.4762 | 0 | 60.8423 | 0 | 0 | 0 | 0 | 0 | 0 | 0 | 290.391 | 43.1002 | 69.6656 | 1071.9802 | 1141.6459 | 455.6421 | 1932.8475 | 2388.4896
2004 | Full Service Restaurant | 0A | 511.15 | 0 | 0 | 535.8886 | 100.8891 | 31.6009 | 250.3723 | 255.3012 | 0 | 190.2084 | 0.24455 | 0.24455 | 0 | 0 | 0 | 0 | 42.1109 | 117.3606 | 36.2581 | 726.0969 | 0 | 726.0969 | 1187.5673 | 372.6619 | 1560.2291
2004 | Full Service Restaurant | 0B | 511.15 | 0 | 0.26628 | 452.7862 | 100.8891 | 31.6063 | 250.3723 | 255.3012 | 0 | 204.6638 | 0.24455 | 0.24455 | 0 | 0 | 0 | 0 | 42.0946 | 116.6596 | 36.3994 | 657.45 | 0.26628 | 657.7163 | 1119.0507 | 372.2271 | 1491.2778
2004 | Full Service Restaurant | 1A | 511.15 | 0 | 0.010869 | 359.4455 | 100.8891 | 31.6117 | 250.3723 | 255.3012 | 0 | 175.8888 | 0.24455 | 0.24455 | 0 | 0 | 0 | 0 | 42.1109 | 127.9414 | 36.1277 | 535.3343 | 0.010869 | 535.3451 | 996.6905 | 383.248 | 1379.9385
2004 | Full Service Restaurant | 1B | 511.15 | 0 | 15.1238 | 383.7154 | 100.8891 | 31.5683 | 250.3723 | 255.3012 | 0 | 202.0553 | 0.24455 | 0.24455 | 0 | 0 | 0 | 0 | 42.0946 | 128.1261 | 36.3451 | 585.7706 | 15.1238 | 600.8945 | 1047.2899 | 398.5458 | 1445.8356
2004 | Full Service Restaurant | 2A | 511.15 | 0 | 35.4212 | 322.6168 | 100.8891 | 31.5574 | 250.3723 | 255.3012 | 0 | 183.0132 | 0.24455 | 0.24455 | 0 | 0 | 0 | 0 | 42.1109 | 140.0165 | 36.1168 | 505.63 | 35.4212 | 541.0512 | 966.9264 | 430.739 | 1397.6654
2004 | Full Service Restaurant | 2B | 511.15 | 0 | 30.5683 | 250.8396 | 100.8891 | 31.5846 | 250.3723 | 255.3012 | 0 | 206.6256 | 0.24455 | 0.24455 | 0 | 0 | 0 | 0 | 42.0946 | 140.6849 | 36.1766 | 457.4652 | 30.5683 | 488.0335 | 918.8214 | 426.5545 | 1345.3759
2004 | Full Service Restaurant | 3A | 511.15 | 0 | 150.7657 | 204.5062 | 100.8891 | 31.5737 | 250.3723 | 255.3012 | 0 | 180.4917 | 0.24455 | 0.24455 | 0 | 0 | 0 | 0 | 42.1164 | 160.7269 | 35.9755 | 384.9979 | 150.7657 | 535.7636 | 846.1693 | 566.7884 | 1412.9577
2004 | Full Service Restaurant | 3B | 511.15 | 0 | 78.1734 | 152.4341 | 100.8891 | 31.5737 | 250.3723 | 255.3012 | 0 | 203.0552 | 0.24455 | 0.24455 | 0 | 0 | 0 | 0 | 42.0946 | 155.3523 | 35.981 | 355.4893 | 78.1734 | 433.6627 | 816.6444 | 488.8269 | 1305.4713
2004 | Full Service Restaurant | 3C | 511.15 | 0 | 41.8609 | 60.7454 | 100.8891 | 31.5683 | 250.3723 | 255.3012 | 0 | 177.5354 | 0.24455 | 0.24455 | 0 | 0 | 0 | 0 | 42.1164 | 163.1072 | 36.0081 | 238.2808 | 41.8609 | 280.1417 | 699.4794 | 460.2639 | 1159.7433
2004 | Full Service Restaurant | 4A | 511.15 | 0 | 321.9538 | 143.1522 | 100.8891 | 31.5302 | 250.3723 | 255.3012 | 0 | 171.6119 | 0.24455 | 0.24455 | 0 | 0 | 0 | 0 | 42.1164 | 177.0246 | 35.9429 | 314.7641 | 321.9538 | 636.7179 | 775.854 | 754.2796 | 1530.1336
2004 | Full Service Restaurant | 4B | 511.15 | 0 | 162.0311 | 91.6235 | 100.8891 | 31.5519 | 250.3723 | 255.3012 | 0 | 206.0061 | 0.24455 | 0.24455 | 0 | 0 | 0 | 0 | 42.1164 | 172.4325 | 35.6332 | 297.6295 | 162.0311 | 459.6607 | 758.4314 | 589.7595 | 1348.1909
2004 | Full Service Restaurant | 4C | 511.15 | 0 | 257.3554 | 25.0035 | 100.8891 | 31.4922 | 250.3723 | 255.3012 | 0 | 169.6175 | 0.24455 | 0.24455 | 0 | 0 | 0 | 0 | 42.1164 | 181.959 | 35.8668 | 194.6211 | 257.3554 | 451.9765 | 655.5969 | 694.6156 | 1350.2125
2004 | Full Service Restaurant | 5A | 511.15 | 0 | 461.0845 | 103.4976 | 100.8891 | 31.5356 | 250.3723 | 255.3012 | 0 | 169.3567 | 0.24455 | 0.24455 | 0 | 0 | 0 | 0 | 42.1164 | 190.8333 | 35.894 | 272.8542 | 461.0845 | 733.9387 | 733.9061 | 907.219 | 1641.1251
2004 | Full Service Restaurant | 5B | 511.15 | 0 | 293.5048 | 115.1652 | 100.8891 | 31.5411 | 250.3723 | 255.3012 | 0 | 200.2945 | 0.24455 | 0.24455 | 0 | 0 | 0 | 0 | 42.1164 | 186.9586 | 35.8397 | 315.4597 | 293.5048 | 608.9645 | 776.4518 | 735.7592 | 1512.211
2004 | Full Service Restaurant | 5C | 511.15 | 0 | 330.6107 | 8.9667 | 100.8891 | 31.4922 | 250.3723 | 255.3012 | 0 | 161.0638 | 0.24455 | 0.24455 | 0 | 0 | 0 | 0 | 42.1164 | 189.7845 | 35.8831 | 170.0305 | 330.6107 | 500.6413 | 631.0226 | 775.6964 | 1406.7191
2004 | Full Service Restaurant | 6A | 511.15 | 0 | 614.8282 | 104.8996 | 100.8891 | 31.5248 | 250.3723 | 255.3012 | 0 | 171.2478 | 0.24455 | 0.24455 | 0 | 0 | 0 | 0 | 42.1164 | 201.0662 | 35.8451 | 276.1475 | 614.8282 | 890.9757 | 737.1341 | 1071.1957 | 1808.3298
2004 | Full Service Restaurant | 6B | 511.15 | 0 | 459.8889 | 88.8248 | 100.8891 | 31.503 | 250.3723 | 255.3012 | 0 | 187.301 | 0.24455 | 0.24455 | 0 | 0 | 0 | 0 | 42.1164 | 198.4632 | 35.8125 | 276.1257 | 459.8889 | 736.0147 | 737.0635 | 913.6533 | 1650.7168
2004 | Full Service Restaurant | 7 | 511.15 | 0 | 764.0506 | 87.189 | 100.8891 | 31.4813 | 250.3723 | 255.3012 | 0 | 170.9326 | 0.24455 | 0.24455 | 0 | 0 | 0 | 0 | 42.1164 | 213.2283 | 35.8397 | 258.1217 | 764.0506 | 1022.1722 | 719.0594 | 1232.5856 | 1951.645
2004 | Full Service Restaurant | 8 | 511.15 | 0 | 1056.887 | 56.5283 | 100.8891 | 31.3074 | 250.3723 | 255.3012 | 0 | 167.0579 | 0.24455 | 0.24455 | 0 | 0 | 0 | 0 | 42.1218 | 229.6021 | 35.7908 | 223.5862 | 1056.887 | 1280.4732 | 684.3066 | 1541.7903 | 2226.0969
2007 | Full Service Restaurant | 0A | 511.15 | 0 | 0 | 504.717 | 100.8891 | 31.6009 | 250.3723 | 255.3012 | 0 | 179.3722 | 0.24455 | 0.24455 | 0 | 0 | 0 | 0 | 42.0566 | 117.0672 | 37.345 | 684.0893 | 0 | 684.0893 | 1146.5975 | 372.3684 | 1518.9659
2007 | Full Service Restaurant | 0B | 511.15 | 0 | 0 | 419.93 | 100.8891 | 31.6063 | 250.3723 | 255.3012 | 0 | 192.9364 | 0.24455 | 0.24455 | 0 | 0 | 0 | 0 | 42.062 | 116.4694 | 37.0733 | 612.8664 | 0 | 612.8664 | 1075.1084 | 371.7706 | 1446.879
2007 | Full Service Restaurant | 1A | 511.15 | 0 | 0 | 341.7186 | 100.8891 | 31.6117 | 250.3723 | 255.3012 | 0 | 168.2209 | 0.24455 | 0.24455 | 0 | 0 | 0 | 0 | 42.1109 | 127.9305 | 36.3016 | 509.9395 | 0 | 509.9395 | 971.4641 | 383.2317 | 1354.6958
2007 | Full Service Restaurant | 1B | 511.15 | 0 | 2.152 | 346.3378 | 100.8891 | 31.5683 | 250.3723 | 255.3012 | 0 | 189.9584 | 0.24455 | 0.24455 | 0 | 0 | 0 | 0 | 42.0892 | 128.0935 | 36.5353 | 536.2962 | 2.152 | 538.4482 | 997.9947 | 385.5468 | 1383.5415
2007 | Full Service Restaurant | 2A | 511.15 | 0 | 9.9666 | 291.2985 | 100.8891 | 31.5574 | 250.3723 | 255.3012 | 0 | 172.2097 | 0.24455 | 0.24455 | 0 | 0 | 0 | 0 | 42.1327 | 140.1198 | 35.9429 | 463.5082 | 9.9666 | 473.4748 | 924.647 | 405.3822 | 1330.0292
2007 | Full Service Restaurant | 2B | 511.15 | 0 | 5.8365 | 208.7178 | 100.8891 | 31.5846 | 250.3723 | 255.3012 | 0 | 190.7735 | 0.24455 | 0.24455 | 0 | 0 | 0 | 0 | 42.1327 | 140.8806 | 35.3343 | 399.4913 | 5.8365 | 405.3279 | 860.0378 | 402.0129 | 1262.0507
2007 | Full Service Restaurant | 3A | 511.15 | 0 | 78.5266 | 168.8513 | 100.8891 | 31.5737 | 250.3723 | 255.3012 | 0 | 170.2642 | 0.24455 | 0.24455 | 0 | 0 | 0 | 0 | 42.187 | 161.1073 | 34.7691 | 339.1155 | 78.5266 | 417.6421 | 799.1566 | 494.9352 | 1294.0918
2007 | Full Service Restaurant | 3B | 511.15 | 0 | 26.0089 | 140.5708 | 100.8891 | 31.5737 | 250.3723 | 255.3012 | 0 | 188.828 | 0.24455 | 0.24455 | 0 | 0 | 0 | 0 | 42.1598 | 155.6838 | 34.8941 | 329.3989 | 26.0089 | 355.4077 | 789.5323 | 436.9939 | 1226.5262
2007 | Full Service Restaurant | 3C | 511.15 | 0 | 5.6517 | 56.2729 | 100.8891 | 31.5683 | 250.3723 | 255.3012 | 0 | 163.1561 | 0.24455 | 0.24455 | 0 | 0 | 0 | 0 | 42.1761 | 163.4223 | 35.0734 | 219.429 | 5.6517 | 225.0807 | 679.7526 | 424.3753 | 1104.1279
2007 | Full Service Restaurant | 4A | 511.15 | 0 | 194.9797 | 109.0026 | 100.8891 | 31.5302 | 250.3723 | 255.3012 | 0 | 161.0475 | 0.24455 | 0.24455 | 0 | 0 | 0 | 0 | 42.2359 | 177.655 | 33.9431 | 270.0501 | 194.9797 | 465.0298 | 729.2543 | 627.9359 | 1357.1902
2007 | Full Service Restaurant | 4B | 511.15 | 0 | 71.4457 | 87.314 | 100.8891 | 31.5519 | 250.3723 | 255.3012 | 0 | 191.8006 | 0.24455 | 0.24455 | 0 | 0 | 0 | 0 | 42.2087 | 172.9271 | 34.0463 | 279.1146 | 71.4457 | 350.5603 | 738.4221 | 499.6739 | 1238.096
2007 | Full Service Restaurant | 4C | 511.15 | 0 | 110.4536 | 24.1286 | 100.8891 | 31.4922 | 250.3723 | 255.3012 | 0 | 158.1727 | 0.24455 | 0.24455 | 0 | 0 | 0 | 0 | 42.2577 | 182.7144 | 33.6061 | 182.3013 | 110.4536 | 292.7549 | 641.1632 | 548.4691 | 1189.6323
2007 | Full Service Restaurant | 5A | 511.15 | 0 | 304.0366 | 65.5059 | 100.8891 | 31.5356 | 250.3723 | 255.3012 | 0 | 154.5426 | 0.24455 | 0.24455 | 0 | 0 | 0 | 0 | 42.2577 | 191.5832 | 33.4648 | 220.0485 | 304.0366 | 524.0851 | 678.807 | 750.9157 | 1429.7227
2007 | Full Service Restaurant | 5B | 511.15 | 0 | 163.0039 | 76.4996 | 100.8891 | 31.5411 | 250.3723 | 255.3012 | 0 | 181.0732 | 0.24455 | 0.24455 | 0 | 0 | 0 | 0 | 42.2359 | 187.5944 | 33.6061 | 257.5728 | 163.0039 | 420.5767 | 716.4564 | 605.8996 | 1322.3559
2007 | Full Service Restaurant | 5C | 511.15 | 0 | 139.8535 | 9.5591 | 100.8891 | 31.4922 | 250.3723 | 255.3012 | 0 | 149.418 | 0.24455 | 0.24455 | 0 | 0 | 0 | 0 | 42.2794 | 190.6811 | 33.1986 | 158.977 | 139.8535 | 298.8305 | 617.453 | 585.8359 | 1203.2889
2007 | Full Service Restaurant | 6A | 511.15 | 0 | 452.2754 | 70.6848 | 100.8891 | 31.5248 | 250.3723 | 255.3012 | 0 | 159.4227 | 0.24455 | 0.24455 | 0 | 0 | 0 | 0 | 42.2631 | 201.8325 | 33.3399 | 230.1075 | 452.2754 | 682.3829 | 688.7411 | 909.4036 | 1598.1447
2007 | Full Service Restaurant | 6B | 511.15 | 0 | 296.0047 | 51.6591 | 100.8891 | 31.503 | 250.3723 | 255.3012 | 0 | 171.2424 | 0.24455 | 0.24455 | 0 | 0 | 0 | 0 | 42.2631 | 199.2403 | 33.1388 | 222.9015 | 296.0047 | 518.9062 | 681.3014 | 750.5407 | 1431.8421
2007 | Full Service Restaurant | 7 | 511.15 | 0 | 594.9004 | 53.0884 | 100.8891 | 31.4813 | 250.3723 | 255.3012 | 0 | 158.6021 | 0.24455 | 0.24455 | 0 | 0 | 0 | 0 | 42.274 | 214.0707 | 33.0464 | 211.6904 | 594.9004 | 806.5908 | 669.9979 | 1064.2723 | 1734.2702
2007 | Full Service Restaurant | 8 | 511.15 | 0 | 884.4653 | 22.1505 | 100.8891 | 31.3074 | 250.3723 | 255.3012 | 0 | 154.3578 | 0.24455 | 0.24455 | 0 | 0 | 0 | 0 | 42.2957 | 230.5531 | 32.541 | 176.5083 | 884.4653 | 1060.9736 | 634.1528 | 1370.3196 | 2004.4725
2010 | Full Service Restaurant | 0A | 511.15 | 0 | 0 | 393.7472 | 40.7741 | 17.9606 | 250.1549 | 255.3012 | 0 | 115.3336 | 0.24455 | 0.24455 | 0 | 0 | 0 | 0 | 40.9534 | 117.0509 | 37.1548 | 509.0808 | 0 | 509.0808 | 896.3122 | 372.3521 | 1268.6643
2010 | Full Service Restaurant | 0B | 511.15 | 0 | 0.016303 | 317.4432 | 40.7252 | 17.9552 | 250.1549 | 255.3012 | 0 | 108.2526 | 0.24455 | 0.24455 | 0 | 0 | 0 | 0 | 40.9534 | 116.4096 | 36.9918 | 425.6959 | 0.016303 | 425.7122 | 812.7153 | 371.7217 | 1184.4371
2010 | Full Service Restaurant | 1A | 511.15 | 0 | 0 | 245.6389 | 40.7849 | 17.9552 | 250.1549 | 255.3012 | 0 | 88.9117 | 0.24455 | 0.24455 | 0 | 0 | 0 | 0 | 40.9751 | 127.8381 | 36.2744 | 334.5506 | 0 | 334.5506 | 720.9343 | 383.1339 | 1104.0682
2010 | Full Service Restaurant | 1B | 511.15 | 0 | 5.9724 | 256.8989 | 40.8067 | 17.9334 | 250.1549 | 255.3012 | 0 | 102.3455 | 0.24455 | 0.24455 | 0 | 0 | 0 | 0 | 40.9643 | 128.0011 | 36.519 | 359.2444 | 5.9724 | 365.2168 | 745.8672 | 389.2693 | 1135.1365
2010 | Full Service Restaurant | 2A | 511.15 | 0 | 15.3032 | 209.4352 | 40.6817 | 17.9225 | 250.1549 | 255.3012 | 0 | 92.9277 | 0.24455 | 0.24455 | 0 | 0 | 0 | 0 | 40.9806 | 139.9839 | 36.0299 | 302.3629 | 15.3032 | 317.666 | 688.3715 | 410.5829 | 1098.9544
2010 | Full Service Restaurant | 2B | 511.15 | 0 | 13.0262 | 137.7667 | 40.6817 | 17.9389 | 250.1549 | 255.3012 | 0 | 91.4115 | 0.24455 | 0.24455 | 0 | 0 | 0 | 0 | 40.9806 | 140.7447 | 35.4375 | 229.1782 | 13.0262 | 242.2044 | 614.6163 | 409.0721 | 1023.6884
2010 | Full Service Restaurant | 3A | 511.15 | 0 | 92.1343 | 112.5295 | 40.7143 | 17.9334 | 250.1549 | 255.3012 | 0 | 85.9174 | 0.24455 | 0.24455 | 0 | 0 | 0 | 0 | 41.0023 | 160.9171 | 34.9919 | 198.4469 | 92.1343 | 290.5812 | 583.4882 | 508.3526 | 1091.8408
2010 | Full Service Restaurant | 3B | 511.15 | 0 | 42.6381 | 100.2858 | 40.7849 | 17.9334 | 250.1549 | 255.3012 | 0 | 88.6074 | 0.24455 | 0.24455 | 0 | 0 | 0 | 0 | 40.9914 | 155.5316 | 35.0299 | 188.8932 | 42.6381 | 231.5313 | 574.027 | 453.4655 | 1027.4925
2010 | Full Service Restaurant | 3C | 511.15 | 0 | 17.1454 | 45.4748 | 40.9154 | 17.966 | 250.1549 | 255.3012 | 0 | 64.9081 | 0.24455 | 0.24455 | 0 | 0 | 0 | 0 | 40.9914 | 163.1615 | 35.481 | 110.3829 | 17.1454 | 127.5283 | 496.1253 | 435.6082 | 931.7335
2010 | Full Service Restaurant | 4A | 511.15 | 0 | 195.1536 | 69.761 | 40.8284 | 17.9715 | 250.1549 | 255.3012 | 0 | 66.2504 | 0.24455 | 0.24455 | 0 | 0 | 0 | 0 | 41.0241 | 177.4376 | 34.2365 | 136.0114 | 195.1536 | 331.165 | 520.4604 | 627.8924 | 1148.3528
2010 | Full Service Restaurant | 4B | 511.15 | 0 | 89.4171 | 62.7072 | 40.6871 | 17.928 | 250.1549 | 255.3012 | 0 | 87.9444 | 0.24455 | 0.24455 | 0 | 0 | 0 | 0 | 41.0132 | 172.7586 | 34.1985 | 150.6516 | 89.4171 | 240.0687 | 534.8778 | 517.4715 | 1052.3493
2010 | Full Service Restaurant | 4C | 511.15 | 0 | 129.3543 | 19.1453 | 40.8665 | 17.966 | 250.1549 | 255.3012 | 0 | 63.4734 | 0.24455 | 0.24455 | 0 | 0 | 0 | 0 | 41.0241 | 182.4046 | 34.1333 | 82.6187 | 129.3543 | 211.973 | 467.0079 | 567.0601 | 1034.0681
2010 | Full Service Restaurant | 5A | 511.15 | 0 | 311.4491 | 39.7633 | 40.736 | 17.9389 | 250.1549 | 255.3012 | 0 | 65.1472 | 0.24455 | 0.24455 | 0 | 0 | 0 | 0 | 41.0349 | 191.3441 | 33.7746 | 104.9105 | 311.4491 | 416.3596 | 488.7943 | 758.0945 | 1246.8888
2010 | Full Service Restaurant | 5B | 511.15 | 0 | 191.0942 | 42.437 | 40.7686 | 17.9606 | 250.1549 | 255.3012 | 0 | 87.8303 | 0.24455 | 0.24455 | 0 | 0 | 0 | 0 | 41.0295 | 187.4151 | 33.7474 | 130.2673 | 191.0942 | 321.3614 | 514.1674 | 633.8105 | 1147.9779
2010 | Full Service Restaurant | 5C | 511.15 | 0 | 184.7251 | 6.0485 | 40.8719 | 17.9606 | 250.1549 | 255.3012 | 0 | 76.1627 | 0.24455 | 0.24455 | 0 | 0 | 0 | 0 | 41.0458 | 190.4312 | 33.5192 | 82.2111 | 184.7251 | 266.9362 | 466.0026 | 630.452 | 1096.4546
2010 | Full Service Restaurant | 6A | 511.15 | 0 | 456.6283 | 43.8064 | 40.7632 | 17.9497 | 250.1549 | 255.3012 | 0 | 67.7448 | 0.24455 | 0.24455 | 0 | 0 | 0 | 0 | 41.0349 | 201.6097 | 33.5898 | 111.5513 | 456.6283 | 568.1796 | 495.2938 | 913.5392 | 1408.833
2010 | Full Service Restaurant | 6B | 511.15 | 0 | 318.0682 | 28.2152 | 40.6871 | 17.928 | 250.1549 | 255.3012 | 0 | 85.2109 | 0.24455 | 0.24455 | 0 | 0 | 0 | 0 | 41.0404 | 199.0338 | 33.3399 | 113.4262 | 318.0682 | 431.4943 | 496.8155 | 772.4032 | 1269.2186
2010 | Full Service Restaurant | 7 | 511.15 | 0 | 589.879 | 31.59 | 40.7143 | 17.9606 | 250.1549 | 255.3012 | 0 | 67.8535 | 0.24455 | 0.24455 | 0 | 0 | 0 | 0 | 41.0458 | 213.837 | 33.2909 | 99.4435 | 589.879 | 689.3226 | 482.8546 | 1059.0172 | 1541.8718
2010 | Full Service Restaurant | 8 | 511.15 | 0 | 858.7825 | 8.4396 | 41.2577 | 18.0747 | 250.1549 | 255.3012 | 0 | 80.0863 | 0.24455 | 0.24455 | 0 | 0 | 0 | 0 | 41.0567 | 230.3249 | 32.7095 | 88.5259 | 858.7825 | 947.3084 | 472.013 | 1344.4086 | 1816.4216
2013 | Full Service Restaurant | 0A | 511.15 | 0 | 0 | 368.4068 | 38.0025 | 17.9606 | 244.2423 | 255.3012 | 0 | 92.4549 | 0.24455 | 0.24455 | 0 | 0 | 0 | 0 | 40.948 | 116.9585 | 30.8563 | 460.8617 | 0 | 460.8617 | 833.1105 | 372.2543 | 1205.3648
2013 | Full Service Restaurant | 0B | 511.15 | 0 | 0.0054344 | 307.4875 | 37.921 | 17.9552 | 244.2423 | 255.3012 | 0 | 86.5695 | 0.24455 | 0.24455 | 0 | 0 | 0 | 0 | 40.9534 | 116.4151 | 30.4488 | 394.057 | 0.0054344 | 394.0624 | 765.8167 | 371.7163 | 1137.533
2013 | Full Service Restaurant | 1A | 511.15 | 0 | 0 | 226.2763 | 38.0025 | 17.9552 | 244.2423 | 255.3012 | 0 | 52.6101 | 0.24455 | 0.24455 | 0 | 0 | 0 | 0 | 40.9643 | 127.7511 | 29.9651 | 278.8864 | 0 | 278.8864 | 650.2603 | 383.0524 | 1033.3127
2013 | Full Service Restaurant | 1B | 511.15 | 0 | 5.4724 | 248.6115 | 38.1058 | 17.9334 | 244.2423 | 255.3012 | 0 | 81.1732 | 0.24455 | 0.24455 | 0 | 0 | 0 | 0 | 40.9643 | 128.012 | 29.9542 | 329.7847 | 5.4724 | 335.2571 | 701.2184 | 388.7856 | 1090.004
2013 | Full Service Restaurant | 2A | 511.15 | 0 | 14.7706 | 198.887 | 37.8558 | 17.9225 | 244.2423 | 255.3012 | 0 | 71.3641 | 0.24455 | 0.24455 | 0 | 0 | 0 | 0 | 40.9751 | 139.9024 | 29.7043 | 270.2512 | 14.7706 | 285.0218 | 641.1903 | 409.9688 | 1051.1592
2013 | Full Service Restaurant | 2B | 511.15 | 0 | 12.5914 | 133.2018 | 37.7906 | 17.9389 | 244.2423 | 255.3012 | 0 | 70.9348 | 0.24455 | 0.24455 | 0 | 0 | 0 | 0 | 40.9806 | 140.7502 | 28.8565 | 204.1366 | 12.5914 | 216.7281 | 574.1791 | 408.6374 | 982.8165
2013 | Full Service Restaurant | 3A | 511.15 | 0 | 92.4332 | 108.0353 | 37.9591 | 17.9334 | 244.2423 | 255.3012 | 0 | 65.3972 | 0.24455 | 0.24455 | 0 | 0 | 0 | 0 | 40.9969 | 160.8682 | 28.563 | 173.4325 | 92.4332 | 265.8656 | 543.3717 | 508.6026 | 1051.9743
2013 | Full Service Restaurant | 3B | 511.15 | 0 | 43.8064 | 97.3459 | 37.9862 | 17.9334 | 244.2423 | 255.3012 | 0 | 69.1469 | 0.24455 | 0.24455 | 0 | 0 | 0 | 0 | 40.9969 | 155.5479 | 28.3783 | 166.4928 | 43.8064 | 210.2992 | 536.2744 | 454.6502 | 990.9246
2013 | Full Service Restaurant | 3C | 511.15 | 0 | 16.977 | 44.0401 | 38.2145 | 17.966 | 244.2423 | 255.3012 | 0 | 44.4097 | 0.24455 | 0.24455 | 0 | 0 | 0 | 0 | 40.986 | 163.0963 | 29.101 | 88.4498 | 16.977 | 105.4268 | 459.1933 | 435.3745 | 894.5678
2013 | Full Service Restaurant | 4A | 511.15 | 0 | 193.0994 | 68.0981 | 38.133 | 17.9715 | 244.2423 | 255.3012 | 0 | 46.9964 | 0.24455 | 0.24455 | 0 | 0 | 0 | 0 | 41.0186 | 177.3995 | 27.7153 | 115.0945 | 193.0994 | 308.1939 | 484.4197 | 625.8002 | 1110.2199
2013 | Full Service Restaurant | 4B | 511.15 | 0 | 88.0259 | 60.9628 | 37.8015 | 17.928 | 244.2423 | 255.3012 | 0 | 67.5383 | 0.24455 | 0.24455 | 0 | 0 | 0 | 0 | 41.0132 | 172.7097 | 27.7153 | 128.5011 | 88.0259 | 216.527 | 497.4404 | 516.0368 | 1013.4772
2013 | Full Service Restaurant | 4C | 511.15 | 0 | 126.7078 | 18.8518 | 38.2254 | 17.966 | 244.2423 | 255.3012 | 0 | 43.9477 | 0.24455 | 0.24455 | 0 | 0 | 0 | 0 | 41.0241 | 182.3666 | 27.5957 | 62.7996 | 126.7078 | 189.5073 | 432.0921 | 564.381 | 996.4731
2013 | Full Service Restaurant | 5A | 511.15 | 0 | 308.0255 | 39.4644 | 37.9754 | 17.9389 | 244.2423 | 255.3012 | 0 | 46.2302 | 0.24455 | 0.24455 | 0 | 0 | 0 | 0 | 41.0295 | 191.3115 | 27.2262 | 85.6946 | 308.0255 | 393.72 | 454.3459 | 754.6328 | 1208.9787
2013 | Full Service Restaurant | 5B | 511.15 | 0 | 187.1923 | 41.9262 | 37.9591 | 17.9606 | 244.2423 | 255.3012 | 0 | 68.0872 | 0.24455 | 0.24455 | 0 | 0 | 0 | 0 | 41.0241 | 187.3825 | 27.2153 | 110.0134 | 187.1923 | 297.2056 | 478.6592 | 629.876 | 1108.5352
2013 | Full Service Restaurant | 5C | 511.15 | 0 | 169.1447 | 8.6406 | 38.2308 | 17.9606 | 244.2423 | 255.3012 | 0 | 42.975 | 0.24455 | 0.24455 | 0 | 0 | 0 | 0 | 41.0349 | 190.3279 | 27.1773 | 51.6156 | 169.1447 | 220.7604 | 420.5006 | 614.7793 | 1035.2799
2013 | Full Service Restaurant | 6A | 511.15 | 0 | 451.9276 | 42.5022 | 38.008 | 17.9497 | 244.2423 | 255.3012 | 0 | 48.5017 | 0.24455 | 0.24455 | 0 | 0 | 0 | 0 | 41.0349 | 201.5771 | 27.0251 | 91.0039 | 451.9276 | 542.9315 | 459.4976 | 908.8059 | 1368.3035
2013 | Full Service Restaurant | 6B | 511.15 | 0 | 315.1282 | 27.3512 | 37.8395 | 17.928 | 244.2423 | 255.3012 | 0 | 65.3048 | 0.24455 | 0.24455 | 0 | 0 | 0 | 0 | 41.0349 | 199.0066 | 26.7697 | 92.656 | 315.1282 | 407.7842 | 460.7095 | 769.436 | 1230.1455
2013 | Full Service Restaurant | 7 | 511.15 | 0 | 581.4884 | 30.677 | 37.9156 | 17.9606 | 244.2423 | 255.3012 | 0 | 48.5941 | 0.24455 | 0.24455 | 0 | 0 | 0 | 0 | 41.0404 | 213.8098 | 26.7099 | 79.2711 | 581.4884 | 660.7595 | 447.379 | 1050.5994 | 1497.9784
2013 | Full Service Restaurant | 8 | 511.15 | 0 | 834.6648 | 10.1623 | 38.9046 | 18.0747 | 244.2423 | 255.3012 | 0 | 48.6485 | 0.24455 | 0.24455 | 0 | 0 | 0 | 0 | 41.0512 | 230.2705 | 26.1991 | 58.8107 | 834.6648 | 893.4755 | 427.5164 | 1320.2365 | 1747.7529
2016 | Full Service Restaurant | 0A | 511.15 | 0 | 0 | 363.4397 | 29.8129 | 10.1297 | 244.2423 | 255.3012 | 0 | 91.4496 | 0.24455 | 0.24455 | 0 | 0 | 0 | 0 | 40.948 | 116.8878 | 30.8618 | 454.8893 | 0 | 454.8893 | 811.1231 | 372.1836 | 1183.3067
2016 | Full Service Restaurant | 0B | 511.15 | 0 | 0.010869 | 302.8846 | 29.7423 | 10.1242 | 244.2423 | 255.3012 | 0 | 85.5261 | 0.24455 | 0.24455 | 0 | 0 | 0 | 0 | 40.9534 | 116.3444 | 30.4542 | 388.4107 | 0.010869 | 388.4215 | 744.1716 | 371.6565 | 1115.8281
2016 | Full Service Restaurant | 1A | 511.15 | 0 | 0 | 223.0972 | 29.7477 | 10.1242 | 244.2423 | 255.3012 | 0 | 52.2297 | 0.24455 | 0.24455 | 0 | 0 | 0 | 0 | 40.9643 | 127.6751 | 29.9705 | 275.3269 | 0 | 275.3269 | 630.6151 | 382.9763 | 1013.5914
2016 | Full Service Restaurant | 1B | 511.15 | 0 | 5.88 | 245.8617 | 29.8293 | 10.1079 | 244.2423 | 255.3012 | 0 | 80.9178 | 0.24455 | 0.24455 | 0 | 0 | 0 | 0 | 40.9643 | 127.9305 | 29.9597 | 326.7795 | 5.88 | 332.6595 | 682.122 | 389.1063 | 1071.2283
2016 | Full Service Restaurant | 2A | 511.15 | 0 | 15.3249 | 194.9254 | 29.6336 | 10.1025 | 244.2423 | 255.3012 | 0 | 70.7392 | 0.24455 | 0.24455 | 0 | 0 | 0 | 0 | 40.9751 | 139.8209 | 29.7097 | 265.6646 | 15.3249 | 280.9895 | 620.5669 | 410.4525 | 1031.0194
2016 | Full Service Restaurant | 2B | 511.15 | 0 | 13.2816 | 131.5498 | 29.5793 | 10.1134 | 244.2423 | 255.3012 | 0 | 70.2827 | 0.24455 | 0.24455 | 0 | 0 | 0 | 0 | 40.9806 | 140.6632 | 28.8565 | 201.8325 | 13.2816 | 215.1141 | 555.8436 | 409.246 | 965.0896
2016 | Full Service Restaurant | 3A | 511.15 | 0 | 93.5255 | 106.481 | 29.7151 | 10.1134 | 244.2423 | 255.3012 | 0 | 64.8103 | 0.24455 | 0.24455 | 0 | 0 | 0 | 0 | 40.9969 | 160.7812 | 28.563 | 171.2913 | 93.5255 | 264.8168 | 525.1557 | 509.6025 | 1034.7582
2016 | Full Service Restaurant | 3B | 511.15 | 0 | 44.9911 | 96.0633 | 29.7314 | 10.1134 | 244.2423 | 255.3012 | 0 | 68.8317 | 0.24455 | 0.24455 | 0 | 0 | 0 | 0 | 40.9969 | 155.461 | 28.3783 | 164.8951 | 44.9911 | 209.8862 | 518.5964 | 455.7534 | 974.3498
2016 | Full Service Restaurant | 3C | 511.15 | 0 | 18.0095 | 41.2958 | 29.9162 | 10.146 | 244.2423 | 255.3012 | 0 | 44.0021 | 0.24455 | 0.24455 | 0 | 0 | 0 | 0 | 40.986 | 163.0039 | 29.101 | 85.2979 | 18.0095 | 103.3074 | 439.923 | 436.3146 | 876.2377
2016 | Full Service Restaurant | 4A | 511.15 | 0 | 196.0992 | 66.5493 | 29.9162 | 10.1623 | 244.2423 | 255.3012 | 0 | 46.4149 | 0.24455 | 0.24455 | 0 | 0 | 0 | 0 | 41.0186 | 177.2909 | 27.7098 | 112.9642 | 196.0992 | 309.0634 | 466.2471 | 628.6913 | 1094.9384
2016 | Full Service Restaurant | 4B | 511.15 | 0 | 92.1615 | 59.4955 | 29.6227 | 10.1134 | 244.2423 | 255.3012 | 0 | 66.5547 | 0.24455 | 0.24455 | 0 | 0 | 0 | 0 | 41.0132 | 172.6173 | 27.6935 | 126.0502 | 92.1615 | 218.2117 | 478.9744 | 520.0746 | 999.049
2016 | Full Service Restaurant | 4C | 511.15 | 0 | 130.4683 | 18.2703 | 30.0032 | 10.1677 | 244.2423 | 255.3012 | 0 | 43.3174 | 0.24455 | 0.24455 | 0 | 0 | 0 | 0 | 41.0241 | 182.2633 | 27.5903 | 61.5877 | 130.4683 | 192.056 | 414.8597 | 568.0329 | 982.8926
2016 | Full Service Restaurant | 5A | 511.15 | 0 | 309.9166 | 38.2851 | 29.7586 | 10.1297 | 244.2423 | 255.3012 | 0 | 45.7248 | 0.24455 | 0.24455 | 0 | 0 | 0 | 0 | 41.0295 | 191.1974 | 27.2208 | 84.0099 | 309.9166 | 393.9265 | 436.6298 | 756.4153 | 1193.0451
2016 | Full Service Restaurant | 5B | 511.15 | 0 | 191.2844 | 41.073 | 29.7369 | 10.1514 | 244.2423 | 255.3012 | 0 | 67.2829 | 0.24455 | 0.24455 | 0 | 0 | 0 | 0 | 41.0241 | 187.2738 | 27.1936 | 108.3559 | 191.2844 | 299.6402 | 460.9432 | 633.8648 | 1094.808
2016 | Full Service Restaurant | 5C | 511.15 | 0 | 172.9162 | 8.3689 | 29.9651 | 10.1623 | 244.2423 | 255.3012 | 0 | 42.4913 | 0.24455 | 0.24455 | 0 | 0 | 0 | 0 | 41.0349 | 190.2138 | 27.1773 | 50.8603 | 172.9162 | 223.7765 | 403.6867 | 618.4366 | 1022.1233
2016 | Full Service Restaurant | 6A | 511.15 | 0 | 452.4982 | 41.8718 | 29.7532 | 10.146 | 244.2423 | 255.3012 | 0 | 48.1376 | 0.24455 | 0.24455 | 0 | 0 | 0 | 0 | 41.0349 | 201.4575 | 27.0197 | 90.0095 | 452.4982 | 542.5076 | 442.4392 | 909.2569 | 1351.6961
2016 | Full Service Restaurant | 6B | 511.15 | 0 | 316.5466 | 26.9599 | 29.6173 | 10.1297 | 244.2423 | 255.3012 | 0 | 64.6799 | 0.24455 | 0.24455 | 0 | 0 | 0 | 0 | 41.0349 | 198.887 | 26.7643 | 91.6398 | 316.5466 | 408.1863 | 443.6673 | 770.7403 | 1214.4076
2016 | Full Service Restaurant | 7 | 511.15 | 0 | 581.8579 | 30.1771 | 29.6771 | 10.1623 | 244.2423 | 255.3012 | 0 | 48.1648 | 0.24455 | 0.24455 | 0 | 0 | 0 | 0 | 41.0404 | 213.6848 | 26.7045 | 78.3419 | 581.8579 | 660.1998 | 430.4075 | 1050.844 | 1481.2514
2016 | Full Service Restaurant | 8 | 511.15 | 0 | 830.1108 | 10.0047 | 30.4977 | 10.3362 | 244.2423 | 255.3012 | 0 | 48.1431 | 0.24455 | 0.24455 | 0 | 0 | 0 | 0 | 41.0512 | 230.1347 | 26.1937 | 58.1477 | 830.1108 | 888.2585 | 410.7024 | 1315.5466 | 1726.2491
2019 | Full Service Restaurant | 0A | 511.15 | 0 | 0 | 352.4677 | 27.362 | 10.1297 | 236.7537 | 255.3012 | 0 | 89.9551 | 0.24455 | 0.24455 | 0 | 0 | 0 | 0 | 40.948 | 116.8824 | 21.6125 | 442.4229 | 0 | 442.4229 | 779.4733 | 372.1836 | 1151.6569
2019 | Full Service Restaurant | 0B | 511.15 | 0 | 0.016303 | 294.0972 | 27.2914 | 10.1242 | 236.7537 | 255.3012 | 0 | 84.7707 | 0.24455 | 0.24455 | 0 | 0 | 0 | 0 | 40.9534 | 116.3444 | 21.4005 | 378.8679 | 0.016303 | 378.8842 | 715.6303 | 371.6565 | 1087.2868
2019 | Full Service Restaurant | 1A | 511.15 | 0 | 0 | 215.7336 | 27.3512 | 10.1242 | 236.7537 | 255.3012 | 0 | 50.9689 | 0.24455 | 0.24455 | 0 | 0 | 0 | 0 | 40.9643 | 127.6751 | 21.1288 | 266.7025 | 0 | 266.7025 | 603.2748 | 382.9763 | 986.251
2019 | Full Service Restaurant | 1B | 511.15 | 0 | 6.0974 | 237.2483 | 27.3892 | 10.1079 | 236.7537 | 255.3012 | 0 | 79.3744 | 0.24455 | 0.24455 | 0 | 0 | 0 | 0 | 40.9643 | 127.9359 | 21.1125 | 316.6226 | 6.0974 | 322.72 | 653.2003 | 389.3291 | 1042.5294
2019 | Full Service Restaurant | 2A | 511.15 | 0 | 15.3304 | 188.8063 | 27.2045 | 10.1025 | 236.7537 | 255.3012 | 0 | 69.4078 | 0.24455 | 0.24455 | 0 | 0 | 0 | 0 | 40.9751 | 139.8263 | 20.9604 | 258.214 | 15.3304 | 273.5444 | 594.4548 | 410.4579 | 1004.9127
2019 | Full Service Restaurant | 2B | 511.15 | 0 | 13.287 | 127.4631 | 27.2045 | 10.1134 | 236.7537 | 255.3012 | 0 | 69.386 | 0.24455 | 0.24455 | 0 | 0 | 0 | 0 | 40.986 | 140.6795 | 20.531 | 196.8492 | 13.287 | 210.1362 | 532.6769 | 409.2678 | 941.9446
2019 | Full Service Restaurant | 3A | 511.15 | 0 | 93.7266 | 101.7966 | 27.2425 | 10.1134 | 236.7537 | 255.3012 | 0 | 63.6636 | 0.24455 | 0.24455 | 0 | 0 | 0 | 0 | 41.0023 | 160.7975 | 20.3137 | 165.4602 | 93.7266 | 259.1868 | 501.1249 | 509.8253 | 1010.9503
2019 | Full Service Restaurant | 3B | 511.15 | 0 | 46.2302 | 92.5419 | 27.3186 | 10.1134 | 236.7537 | 255.3012 | 0 | 67.7122 | 0.24455 | 0.24455 | 0 | 0 | 0 | 0 | 40.9969 | 155.4719 | 20.2539 | 160.2541 | 46.2302 | 206.4843 | 495.9297 | 457.0033 | 952.9329
2019 | Full Service Restaurant | 3C | 511.15 | 0 | 18.6834 | 38.008 | 27.4816 | 10.146 | 236.7537 | 255.3012 | 0 | 43.0185 | 0.24455 | 0.24455 | 0 | 0 | 0 | 0 | 40.986 | 163.0311 | 20.5963 | 81.0264 | 18.6834 | 99.7098 | 417.24 | 437.0102 | 854.2502
2019 | Full Service Restaurant | 4A | 511.15 | 0 | 196.5014 | 63.6636 | 27.4381 | 10.1623 | 236.7537 | 255.3012 | 0 | 45.4748 | 0.24455 | 0.24455 | 0 | 0 | 0 | 0 | 41.0241 | 177.318 | 19.8246 | 109.1384 | 196.5014 | 305.6398 | 444.5857 | 629.1206 | 1073.7063
2019 | Full Service Restaurant | 4B | 511.15 | 0 | 96.8024 | 56.6642 | 27.2425 | 10.1134 | 236.7537 | 255.3012 | 0 | 65.4841 | 0.24455 | 0.24455 | 0 | 0 | 0 | 0 | 41.0132 | 172.6445 | 19.8463 | 122.1483 | 96.8024 | 218.9507 | 457.3619 | 524.7481 | 982.1101
2019 | Full Service Restaurant | 4C | 511.15 | 0 | 132.6856 | 16.9444 | 27.4816 | 10.1677 | 236.7537 | 255.3012 | 0 | 42.4533 | 0.24455 | 0.24455 | 0 | 0 | 0 | 0 | 41.0241 | 182.2959 | 19.7322 | 59.3977 | 132.6856 | 192.0832 | 394.8015 | 570.2827 | 965.0842
2019 | Full Service Restaurant | 5A | 511.15 | 0 | 310.4275 | 36.1331 | 27.3077 | 10.1297 | 236.7537 | 255.3012 | 0 | 44.9096 | 0.24455 | 0.24455 | 0 | 0 | 0 | 0 | 41.0349 | 191.2246 | 19.5474 | 81.0427 | 310.4275 | 391.4702 | 416.0553 | 756.9533 | 1173.0086
2019 | Full Service Restaurant | 5B | 511.15 | 0 | 198.1969 | 37.0624 | 27.3294 | 10.1514 | 236.7537 | 255.3012 | 0 | 66.2776 | 0.24455 | 0.24455 | 0 | 0 | 0 | 0 | 41.0295 | 187.3064 | 19.5529 | 103.34 | 198.1969 | 301.5368 | 438.4014 | 640.8045 | 1079.2059
2019 | Full Service Restaurant | 5C | 511.15 | 0 | 175.4649 | 7.369 | 27.4707 | 10.1623 | 236.7537 | 255.3012 | 0 | 41.6979 | 0.24455 | 0.24455 | 0 | 0 | 0 | 0 | 41.0404 | 190.2518 | 19.4876 | 49.0669 | 175.4649 | 224.5318 | 384.2208 | 621.0125 | 1005.2333
2019 | Full Service Restaurant | 6A | 511.15 | 0 | 453.6611 | 39.2688 | 27.3349 | 10.146 | 236.7537 | 255.3012 | 0 | 47.154 | 0.24455 | 0.24455 | 0 | 0 | 0 | 0 | 41.0349 | 201.4847 | 19.4333 | 86.4228 | 453.6611 | 540.0839 | 421.3701 | 910.4525 | 1331.8226
2019 | Full Service Restaurant | 6B | 511.15 | 0 | 321.4755 | 25.4383 | 27.2371 | 10.1297 | 236.7537 | 255.3012 | 0 | 63.5821 | 0.24455 | 0.24455 | 0 | 0 | 0 | 0 | 41.0404 | 198.9142 | 19.3192 | 89.0204 | 321.4755 | 410.4959 | 423.7395 | 775.691 | 1199.4305
2019 | Full Service Restaurant | 7 | 511.15 | 0 | 582.7057 | 27.7533 | 27.3023 | 10.1623 | 236.7537 | 255.3012 | 0 | 47.0019 | 0.24455 | 0.24455 | 0 | 0 | 0 | 0 | 41.0458 | 213.712 | 19.2648 | 74.7552 | 582.7057 | 657.4608 | 409.5286 | 1051.7189 | 1461.2475
2019 | Full Service Restaurant | 8 | 511.15 | 0 | 826.2904 | 9.0428 | 27.9435 | 10.3362 | 236.7537 | 255.3012 | 0 | 47.0019 | 0.24455 | 0.24455 | 0 | 0 | 0 | 0 | 41.0512 | 230.1673 | 18.9877 | 56.0446 | 826.2904 | 882.335 | 391.3615 | 1311.7535 | 1703.115
2004 | Stand-Alone Retail | 0A | 2293.99 | 0 | 0 | 164.0846 | 59.582 | 13.9519 | 23.6318 | 0 | 0 | 58.4825 | 0 | 0 | 0 | 0 | 0 | 0 | 0 | 10.3447 | 0 | 222.5671 | 0 | 222.5671 | 319.7316 | 10.3447 | 330.0763
2004 | Stand-Alone Retail | 0B | 2293.99 | 0 | 0.029061 | 141.5753 | 59.582 | 13.9543 | 23.6318 | 0 | 0 | 56.975 | 0 | 0 | 0 | 0 | 0 | 0 | 0 | 10.3035 | 0 | 198.5502 | 0.029061 | 198.5793 | 295.7172 | 10.3326 | 306.0497
2004 | Stand-Alone Retail | 1A | 2293.99 | 0 | 0.0012109 | 110.7798 | 59.582 | 13.9555 | 23.6318 | 0 | 0 | 54.1475 | 0 | 0 | 0 | 0 | 0 | 0 | 0 | 10.5687 | 0 | 164.9273 | 0.0012109 | 164.9286 | 262.0955 | 10.5699 | 272.6654
2004 | Stand-Alone Retail | 1B | 2293.99 | 0 | 1.6856 | 114.1764 | 59.582 | 13.9386 | 23.6318 | 0 | 0 | 56.2545 | 0 | 0 | 0 | 0 | 0 | 0 | 0 | 10.5614 | 0 | 170.4309 | 1.6856 | 172.1164 | 267.5821 | 12.247 | 279.829
2004 | Stand-Alone Retail | 2A | 2293.99 | 0 | 6.0726 | 94.6398 | 59.582 | 13.9338 | 23.6318 | 0 | 0 | 55.8513 | 0 | 0 | 0 | 0 | 0 | 0 | 0 | 10.8399 | 0 | 150.4911 | 6.0726 | 156.5637 | 247.6386 | 16.9126 | 264.5512
2004 | Stand-Alone Retail | 2B | 2293.99 | 0 | 3.5649 | 72.9975 | 59.582 | 13.9434 | 23.6318 | 0 | 0 | 58.8204 | 0 | 0 | 0 | 0 | 0 | 0 | 0 | 10.8436 | 0 | 131.8179 | 3.5649 | 135.3827 | 228.9751 | 14.4096 | 243.3848
2004 | Stand-Alone Retail | 3A | 2293.99 | 0 | 27.9075 | 50.78 | 59.582 | 13.941 | 23.6318 | 0 | 0 | 52.416 | 0 | 0 | 0 | 0 | 0 | 0 | 0 | 11.294 | 0 | 103.196 | 27.9075 | 131.1034 | 200.3496 | 39.2015 | 239.5511
2004 | Stand-Alone Retail | 3B | 2293.99 | 0 | 7.688 | 44.3102 | 59.582 | 13.941 | 23.6318 | 0 | 0 | 54.2093 | 0 | 0 | 0 | 0 | 0 | 0 | 0 | 11.1669 | 0 | 98.5195 | 7.688 | 106.2075 | 195.6719 | 18.8548 | 214.5268
2004 | Stand-Alone Retail | 3C | 2293.99 | 0 | 3.2476 | 22.5638 | 59.582 | 13.9386 | 23.6318 | 0 | 0 | 50.8684 | 0 | 0 | 0 | 0 | 0 | 0 | 0 | 11.3291 | 0 | 73.4322 | 3.2476 | 76.6798 | 170.5834 | 14.5755 | 185.1589
2004 | Stand-Alone Retail | 4A | 2293.99 | 0 | 76.4897 | 32.5004 | 59.582 | 13.9192 | 23.6318 | 0 | 0 | 52.4571 | 0 | 0 | 0 | 0 | 0 | 0 | 0 | 11.6621 | 0 | 84.9575 | 76.4897 | 161.4472 | 182.0893 | 88.1518 | 270.2412
2004 | Stand-Alone Retail | 4B | 2293.99 | 0 | 25.4929 | 28.6304 | 59.582 | 13.9301 | 23.6318 | 0 | 0 | 57.2741 | 0 | 0 | 0 | 0 | 0 | 0 | 0 | 11.5531 | 0 | 85.9044 | 25.4929 | 111.3974 | 183.0472 | 37.0473 | 220.0944
2004 | Stand-Alone Retail | 4C | 2293.99 | 0 | 49.0981 | 7.9386 | 59.582 | 13.9035 | 23.6318 | 0 | 0 | 49.6866 | 0 | 0 | 0 | 0 | 0 | 0 | 0 | 11.7699 | 0 | 57.6252 | 49.0981 | 106.7233 | 154.7413 | 60.8692 | 215.6105
2004 | Stand-Alone Retail | 5A | 2293.99 | 0 | 103.8692 | 19.9095 | 59.582 | 13.9241 | 23.6318 | 0 | 0 | 56.7958 | 0 | 0 | 0 | 0 | 0 | 0 | 0 | 11.9636 | 0 | 76.7053 | 103.8692 | 180.5745 | 173.8419 | 115.8329 | 289.6748
2004 | Stand-Alone Retail | 5B | 2293.99 | 0 | 54.4285 | 24.8536 | 59.582 | 13.9241 | 23.6318 | 0 | 0 | 60.7396 | 0 | 0 | 0 | 0 | 0 | 0 | 0 | 11.874 | 0 | 85.5932 | 54.4285 | 140.0217 | 182.7299 | 66.3025 | 249.0324
2004 | Stand-Alone Retail | 5C | 2293.99 | 0 | 56.6105 | 3.3772 | 59.582 | 13.9023 | 23.6318 | 0 | 0 | 48.7615 | 0 | 0 | 0 | 0 | 0 | 0 | 0 | 11.9418 | 0 | 52.1387 | 56.6105 | 108.7491 | 149.2535 | 68.5523 | 217.8059
2004 | Stand-Alone Retail | 6A | 2293.99 | 0 | 146.8717 | 21.2258 | 59.582 | 13.918 | 23.6318 | 0 | 0 | 61.3475 | 0 | 0 | 0 | 0 | 0 | 0 | 0 | 12.1852 | 0 | 82.5733 | 146.8717 | 229.445 | 179.7027 | 159.0569 | 338.7596
2004 | Stand-Alone Retail | 6B | 2293.99 | 0 | 95.0346 | 16.4112 | 59.582 | 13.9071 | 23.6318 | 0 | 0 | 64.8809 | 0 | 0 | 0 | 0 | 0 | 0 | 0 | 12.1295 | 0 | 81.2921 | 95.0346 | 176.3267 | 178.4119 | 107.1641 | 285.5759
2004 | Stand-Alone Retail | 7 | 2293.99 | 0 | 181.2623 | 15.5927 | 59.582 | 13.8986 | 23.6318 | 0 | 0 | 63.5077 | 0 | 0 | 0 | 0 | 0 | 0 | 0 | 12.4468 | 0 | 79.1004 | 181.2623 | 260.3627 | 176.2129 | 193.7091 | 369.9219
2004 | Stand-Alone Retail | 8 | 2293.99 | 0 | 242.9186 | 7.8769 | 59.582 | 13.8224 | 23.6318 | 0 | 0 | 69.475 | 0 | 0 | 0 | 0 | 0 | 0 | 0 | 12.7991 | 0 | 77.3519 | 242.9186 | 320.2705 | 174.3881 | 255.7177 | 430.1058
2007 | Stand-Alone Retail | 0A | 2293.99 | 0 | 0 | 148.1662 | 59.582 | 13.9519 | 23.6318 | 0 | 0 | 54.7615 | 0 | 0 | 0 | 0 | 0 | 0 | 0 | 10.3447 | 0 | 202.9276 | 0 | 202.9276 | 300.0921 | 10.3447 | 310.4368
2007 | Stand-Alone Retail | 0B | 2293.99 | 0 | 0.029061 | 134.1222 | 59.582 | 13.9543 | 23.6318 | 0 | 0 | 56.975 | 0 | 0 | 0 | 0 | 0 | 0 | 0 | 10.3035 | 0 | 191.0972 | 0.029061 | 191.1262 | 288.2641 | 10.3326 | 298.5967
2007 | Stand-Alone Retail | 1A | 2293.99 | 0 | 0.0012109 | 104.1453 | 59.582 | 13.9555 | 23.6318 | 0 | 0 | 50.8224 | 0 | 0 | 0 | 0 | 0 | 0 | 0 | 10.5687 | 0 | 154.9677 | 0.0012109 | 154.969 | 252.1359 | 10.5699 | 262.7058
2007 | Stand-Alone Retail | 1B | 2293.99 | 0 | 1.2036 | 108.4028 | 59.582 | 13.9386 | 23.6318 | 0 | 0 | 56.2509 | 0 | 0 | 0 | 0 | 0 | 0 | 0 | 10.5602 | 0 | 164.6537 | 1.2036 | 165.8573 | 261.8049 | 11.765 | 273.5699
2007 | Stand-Alone Retail | 2A | 2293.99 | 0 | 2.5574 | 79.437 | 59.582 | 13.9338 | 23.6318 | 0 | 0 | 47.2442 | 0 | 0 | 0 | 0 | 0 | 0 | 0 | 10.8314 | 0 | 126.6813 | 2.5574 | 129.2387 | 223.8276 | 13.3889 | 237.2165
2007 | Stand-Alone Retail | 2B | 2293.99 | 0 | 1.2387 | 62.8466 | 59.582 | 13.9434 | 23.6318 | 0 | 0 | 50.8793 | 0 | 0 | 0 | 0 | 0 | 0 | 0 | 10.8375 | 0 | 113.7259 | 1.2387 | 114.9647 | 210.882 | 12.0762 | 222.9582
2007 | Stand-Alone Retail | 3A | 2293.99 | 0 | 16.5202 | 47.4622 | 59.582 | 13.941 | 23.6318 | 0 | 0 | 47.5118 | 0 | 0 | 0 | 0 | 0 | 0 | 0 | 11.2904 | 0 | 94.974 | 16.5202 | 111.4942 | 192.1276 | 27.8106 | 219.9382
2007 | Stand-Alone Retail | 3B | 2293.99 | 0 | 3.5746 | 40.9524 | 59.582 | 13.941 | 23.6318 | 0 | 0 | 51.7778 | 0 | 0 | 0 | 0 | 0 | 0 | 0 | 11.162 | 0 | 92.7302 | 3.5746 | 96.3048 | 189.8839 | 14.7366 | 204.6204
2007 | Stand-Alone Retail | 3C | 2293.99 | 0 | 2.0973 | 19.6661 | 59.582 | 13.9386 | 23.6318 | 0 | 0 | 45.0876 | 0 | 0 | 0 | 0 | 0 | 0 | 0 | 11.3243 | 0 | 64.7537 | 2.0973 | 66.851 | 161.9049 | 13.4215 | 175.3265
2007 | Stand-Alone Retail | 4A | 2293.99 | 0 | 44.7595 | 30.9601 | 59.582 | 13.9192 | 23.6318 | 0 | 0 | 47.2031 | 0 | 0 | 0 | 0 | 0 | 0 | 0 | 11.6561 | 0 | 78.1632 | 44.7595 | 122.9227 | 175.295 | 56.4167 | 231.7118
2007 | Stand-Alone Retail | 4B | 2293.99 | 0 | 11.5301 | 26.8576 | 59.582 | 13.9301 | 23.6318 | 0 | 0 | 54.2178 | 0 | 0 | 0 | 0 | 0 | 0 | 0 | 11.5459 | 0 | 81.0754 | 11.5301 | 92.6055 | 178.2181 | 23.076 | 201.2941
2007 | Stand-Alone Retail | 4C | 2293.99 | 0 | 25.4191 | 7.9192 | 59.582 | 13.9035 | 23.6318 | 0 | 0 | 45.0041 | 0 | 0 | 0 | 0 | 0 | 0 | 0 | 11.7602 | 0 | 52.9233 | 25.4191 | 78.3424 | 150.0406 | 37.1793 | 187.2199
2007 | Stand-Alone Retail | 5A | 2293.99 | 0 | 68.9543 | 19.2496 | 59.582 | 13.9241 | 23.6318 | 0 | 0 | 46.9403 | 0 | 0 | 0 | 0 | 0 | 0 | 0 | 11.9576 | 0 | 66.1899 | 68.9543 | 135.1442 | 163.3265 | 80.9119 | 244.2384
2007 | Stand-Alone Retail | 5B | 2293.99 | 0 | 32.1238 | 24.3692 | 59.582 | 13.9241 | 23.6318 | 0 | 0 | 53.8581 | 0 | 0 | 0 | 0 | 0 | 0 | 0 | 11.868 | 0 | 78.2274 | 32.1238 | 110.3512 | 175.3652 | 43.9918 | 219.357
2007 | Stand-Alone Retail | 5C | 2293.99 | 0 | 29.6124 | 3.4438 | 59.582 | 13.9023 | 23.6318 | 0 | 0 | 43.6527 | 0 | 0 | 0 | 0 | 0 | 0 | 0 | 11.9309 | 0 | 47.0965 | 29.6124 | 76.7089 | 144.2126 | 41.5433 | 185.7559
2007 | Stand-Alone Retail | 6A | 2293.99 | 0 | 101.4983 | 20.8431 | 59.582 | 13.918 | 23.6318 | 0 | 0 | 50.1831 | 0 | 0 | 0 | 0 | 0 | 0 | 0 | 12.1792 | 0 | 71.0262 | 101.4983 | 172.5245 | 168.158 | 113.6775 | 281.8355
2007 | Stand-Alone Retail | 6B | 2293.99 | 0 | 62.6117 | 16.6014 | 59.582 | 13.9071 | 23.6318 | 0 | 0 | 52.5128 | 0 | 0 | 0 | 0 | 0 | 0 | 0 | 12.1223 | 0 | 69.1142 | 62.6117 | 131.7258 | 166.2351 | 74.7339 | 240.969
2007 | Stand-Alone Retail | 7 | 2293.99 | 0 | 121.3824 | 16.364 | 59.582 | 13.8986 | 23.6318 | 0 | 0 | 53.7019 | 0 | 0 | 0 | 0 | 0 | 0 | 0 | 12.4407 | 0 | 70.0659 | 121.3824 | 191.4483 | 167.1772 | 133.8219 | 300.9991
2007 | Stand-Alone Retail | 8 | 2293.99 | 0 | 185.2473 | 8.9533 | 59.582 | 13.8224 | 23.6318 | 0 | 0 | 57.0646 | 0 | 0 | 0 | 0 | 0 | 0 | 0 | 12.7967 | 0 | 66.0179 | 185.2473 | 251.2653 | 163.0541 | 198.0453 | 361.0994
2010 | Stand-Alone Retail | 0A | 2293.99 | 0 | 0 | 112.8299 | 47.3435 | 7.3114 | 23.5676 | 0 | 0 | 28.5904 | 0 | 0 | 0 | 0 | 0 | 0 | 0 | 10.1134 | 0 | 141.4203 | 0 | 141.4203 | 219.6428 | 10.1134 | 229.7562
2010 | Stand-Alone Retail | 0B | 2293.99 | 0 | 0.031483 | 97.7215 | 48.3776 | 7.3102 | 23.5676 | 0 | 0 | 24.0532 | 0 | 0 | 0 | 0 | 0 | 0 | 0 | 10.0807 | 0 | 121.7747 | 0.031483 | 121.8062 | 201.0313 | 10.1122 | 211.1435
2010 | Stand-Alone Retail | 1A | 2293.99 | 0 | 0.0012109 | 76.2899 | 50.7037 | 7.3114 | 23.5676 | 0 | 0 | 24.8088 | 0 | 0 | 0 | 0 | 0 | 0 | 0 | 10.3374 | 0 | 101.0987 | 0.0012109 | 101.0999 | 182.6815 | 10.3386 | 193.0201
2010 | Stand-Alone Retail | 1B | 2293.99 | 0 | 2.578 | 78.748 | 50.2593 | 7.3005 | 23.5676 | 0 | 0 | 23.3933 | 0 | 0 | 0 | 0 | 0 | 0 | 0 | 10.3362 | 0 | 102.1413 | 2.578 | 104.7193 | 183.2687 | 12.9142 | 196.1829
2010 | Stand-Alone Retail | 2A | 2293.99 | 0 | 2.934 | 53.2285 | 50.7437 | 7.2968 | 23.5676 | 0 | 0 | 22.7721 | 0 | 0 | 0 | 0 | 0 | 0 | 0 | 10.6002 | 0 | 76.0005 | 2.934 | 78.9345 | 157.6087 | 13.5329 | 171.1416
2010 | Stand-Alone Retail | 2B | 2293.99 | 0 | 1.6868 | 40.5104 | 52.6533 | 7.3029 | 23.5676 | 0 | 0 | 24.3608 | 0 | 0 | 0 | 0 | 0 | 0 | 0 | 10.6098 | 0 | 64.8712 | 1.6868 | 66.558 | 148.3962 | 12.2966 | 160.6928
2010 | Stand-Alone Retail | 3A | 2293.99 | 0 | 19.7569 | 29.9515 | 50.906 | 7.3017 | 23.5676 | 0 | 0 | 23.0082 | 0 | 0 | 0 | 0 | 0 | 0 | 0 | 11.053 | 0 | 52.9596 | 19.7569 | 72.7166 | 134.7337 | 30.81 | 165.5437
2010 | Stand-Alone Retail | 3B | 2293.99 | 0 | 6.7059 | 28.8447 | 52.3421 | 7.3017 | 23.5676 | 0 | 0 | 24.276 | 0 | 0 | 0 | 0 | 0 | 0 | 0 | 10.9319 | 0 | 53.1207 | 6.7059 | 59.8266 | 136.3321 | 17.6391 | 153.9712
2010 | Stand-Alone Retail | 3C | 2293.99 | 0 | 2.4206 | 14.7172 | 52.3942 | 7.3138 | 23.5676 | 0 | 0 | 23.415 | 0 | 0 | 0 | 0 | 0 | 0 | 0 | 11.0918 | 0 | 38.1322 | 2.4206 | 40.5528 | 121.4102 | 13.5124 | 134.9226
2010 | Stand-Alone Retail | 4A | 2293.99 | 0 | 49.7338 | 19.7908 | 50.5705 | 7.3174 | 23.5676 | 0 | 0 | 24.2942 | 0 | 0 | 0 | 0 | 0 | 0 | 0 | 11.4127 | 0 | 44.085 | 49.7338 | 93.8188 | 125.5406 | 61.1465 | 186.6871
2010 | Stand-Alone Retail | 4B | 2293.99 | 0 | 18.1913 | 20.5561 | 50.8006 | 7.2993 | 23.5676 | 0 | 0 | 26.8164 | 0 | 0 | 0 | 0 | 0 | 0 | 0 | 11.3085 | 0 | 47.3726 | 18.1913 | 65.5638 | 129.0389 | 29.4998 | 158.5387
2010 | Stand-Alone Retail | 4C | 2293.99 | 0 | 33.1942 | 6.0726 | 51.5877 | 7.3162 | 23.5676 | 0 | 0 | 25.792 | 0 | 0 | 0 | 0 | 0 | 0 | 0 | 11.518 | 0 | 31.8647 | 33.1942 | 65.0589 | 114.3374 | 44.7122 | 159.0497
2010 | Stand-Alone Retail | 5A | 2293.99 | 0 | 77.3143 | 11.4817 | 50.5766 | 7.3041 | 23.5676 | 0 | 0 | 25.0364 | 0 | 0 | 0 | 0 | 0 | 0 | 0 | 11.713 | 0 | 36.5181 | 77.3143 | 113.8325 | 117.9665 | 89.0273 | 206.9938
2010 | Stand-Alone Retail | 5B | 2293.99 | 0 | 42.7433 | 14.033 | 51.1033 | 7.3126 | 23.5676 | 0 | 0 | 27.7283 | 0 | 0 | 0 | 0 | 0 | 0 | 0 | 11.6258 | 0 | 41.7613 | 42.7433 | 84.5046 | 123.7448 | 54.3691 | 178.114
2010 | Stand-Alone Retail | 5C | 2293.99 | 0 | 40.4438 | 2.6325 | 51.1808 | 7.3126 | 23.5676 | 0 | 0 | 25.2629 | 0 | 0 | 0 | 0 | 0 | 0 | 0 | 11.6888 | 0 | 27.8954 | 40.4438 | 68.3392 | 109.9564 | 52.1326 | 162.089
2010 | Stand-Alone Retail | 6A | 2293.99 | 0 | 103.6416 | 13.2702 | 55.8876 | 7.309 | 23.5676 | 0 | 0 | 27.8094 | 0 | 0 | 0 | 0 | 0 | 0 | 0 | 11.9321 | 0 | 41.0796 | 103.6416 | 144.7212 | 127.8437 | 115.5737 | 243.4175
2010 | Stand-Alone Retail | 6B | 2293.99 | 0 | 70.1568 | 9.1205 | 56.1382 | 7.3005 | 23.5676 | 0 | 0 | 28.9513 | 0 | 0 | 0 | 0 | 0 | 0 | 0 | 11.8764 | 0 | 38.0717 | 70.1568 | 108.2285 | 125.078 | 82.032 | 207.11
2010 | Stand-Alone Retail | 7 | 2293.99 | 0 | 125.6338 | 9.2815 | 55.2942 | 7.3126 | 23.5676 | 0 | 0 | 32.1105 | 0 | 0 | 0 | 0 | 0 | 0 | 0 | 12.1925 | 0 | 41.392 | 125.6338 | 167.0258 | 127.5676 | 137.8263 | 265.394
2010 | Stand-Alone Retail | 8 | 2293.99 | 0 | 189.1343 | 3.5322 | 56.6783 | 7.3659 | 23.5676 | 0 | 0 | 39.5018 | 0 | 0 | 0 | 0 | 0 | 0 | 0 | 12.5461 | 0 | 43.0339 | 189.1343 | 232.1683 | 130.6457 | 201.6804 | 332.3261
2013 | Stand-Alone Retail | 0A | 2293.99 | 0 | 0 | 87.5173 | 40.6824 | 7.3114 | 23.5277 | 0 | 0 | 19.8005 | 0 | 0 | 0 | 0 | 0 | 3.2355 | 0 | 10.1134 | 0 | 110.5534 | 0 | 110.5534 | 182.0736 | 10.1134 | 192.187
2013 | Stand-Alone Retail | 0B | 2293.99 | 0 | 0 | 91.7409 | 41.553 | 7.3102 | 23.5277 | 0 | 0 | 22.8726 | 0 | 0 | 0 | 0 | 0 | 0 | 0 | 10.0807 | 0 | 114.6135 | 0 | 114.6135 | 187.0044 | 10.0807 | 197.085
2013 | Stand-Alone Retail | 1A | 2293.99 | 0 | 0 | 63.4169 | 43.5171 | 7.3114 | 23.5277 | 0 | 0 | 17.897 | 0 | 0 | 0 | 0 | 0 | 3.2355 | 0 | 10.3374 | 0 | 84.5494 | 0 | 84.5494 | 158.9044 | 10.3374 | 169.2418
2013 | Stand-Alone Retail | 1B | 2293.99 | 0 | 1.6504 | 74.0583 | 43.1405 | 7.3005 | 23.5277 | 0 | 0 | 21.7464 | 0 | 0 | 0 | 0 | 0 | 0 | 0 | 10.335 | 0 | 95.8047 | 1.6504 | 97.4551 | 169.7733 | 11.9854 | 181.7588
2013 | Stand-Alone Retail | 2A | 2293.99 | 0 | 0.39233 | 44.8697 | 43.7435 | 7.2968 | 23.5277 | 0 | 0 | 16.611 | 0 | 0 | 0 | 0 | 0 | 2.4848 | 0 | 10.599 | 0 | 63.9655 | 0.39233 | 64.3578 | 138.5335 | 10.9913 | 149.5248
2013 | Stand-Alone Retail | 2B | 2293.99 | 0 | 0.52795 | 38.303 | 45.3371 | 7.3029 | 23.5277 | 0 | 0 | 18.6502 | 0 | 0 | 0 | 0 | 0 | 0 | 0 | 10.6098 | 0 | 56.9532 | 0.52795 | 57.4811 | 133.1208 | 11.1378 | 144.2586
2013 | Stand-Alone Retail | 3A | 2293.99 | 0 | 7.5257 | 26.6845 | 43.9349 | 7.3017 | 23.5277 | 0 | 0 | 16.7067 | 0 | 0 | 0 | 0 | 0 | 2.3322 | 0 | 11.0518 | 0 | 45.7233 | 7.5257 | 53.249 | 120.4888 | 18.5775 | 139.0663
2013 | Stand-Alone Retail | 3B | 2293.99 | 0 | 4.7298 | 27.1846 | 45.1433 | 7.3017 | 23.5277 | 0 | 0 | 18.3438 | 0 | 0 | 0 | 0 | 0 | 0 | 0 | 10.9319 | 0 | 45.5284 | 4.7298 | 50.2581 | 121.4999 | 15.6617 | 137.1615
2013 | Stand-Alone Retail | 3C | 2293.99 | 0 | 0.46135 | 13.6117 | 45.2305 | 7.3138 | 23.5277 | 0 | 0 | 18.3245 | 0 | 0 | 0 | 0 | 0 | 0 | 0 | 11.093 | 0 | 31.9361 | 0.46135 | 32.3975 | 108.0069 | 11.5543 | 119.5612
2013 | Stand-Alone Retail | 4A | 2293.99 | 0 | 17.7699 | 18.3341 | 44.9593 | 7.3174 | 23.5277 | 0 | 0 | 18.5037 | 0 | 0 | 0 | 0 | 0 | 2.3685 | 0 | 11.409 | 0 | 39.2063 | 17.7699 | 56.9762 | 115.0095 | 29.1801 | 144.1896
2013 | Stand-Alone Retail | 4B | 2293.99 | 0 | 12.7931 | 18.7228 | 44.9908 | 7.2993 | 23.5277 | 0 | 0 | 21.2948 | 0 | 0 | 0 | 0 | 0 | 0 | 0 | 11.3061 | 0 | 40.0176 | 12.7931 | 52.8107 | 115.8341 | 24.0992 | 139.9333
2013 | Stand-Alone Retail | 4C | 2293.99 | 0 | 25.2713 | 5.8087 | 45.5986 | 7.3162 | 23.5277 | 0 | 0 | 17.989 | 0 | 0 | 0 | 0 | 0 | 0 | 0 | 11.5168 | 0 | 23.7977 | 25.2713 | 49.069 | 100.2402 | 36.7882 | 137.0284
2013 | Stand-Alone Retail | 5A | 2293.99 | 0 | 33.0029 | 11.7445 | 44.9762 | 7.3041 | 23.5277 | 0 | 0 | 18.8766 | 0 | 0 | 0 | 0 | 0 | 2.0767 | 0 | 11.7081 | 0 | 32.6978 | 33.0029 | 65.7007 | 108.507 | 44.711 | 153.218
2013 | Stand-Alone Retail | 5B | 2293.99 | 0 | 35.2297 | 13.1636 | 45.2838 | 7.3126 | 23.5277 | 0 | 0 | 22.0685 | 0 | 0 | 0 | 0 | 0 | 0 | 0 | 11.6234 | 0 | 35.2322 | 35.2297 | 70.4619 | 111.355 | 46.8531 | 158.2081
2013 | Stand-Alone Retail | 5C | 2293.99 | 0 | 30.1621 | 2.6555 | 45.325 | 7.3126 | 23.5277 | 0 | 0 | 17.6536 | 0 | 0 | 0 | 0 | 0 | 0 | 0 | 11.6875 | 0 | 20.3091 | 30.1621 | 50.4713 | 96.4731 | 41.8485 | 138.3216
2013 | Stand-Alone Retail | 6A | 2293.99 | 0 | 53.8642 | 12.8016 | 48.3134 | 7.309 | 23.5277 | 0 | 0 | 20.5174 | 0 | 0 | 0 | 0 | 0 | 2.199 | 0 | 11.9285 | 0 | 35.5179 | 53.8642 | 89.3821 | 114.6668 | 65.7927 | 180.4595
2013 | Stand-Alone Retail | 6B | 2293.99 | 0 | 62.2884 | 8.3261 | 48.4684 | 7.3005 | 23.5277 | 0 | 0 | 22.0867 | 0 | 0 | 0 | 0 | 0 | 0 | 0 | 11.8752 | 0 | 30.4128 | 62.2884 | 92.7012 | 109.7082 | 74.1636 | 183.8718
2013 | Stand-Alone Retail | 7 | 2293.99 | 0 | 65.9804 | 9.3856 | 47.8569 | 7.3126 | 23.5277 | 0 | 0 | 21.2015 | 0 | 0 | 0 | 0 | 0 | 2.1699 | 0 | 12.1889 | 0 | 32.7571 | 65.9804 | 98.7375 | 111.4543 | 78.1692 | 189.6235
2013 | Stand-Alone Retail | 8 | 2293.99 | 0 | 101.9572 | 4.4646 | 48.5471 | 7.3659 | 23.5277 | 0 | 0 | 23.4574 | 0 | 0 | 0 | 0 | 0 | 2.2268 | 0 | 12.5388 | 0 | 30.1488 | 101.9572 | 132.1061 | 109.5871 | 114.496 | 224.0831
2016 | Stand-Alone Retail | 0A | 2293.99 | 0 | 0 | 84.4695 | 32.9218 | 4.668 | 23.5277 | 0 | 0 | 18.9638 | 0 | 0 | 0 | 0 | 0 | 3.2355 | 0 | 10.1134 | 0 | 106.6688 | 0 | 106.6688 | 167.785 | 10.1134 | 177.8984
2016 | Stand-Alone Retail | 0B | 2293.99 | 0 | 0 | 88.5139 | 33.6556 | 4.6656 | 23.5277 | 0 | 0 | 22.2659 | 0 | 0 | 0 | 0 | 0 | 0 | 0 | 10.0807 | 0 | 110.7798 | 0 | 110.7798 | 172.6274 | 10.0807 | 182.7081
2016 | Stand-Alone Retail | 1A | 2293.99 | 0 | 0 | 66.8474 | 35.3193 | 4.6656 | 23.5277 | 0 | 0 | 17.7614 | 0 | 0 | 0 | 0 | 0 | 0 | 0 | 10.3374 | 0 | 84.6088 | 0 | 84.6088 | 148.1201 | 10.3374 | 158.4575
2016 | Stand-Alone Retail | 1B | 2293.99 | 0 | 1.8636 | 71.4524 | 34.9985 | 4.6583 | 23.5277 | 0 | 0 | 21.072 | 0 | 0 | 0 | 0 | 0 | 0 | 0 | 10.335 | 0 | 92.5244 | 1.8636 | 94.3879 | 155.7076 | 12.1985 | 167.9061
2016 | Stand-Alone Retail | 2A | 2293.99 | 0 | 1.2424 | 47.2733 | 35.5082 | 4.6559 | 23.5277 | 0 | 0 | 16.2102 | 0 | 0 | 0 | 0 | 0 | 0 | 0 | 10.6002 | 0 | 63.4835 | 1.2424 | 64.7259 | 127.1729 | 11.8425 | 139.0154
2016 | Stand-Alone Retail | 2B | 2293.99 | 0 | 0.71079 | 36.4443 | 36.8572 | 4.6607 | 23.5277 | 0 | 0 | 17.8183 | 0 | 0 | 0 | 0 | 0 | 0 | 0 | 10.6098 | 0 | 54.2626 | 0.71079 | 54.9734 | 119.3069 | 11.3206 | 130.6276
2016 | Stand-Alone Retail | 3A | 2293.99 | 0 | 18.7531 | 26.2473 | 35.6705 | 4.6595 | 23.5277 | 0 | 0 | 17.6221 | 0 | 0 | 0 | 0 | 0 | 0 | 0 | 11.053 | 0 | 43.8695 | 18.7531 | 62.6226 | 107.7259 | 29.8074 | 137.5333
2016 | Stand-Alone Retail | 3B | 2293.99 | 0 | 5.6173 | 25.614 | 36.6937 | 4.6583 | 23.5277 | 0 | 0 | 19.0195 | 0 | 0 | 0 | 0 | 0 | 0 | 0 | 10.9332 | 0 | 44.6335 | 5.6173 | 50.2509 | 109.5132 | 16.5505 | 126.0637
2016 | Stand-Alone Retail | 3C | 2293.99 | 0 | 0.65388 | 12.385 | 36.7688 | 4.674 | 23.5277 | 0 | 0 | 17.4163 | 0 | 0 | 0 | 0 | 0 | 0 | 0 | 11.0942 | 0 | 29.8013 | 0.65388 | 30.4552 | 94.7718 | 11.7481 | 106.5199
2016 | Stand-Alone Retail | 4A | 2293.99 | 0 | 45.0501 | 17.3569 | 36.5387 | 4.6825 | 23.5277 | 0 | 0 | 18.3705 | 0 | 0 | 0 | 0 | 0 | 0 | 0 | 11.4115 | 0 | 35.7274 | 45.0501 | 80.7775 | 100.4763 | 56.4615 | 156.9379
2016 | Stand-Alone Retail | 4B | 2293.99 | 0 | 15.0405 | 17.5592 | 36.5641 | 4.6583 | 23.5277 | 0 | 0 | 20.4108 | 0 | 0 | 0 | 0 | 0 | 0 | 0 | 11.3061 | 0 | 37.97 | 15.0405 | 53.0105 | 102.7201 | 26.3466 | 129.0667
2016 | Stand-Alone Retail | 4C | 2293.99 | 0 | 29.0154 | 5.2395 | 37.08 | 4.6862 | 23.5277 | 0 | 0 | 17.076 | 0 | 0 | 0 | 0 | 0 | 0 | 0 | 11.518 | 0 | 22.3156 | 29.0154 | 51.331 | 87.6082 | 40.5335 | 128.1416
2016 | Stand-Alone Retail | 5A | 2293.99 | 0 | 70.9789 | 10.0892 | 36.5532 | 4.6668 | 23.5277 | 0 | 0 | 18.9335 | 0 | 0 | 0 | 0 | 0 | 0 | 0 | 11.7106 | 0 | 29.0227 | 70.9789 | 100.0016 | 93.7692 | 82.6883 | 176.4575
2016 | Stand-Alone Retail | 5B | 2293.99 | 0 | 38.3914 | 12.563 | 36.8136 | 4.6765 | 23.5277 | 0 | 0 | 21.2766 | 0 | 0 | 0 | 0 | 0 | 0 | 0 | 11.6234 | 0 | 33.8396 | 38.3914 | 72.231 | 98.8561 | 50.0147 | 148.8709
2016 | Stand-Alone Retail | 5C | 2293.99 | 0 | 33.7791 | 2.4533 | 36.8487 | 4.6813 | 23.5277 | 0 | 0 | 18.5533 | 0 | 0 | 0 | 0 | 0 | 0 | 0 | 11.6875 | 0 | 21.0066 | 33.7791 | 54.7857 | 86.0643 | 45.4666 | 131.5309
2016 | Stand-Alone Retail | 6A | 2293.99 | 0 | 98.2095 | 11.3545 | 39.3783 | 4.674 | 23.5277 | 0 | 0 | 20.6482 | 0 | 0 | 0 | 0 | 0 | 0 | 0 | 11.9309 | 0 | 32.0027 | 98.2095 | 130.2122 | 99.5815 | 110.1405 | 209.7219
2016 | Stand-Alone Retail | 6B | 2293.99 | 0 | 65.852 | 7.7134 | 39.509 | 4.6656 | 23.5277 | 0 | 0 | 21.2064 | 0 | 0 | 0 | 0 | 0 | 0 | 0 | 11.8752 | 0 | 28.9198 | 65.852 | 94.7718 | 96.622 | 77.726 | 174.3481
2016 | Stand-Alone Retail | 7 | 2293.99 | 0 | 68.384 | 8.6688 | 38.9932 | 4.6825 | 23.5277 | 0 | 0 | 20.3636 | 0 | 0 | 0 | 0 | 0 | 2.2329 | 0 | 12.1889 | 0 | 31.2653 | 68.384 | 99.6493 | 98.4687 | 80.5729 | 179.0415
2016 | Stand-Alone Retail | 8 | 2293.99 | 0 | 103.7033 | 4.1134 | 39.5768 | 4.7637 | 23.5277 | 0 | 0 | 22.525 | 0 | 0 | 0 | 0 | 0 | 2.2934 | 0 | 12.5388 | 0 | 28.9319 | 103.7033 | 132.6352 | 96.8 | 116.2434 | 213.0434
2019 | Stand-Alone Retail | 0A | 2293.99 | 0 | 0 | 96.7383 | 25.8078 | 4.668 | 23.5277 | 0 | 0 | 20.59 | 0 | 0 | 0 | 0 | 0 | 0 | 0 | 10.1134 | 0 | 117.3283 | 0 | 117.3283 | 171.3318 | 10.1134 | 181.4451
2019 | Stand-Alone Retail | 0B | 2293.99 | 0 | 0.0012109 | 85.7664 | 26.2812 | 4.6656 | 23.5277 | 0 | 0 | 21.5939 | 0 | 0 | 0 | 0 | 0 | 0 | 0 | 10.0807 | 0 | 107.3602 | 0.0012109 | 107.3615 | 161.8347 | 10.0819 | 171.9166
2019 | Stand-Alone Retail | 1A | 2293.99 | 0 | 0 | 64.2222 | 27.8627 | 4.6656 | 23.5277 | 0 | 0 | 16.8508 | 0 | 0 | 0 | 0 | 0 | 0 | 0 | 10.3374 | 0 | 81.073 | 0 | 81.073 | 137.1276 | 10.3374 | 147.465
2019 | Stand-Alone Retail | 1B | 2293.99 | 0 | 2.2123 | 68.7654 | 27.5624 | 4.6583 | 23.5277 | 0 | 0 | 20.32 | 0 | 0 | 0 | 0 | 0 | 0 | 0 | 10.3362 | 0 | 89.0854 | 2.2123 | 91.2977 | 144.8326 | 12.5485 | 157.3811
2019 | Stand-Alone Retail | 2A | 2293.99 | 0 | 1.5826 | 44.665 | 27.8929 | 4.6559 | 23.5277 | 0 | 0 | 15.3638 | 0 | 0 | 0 | 0 | 0 | 0 | 0 | 10.6002 | 0 | 60.0288 | 1.5826 | 61.6115 | 116.1053 | 12.184 | 128.2893
2019 | Stand-Alone Retail | 2B | 2293.99 | 0 | 0.91907 | 34.2235 | 29.1147 | 4.6607 | 23.5277 | 0 | 0 | 18.3329 | 0 | 0 | 0 | 0 | 0 | 0 | 0 | 10.6123 | 0 | 52.5564 | 0.91907 | 53.4755 | 109.8583 | 11.5301 | 121.3884
2019 | Stand-Alone Retail | 3A | 2293.99 | 0 | 20.768 | 24.6126 | 28.1012 | 4.6595 | 23.5277 | 0 | 0 | 16.7273 | 0 | 0 | 0 | 0 | 0 | 0 | 0 | 11.0542 | 0 | 41.3399 | 20.768 | 62.1079 | 97.6271 | 31.8235 | 129.4506
2019 | Stand-Alone Retail | 3B | 2293.99 | 0 | 7.0849 | 23.9781 | 28.9961 | 4.6583 | 23.5277 | 0 | 0 | 18.0738 | 0 | 0 | 0 | 0 | 0 | 0 | 0 | 10.9344 | 0 | 42.0519 | 7.0849 | 49.1369 | 99.2339 | 18.0193 | 117.2532
2019 | Stand-Alone Retail | 3C | 2293.99 | 0 | 1.022 | 10.7552 | 28.9767 | 4.674 | 23.5277 | 0 | 0 | 16.3531 | 0 | 0 | 0 | 0 | 0 | 0 | 0 | 11.0966 | 0 | 27.1083 | 1.022 | 28.1303 | 84.2855 | 12.1186 | 96.4041
2019 | Stand-Alone Retail | 4A | 2293.99 | 0 | 48.4624 | 16.2877 | 28.9585 | 4.6825 | 23.5277 | 0 | 0 | 17.6028 | 0 | 0 | 0 | 0 | 0 | 0 | 0 | 11.4127 | 0 | 33.8905 | 48.4624 | 82.3529 | 91.0592 | 59.8751 | 150.9343
2019 | Stand-Alone Retail | 4B | 2293.99 | 0 | 17.2916 | 16.4355 | 29.0481 | 4.6583 | 23.5277 | 0 | 0 | 19.5329 | 0 | 0 | 0 | 0 | 0 | 0 | 0 | 11.3085 | 0 | 35.9684 | 17.2916 | 53.2599 | 93.2025 | 28.6001 | 121.8026
2019 | Stand-Alone Retail | 4C | 2293.99 | 0 | 32.1541 | 4.7164 | 29.4562 | 4.6862 | 23.5277 | 0 | 0 | 17.9297 | 0 | 0 | 0 | 0 | 0 | 0 | 0 | 11.5204 | 0 | 22.6461 | 32.1541 | 54.8002 | 80.3149 | 43.6745 | 123.9894
2019 | Stand-Alone Retail | 5A | 2293.99 | 0 | 75.0609 | 9.3917 | 28.9355 | 4.6668 | 23.5277 | 0 | 0 | 18.0641 | 0 | 0 | 0 | 0 | 0 | 0 | 0 | 11.7118 | 0 | 27.4558 | 75.0609 | 102.5167 | 84.5845 | 86.7726 | 171.3572
2019 | Stand-Alone Retail | 5B | 2293.99 | 0 | 41.754 | 11.6064 | 29.2189 | 4.6765 | 23.5277 | 0 | 0 | 20.3115 | 0 | 0 | 0 | 0 | 0 | 0 | 0 | 11.6246 | 0 | 31.9179 | 41.754 | 73.672 | 89.3397 | 53.3786 | 142.7183
2019 | Stand-Alone Retail | 5C | 2293.99 | 0 | 38.2703 | 1.9992 | 29.2503 | 4.6813 | 23.5277 | 0 | 0 | 17.6669 | 0 | 0 | 0 | 0 | 0 | 0 | 0 | 11.69 | 0 | 19.6661 | 38.2703 | 57.9364 | 77.1254 | 49.9603 | 127.0857
2019 | Stand-Alone Retail | 6A | 2293.99 | 0 | 102.1728 | 10.5275 | 32.5973 | 4.674 | 23.5277 | 0 | 0 | 19.8042 | 0 | 0 | 0 | 0 | 0 | 0 | 0 | 11.9321 | 0 | 30.3317 | 102.1728 | 132.5045 | 91.1294 | 114.1049 | 205.2344
2019 | Stand-Alone Retail | 6B | 2293.99 | 0 | 69.917 | 7.2363 | 32.7111 | 4.6656 | 23.5277 | 0 | 0 | 20.2607 | 0 | 0 | 0 | 0 | 0 | 0 | 0 | 11.8764 | 0 | 27.497 | 69.917 | 97.414 | 88.4013 | 81.7934 | 170.1947
2019 | Stand-Alone Retail | 7 | 2293.99 | 0 | 71.8653 | 8.0089 | 32.2703 | 4.6825 | 23.5277 | 0 | 0 | 19.3198 | 0 | 0 | 0 | 0 | 0 | 2.285 | 0 | 12.1901 | 0 | 29.6136 | 71.8653 | 101.4789 | 90.0941 | 84.0554 | 174.1495
2019 | Stand-Alone Retail | 8 | 2293.99 | 0 | 107.5709 | 3.6194 | 32.8552 | 4.7637 | 23.5277 | 0 | 0 | 21.4546 | 0 | 0 | 0 | 0 | 0 | 2.36 | 0 | 12.5412 | 0 | 27.434 | 107.5709 | 135.0049 | 88.5781 | 120.1122 | 208.6902
2004 | Strip Mall | 0A | 2090.32 | 0 | 0 | 157.0015 | 83.9917 | 22.2201 | 17.1053 | 0 | 0 | 42.4722 | 0 | 0 | 0 | 0 | 0 | 0 | 8.3892 | 0 | 0 | 199.4737 | 0 | 199.4737 | 331.18 | 0 | 331.18
2004 | Strip Mall | 0B | 2090.32 | 0 | 0 | 128.2552 | 83.9917 | 22.2241 | 17.1053 | 0 | 0 | 47.2389 | 0 | 0 | 0 | 0 | 0 | 0 | 8.3228 | 0 | 0 | 175.4941 | 0 | 175.4941 | 307.138 | 0 | 307.138
2004 | Strip Mall | 1A | 2090.32 | 0 | 0 | 103.2564 | 83.9917 | 22.2268 | 17.1053 | 0 | 0 | 37.8251 | 0 | 0 | 0 | 0 | 0 | 0 | 8.5194 | 0 | 0 | 141.0815 | 0 | 141.0815 | 272.9247 | 0 | 272.9247
2004 | Strip Mall | 1B | 2090.32 | 0 | 0.5156 | 103.6404 | 83.9917 | 22.1989 | 17.1053 | 0 | 0 | 45.53 | 0 | 0 | 0 | 0 | 0 | 0 | 8.4849 | 0 | 0 | 149.1704 | 0.5156 | 149.686 | 280.9498 | 0.5156 | 281.4654
2004 | Strip Mall | 2A | 2090.32 | 0 | 3.4511 | 88.2693 | 83.9917 | 22.1909 | 17.1053 | 0 | 0 | 40.1653 | 0 | 0 | 0 | 0 | 0 | 0 | 8.6869 | 0 | 0 | 128.4346 | 3.4511 | 131.8857 | 260.4094 | 3.4511 | 263.8605
2004 | Strip Mall | 2B | 2090.32 | 0 | 1.1854 | 68.0478 | 83.9917 | 22.2069 | 17.1053 | 0 | 0 | 46.4868 | 0 | 0 | 0 | 0 | 0 | 0 | 8.6643 | 0 | 0 | 114.5346 | 1.1854 | 115.7199 | 246.504 | 1.1854 | 247.6893
2004 | Strip Mall | 3A | 2090.32 | 0 | 37.3733 | 48.8854 | 83.9917 | 22.2029 | 17.1053 | 0 | 0 | 38.8205 | 0 | 0 | 0 | 0 | 0 | 0 | 8.9859 | 0 | 0 | 87.7059 | 37.3733 | 125.0792 | 219.9929 | 37.3733 | 257.3662
2004 | Strip Mall | 3B | 2090.32 | 0 | 8.3055 | 42.7327 | 83.9917 | 22.2029 | 17.1053 | 0 | 0 | 44.3739 | 0 | 0 | 0 | 0 | 0 | 0 | 8.8796 | 0 | 0 | 87.1065 | 8.3055 | 95.412 | 219.2859 | 8.3055 | 227.5914
2004 | Strip Mall | 3C | 2090.32 | 0 | 1.2106 | 17.0375 | 83.9917 | 22.1989 | 17.1053 | 0 | 0 | 36.7647 | 0 | 0 | 0 | 0 | 0 | 0 | 8.9779 | 0 | 0 | 53.8022 | 1.2106 | 55.0128 | 186.0746 | 1.2106 | 187.2853
2004 | Strip Mall | 4A | 2090.32 | 0 | 100.3289 | 29.6858 | 83.9917 | 22.1697 | 17.1053 | 0 | 0 | 35.2245 | 0 | 0 | 0 | 0 | 0 | 0 | 9.233 | 0 | 0 | 64.9103 | 100.3289 | 165.2392 | 197.41 | 100.3289 | 297.7388
2004 | Strip Mall | 4B | 2090.32 | 0 | 29.9077 | 27.4068 | 83.9917 | 22.1856 | 17.1053 | 0 | 0 | 43.7599 | 0 | 0 | 0 | 0 | 0 | 0 | 9.1493 | 0 | 0 | 71.1667 | 29.9077 | 101.0744 | 203.5999 | 29.9077 | 233.5076
2004 | Strip Mall | 4C | 2090.32 | 0 | 73.1666 | 7.5493 | 83.9917 | 22.1444 | 17.1053 | 0 | 0 | 33.093 | 0 | 0 | 0 | 0 | 0 | 0 | 9.3021 | 0 | 0 | 40.6424 | 73.1666 | 113.809 | 173.1859 | 73.1666 | 246.3525
2004 | Strip Mall | 5A | 2090.32 | 0 | 143.5586 | 16.2495 | 83.9917 | 22.1763 | 17.1053 | 0 | 0 | 33.0957 | 0 | 0 | 0 | 0 | 0 | 0 | 9.4244 | 0 | 0 | 49.3452 | 143.5586 | 192.9037 | 182.0428 | 143.5586 | 325.6014
2004 | Strip Mall | 5B | 2090.32 | 0 | 73.6796 | 21.3803 | 83.9917 | 22.1763 | 17.1053 | 0 | 0 | 40.9361 | 0 | 0 | 0 | 0 | 0 | 0 | 9.3513 | 0 | 0 | 62.3163 | 73.6796 | 135.9959 | 194.9422 | 73.6796 | 268.6218
2004 | Strip Mall | 5C | 2090.32 | 0 | 87.4122 | 3.2425 | 83.9917 | 22.1417 | 17.1053 | 0 | 0 | 29.2433 | 0 | 0 | 0 | 0 | 0 | 0 | 9.4124 | 0 | 0 | 32.4857 | 87.4122 | 119.8979 | 165.1369 | 87.4122 | 252.5491
2004 | Strip Mall | 6A | 2090.32 | 0 | 195.721 | 19.391 | 83.9917 | 22.1657 | 17.1053 | 0 | 0 | 39.8012 | 0 | 0 | 0 | 0 | 0 | 0 | 9.5639 | 0 | 0 | 59.1922 | 195.721 | 254.9131 | 192.02 | 195.721 | 387.741
2004 | Strip Mall | 6B | 2090.32 | 0 | 131.3595 | 13.52 | 83.9917 | 22.1497 | 17.1053 | 0 | 0 | 41.74 | 0 | 0 | 0 | 0 | 0 | 0 | 9.5267 | 0 | 0 | 55.26 | 131.3595 | 186.6195 | 188.0334 | 131.3595 | 319.3929
2004 | Strip Mall | 7 | 2090.32 | 0 | 229.8492 | 14.0183 | 83.9917 | 22.1364 | 17.1053 | 0 | 0 | 42.9134 | 0 | 0 | 0 | 0 | 0 | 0 | 9.7207 | 0 | 0 | 56.9317 | 229.8492 | 286.7809 | 189.8859 | 229.8492 | 419.735
2004 | Strip Mall | 8 | 2090.32 | 0 | 309.2655 | 6.1833 | 83.9917 | 22.0142 | 17.1053 | 0 | 0 | 47.4861 | 0 | 0 | 0 | 0 | 0 | 0 | 9.936 | 0 | 0 | 53.6693 | 309.2655 | 362.9349 | 186.7152 | 309.2655 | 495.9807
2007 | Strip Mall | 0A | 2090.32 | 0 | 0 | 150.5219 | 90.5337 | 22.2201 | 17.1053 | 0 | 0 | 43.3347 | 0 | 0 | 0 | 0 | 0 | 0 | 8.3892 | 0 | 0 | 193.8565 | 0 | 193.8565 | 332.1062 | 0 | 332.1062
2007 | Strip Mall | 0B | 2090.32 | 0 | 0 | 123.6068 | 90.5337 | 22.2241 | 17.1053 | 0 | 0 | 48.0389 | 0 | 0 | 0 | 0 | 0 | 0 | 8.3201 | 0 | 0 | 171.6457 | 0 | 171.6457 | 309.8303 | 0 | 309.8303
2007 | Strip Mall | 1A | 2090.32 | 0 | 0 | 100.9122 | 90.5337 | 22.2268 | 17.1053 | 0 | 0 | 38.9427 | 0 | 0 | 0 | 0 | 0 | 0 | 8.5194 | 0 | 0 | 139.855 | 0 | 139.855 | 278.2402 | 0 | 278.2402
2007 | Strip Mall | 1B | 2090.32 | 0 | 0.20598 | 100.7847 | 90.5337 | 22.1989 | 17.1053 | 0 | 0 | 46.3698 | 0 | 0 | 0 | 0 | 0 | 0 | 8.4796 | 0 | 0 | 147.1545 | 0.20598 | 147.3605 | 285.4733 | 0.20598 | 285.6793
2007 | Strip Mall | 2A | 2090.32 | 0 | 1.3847 | 84.5166 | 90.5337 | 22.1909 | 17.1053 | 0 | 0 | 39.2696 | 0 | 0 | 0 | 0 | 0 | 0 | 8.6789 | 0 | 0 | 123.7862 | 1.3847 | 125.1709 | 262.2977 | 1.3847 | 263.6824
2007 | Strip Mall | 2B | 2090.32 | 0 | 0.34817 | 65.9083 | 90.5337 | 22.2069 | 17.1053 | 0 | 0 | 45.1938 | 0 | 0 | 0 | 0 | 0 | 0 | 8.6523 | 0 | 0 | 111.1021 | 0.34817 | 111.4502 | 249.6016 | 0.34817 | 249.9498
2007 | Strip Mall | 3A | 2090.32 | 0 | 18.7438 | 45.7678 | 90.5337 | 22.2029 | 17.1053 | 0 | 0 | 35.2245 | 0 | 0 | 0 | 0 | 0 | 0 | 8.9699 | 0 | 0 | 80.9924 | 18.7438 | 99.7362 | 219.8055 | 18.7438 | 238.5493
2007 | Strip Mall | 3B | 2090.32 | 0 | 1.7873 | 38.956 | 90.5337 | 22.2029 | 17.1053 | 0 | 0 | 40.5746 | 0 | 0 | 0 | 0 | 0 | 0 | 8.857 | 0 | 0 | 79.5306 | 1.7873 | 81.318 | 218.2295 | 1.7873 | 220.0168
2007 | Strip Mall | 3C | 2090.32 | 0 | 0.32557 | 20.7929 | 90.5337 | 22.1989 | 17.1053 | 0 | 0 | 32.3768 | 0 | 0 | 0 | 0 | 0 | 0 | 8.9633 | 0 | 0 | 53.1697 | 0.32557 | 53.4953 | 191.9722 | 0.32557 | 192.2978
2007 | Strip Mall | 4A | 2090.32 | 0 | 52.7949 | 29.0466 | 90.5337 | 22.1697 | 17.1053 | 0 | 0 | 32.8764 | 0 | 0 | 0 | 0 | 0 | 0 | 9.2104 | 0 | 0 | 61.923 | 52.7949 | 114.7179 | 200.9421 | 52.7949 | 253.7371
2007 | Strip Mall | 4B | 2090.32 | 0 | 8.7002 | 25.2208 | 90.5337 | 22.1856 | 17.1053 | 0 | 0 | 40.7473 | 0 | 0 | 0 | 0 | 0 | 0 | 9.1161 | 0 | 0 | 65.9681 | 8.7002 | 74.6683 | 204.9101 | 8.7002 | 213.6103
2007 | Strip Mall | 4C | 2090.32 | 0 | 32.3488 | 8.7693 | 90.5337 | 22.1444 | 17.1053 | 0 | 0 | 31.1369 | 0 | 0 | 0 | 0 | 0 | 0 | 9.2689 | 0 | 0 | 39.9062 | 32.3488 | 72.255 | 178.9585 | 32.3488 | 211.3074
2007 | Strip Mall | 5A | 2090.32 | 0 | 87.6315 | 17.0428 | 90.5337 | 22.1763 | 17.1053 | 0 | 0 | 31.0426 | 0 | 0 | 0 | 0 | 0 | 0 | 9.4031 | 0 | 0 | 48.0854 | 87.6315 | 135.7169 | 187.3039 | 87.6315 | 274.9353
2007 | Strip Mall | 5B | 2090.32 | 0 | 38.7275 | 21.3085 | 90.5337 | 22.1763 | 17.1053 | 0 | 0 | 38.0165 | 0 | 0 | 0 | 0 | 0 | 0 | 9.3274 | 0 | 0 | 59.325 | 38.7275 | 98.0525 | 198.4691 | 38.7275 | 237.1965
2007 | Strip Mall | 5C | 2090.32 | 0 | 39.5487 | 4.2577 | 90.5337 | 22.1417 | 17.1053 | 0 | 0 | 29.7788 | 0 | 0 | 0 | 0 | 0 | 0 | 9.3779 | 0 | 0 | 34.0365 | 39.5487 | 73.5852 | 173.1965 | 39.5487 | 212.7452
2007 | Strip Mall | 6A | 2090.32 | 0 | 124.6207 | 19.4189 | 90.5337 | 22.1657 | 17.1053 | 0 | 0 | 32.9734 | 0 | 0 | 0 | 0 | 0 | 0 | 9.5413 | 0 | 0 | 52.3923 | 124.6207 | 177.013 | 191.7396 | 124.6207 | 316.3604
2007 | Strip Mall | 6B | 2090.32 | 0 | 78.025 | 13.9851 | 90.5337 | 22.1497 | 17.1053 | 0 | 0 | 36.289 | 0 | 0 | 0 | 0 | 0 | 0 | 9.4988 | 0 | 0 | 50.2741 | 78.025 | 128.2991 | 189.5616 | 78.025 | 267.5866
2007 | Strip Mall | 7 | 2090.32 | 0 | 154.357 | 14.5539 | 90.5337 | 22.1364 | 17.1053 | 0 | 0 | 33.1249 | 0 | 0 | 0 | 0 | 0 | 0 | 9.7008 | 0 | 0 | 47.6788 | 154.357 | 202.0358 | 187.155 | 154.357 | 341.512
2007 | Strip Mall | 8 | 2090.32 | 0 | 232.2664 | 7.1188 | 90.5337 | 22.0142 | 17.1053 | 0 | 0 | 35.9156 | 0 | 0 | 0 | 0 | 0 | 0 | 9.9254 | 0 | 0 | 43.0343 | 232.2664 | 275.3008 | 182.6143 | 232.2664 | 414.8807
2010 | Strip Mall | 0A | 2090.32 | 0 | 0 | 112.6755 | 81.1093 | 12.223 | 17.0296 | 0 | 0 | 34.4113 | 0 | 0 | 0 | 0 | 0 | 0 | 7.6769 | 0 | 0 | 147.0867 | 0 | 147.0867 | 265.1269 | 0 | 265.1269
2010 | Strip Mall | 0B | 2090.32 | 0 | 0 | 91.2513 | 81.1093 | 12.2204 | 17.0296 | 0 | 0 | 34.2319 | 0 | 0 | 0 | 0 | 0 | 0 | 7.6331 | 0 | 0 | 125.4832 | 0 | 125.4832 | 243.4742 | 0 | 243.4742
2010 | Strip Mall | 1A | 2090.32 | 0 | 0 | 71.9999 | 81.1093 | 12.2217 | 17.0296 | 0 | 0 | 29.2605 | 0 | 0 | 0 | 0 | 0 | 0 | 7.8072 | 0 | 0 | 101.2604 | 0 | 101.2604 | 219.4281 | 0 | 219.4281
2010 | Strip Mall | 1B | 2090.32 | 0 | 0.45979 | 73.3979 | 81.1093 | 12.2031 | 17.0296 | 0 | 0 | 34.9322 | 0 | 0 | 0 | 0 | 0 | 0 | 7.7872 | 0 | 0 | 108.33 | 0.45979 | 108.7898 | 226.4592 | 0.45979 | 226.919
2010 | Strip Mall | 2A | 2090.32 | 0 | 1.3422 | 57.0035 | 81.1093 | 12.1991 | 17.0296 | 0 | 0 | 29.5449 | 0 | 0 | 0 | 0 | 0 | 0 | 7.964 | 0 | 0 | 86.5484 | 1.3422 | 87.8906 | 204.8503 | 1.3422 | 206.1925
2010 | Strip Mall | 2B | 2090.32 | 0 | 0.20199 | 43.1446 | 81.1093 | 12.2097 | 17.0296 | 0 | 0 | 33.6232 | 0 | 0 | 0 | 0 | 0 | 0 | 7.952 | 0 | 0 | 76.7679 | 0.20199 | 76.9699 | 195.0685 | 0.20199 | 195.2705
2010 | Strip Mall | 3A | 2090.32 | 0 | 18.999 | 29.1502 | 81.1093 | 12.2071 | 17.0296 | 0 | 0 | 25.9131 | 0 | 0 | 0 | 0 | 0 | 0 | 8.2417 | 0 | 0 | 55.0633 | 18.999 | 74.0623 | 173.651 | 18.999 | 192.6499
2010 | Strip Mall | 3B | 2090.32 | 0 | 3.4697 | 26.9536 | 81.1093 | 12.2057 | 17.0296 | 0 | 0 | 29.1675 | 0 | 0 | 0 | 0 | 0 | 0 | 8.1527 | 0 | 0 | 56.1211 | 3.4697 | 59.5908 | 174.6171 | 3.4697 | 178.0868
2010 | Strip Mall | 3C | 2090.32 | 0 | 0.34152 | 10.7599 | 81.1093 | 12.227 | 17.0296 | 0 | 0 | 29.1715 | 0 | 0 | 0 | 0 | 0 | 0 | 8.2497 | 0 | 0 | 39.9314 | 0.34152 | 40.2729 | 158.547 | 0.34152 | 158.8885
2010 | Strip Mall | 4A | 2090.32 | 0 | 51.2747 | 18.5724 | 81.1093 | 12.231 | 17.0296 | 0 | 0 | 25.2101 | 0 | 0 | 0 | 0 | 0 | 0 | 8.4663 | 0 | 0 | 43.7825 | 51.2747 | 95.0572 | 162.62 | 51.2747 | 213.8947
2010 | Strip Mall | 4B | 2090.32 | 0 | 11.4124 | 18.9352 | 81.1093 | 12.2017 | 17.0296 | 0 | 0 | 30.9894 | 0 | 0 | 0 | 0 | 0 | 0 | 8.3905 | 0 | 0 | 49.9246 | 11.4124 | 61.337 | 168.6557 | 11.4124 | 180.0681
2010 | Strip Mall | 4C | 2090.32 | 0 | 31.5515 | 5.2703 | 81.1093 | 12.2297 | 17.0296 | 0 | 0 | 29.319 | 0 | 0 | 0 | 0 | 0 | 0 | 8.5274 | 0 | 0 | 34.5893 | 31.5515 | 66.1409 | 153.4853 | 31.5515 | 185.0368
2010 | Strip Mall | 5A | 2090.32 | 0 | 84.7717 | 10.1593 | 81.1093 | 12.211 | 17.0296 | 0 | 0 | 23.8002 | 0 | 0 | 0 | 0 | 0 | 0 | 8.651 | 0 | 0 | 33.9594 | 84.7717 | 118.7312 | 152.9604 | 84.7717 | 237.7321
2010 | Strip Mall | 5B | 2090.32 | 0 | 41.7586 | 12.9672 | 81.1093 | 12.2243 | 17.0296 | 0 | 0 | 28.9469 | 0 | 0 | 0 | 0 | 0 | 0 | 8.5885 | 0 | 0 | 41.9141 | 41.7586 | 83.6727 | 160.8659 | 41.7586 | 202.6245
2010 | Strip Mall | 5C | 2090.32 | 0 | 40.8444 | 1.9907 | 81.1093 | 12.223 | 17.0296 | 0 | 0 | 27.8014 | 0 | 0 | 0 | 0 | 0 | 0 | 8.6337 | 0 | 0 | 29.7921 | 40.8444 | 70.6364 | 148.789 | 40.8444 | 189.6334
2010 | Strip Mall | 6A | 2090.32 | 0 | 119.4155 | 12.1752 | 81.1093 | 12.2177 | 17.0296 | 0 | 0 | 25.4546 | 0 | 0 | 0 | 0 | 0 | 0 | 8.7852 | 0 | 0 | 37.6298 | 119.4155 | 157.0453 | 156.7729 | 119.4155 | 276.1884
2010 | Strip Mall | 6B | 2090.32 | 0 | 79.4934 | 8.2164 | 81.1093 | 12.2031 | 17.0296 | 0 | 0 | 28.1695 | 0 | 0 | 0 | 0 | 0 | 0 | 8.748 | 0 | 0 | 36.386 | 79.4934 | 115.8794 | 155.4759 | 79.4934 | 234.9693
2010 | Strip Mall | 7 | 2090.32 | 0 | 148.1272 | 8.0809 | 81.1093 | 12.2243 | 17.0296 | 0 | 0 | 25.9463 | 0 | 0 | 0 | 0 | 0 | 0 | 8.942 | 0 | 0 | 34.0272 | 148.1272 | 182.1545 | 153.3325 | 148.1272 | 301.4597
2010 | Strip Mall | 8 | 2090.32 | 0 | 224.0274 | 2.6471 | 81.1093 | 12.3081 | 17.0296 | 0 | 0 | 29.1489 | 0 | 0 | 0 | 0 | 0 | 0 | 9.1586 | 0 | 0 | 31.796 | 224.0274 | 255.8234 | 151.4029 | 224.0274 | 375.4303
2013 | Strip Mall | 0A | 2090.32 | 0 | 0 | 97.9422 | 73.2012 | 12.223 | 17.0296 | 0 | 0 | 16.3452 | 0 | 0 | 0 | 0 | 0 | 0 | 7.641 | 0 | 0 | 114.2874 | 0 | 114.2874 | 224.3822 | 0 | 224.3822
2013 | Strip Mall | 0B | 2090.32 | 0 | 0 | 85.0202 | 73.2012 | 12.2204 | 17.0296 | 0 | 0 | 19.5969 | 0 | 0 | 0 | 0 | 0 | 0 | 7.6344 | 0 | 0 | 104.6172 | 0 | 104.6172 | 214.704 | 0 | 214.704
2013 | Strip Mall | 1A | 2090.32 | 0 | 0 | 63.0193 | 73.2012 | 12.2217 | 17.0296 | 0 | 0 | 12.9831 | 0 | 0 | 0 | 0 | 0 | 0 | 7.7806 | 0 | 0 | 76.0025 | 0 | 76.0025 | 186.2368 | 0 | 186.2368
2013 | Strip Mall | 1B | 2090.32 | 0 | 0.59667 | 67.7315 | 73.2012 | 12.2031 | 17.0296 | 0 | 0 | 18.5192 | 0 | 0 | 0 | 0 | 0 | 0 | 7.7885 | 0 | 0 | 86.2507 | 0.59667 | 86.8474 | 196.4744 | 0.59667 | 197.0711
2013 | Strip Mall | 2A | 2090.32 | 0 | 1.7169 | 50.6807 | 73.2012 | 12.1991 | 17.0296 | 0 | 0 | 13.4761 | 0 | 0 | 0 | 0 | 0 | 0 | 7.944 | 0 | 0 | 64.1568 | 1.7169 | 65.8738 | 174.5307 | 1.7169 | 176.2476
2013 | Strip Mall | 2B | 2090.32 | 0 | 0.32956 | 39.3135 | 73.2012 | 12.2097 | 17.0296 | 0 | 0 | 16.4249 | 0 | 0 | 0 | 0 | 0 | 0 | 7.9533 | 0 | 0 | 55.7384 | 0.32956 | 56.068 | 166.1322 | 0.32956 | 166.4618
2013 | Strip Mall | 3A | 2090.32 | 0 | 21.359 | 26.2427 | 73.2012 | 12.2071 | 17.0296 | 0 | 0 | 12.332 | 0 | 0 | 0 | 0 | 0 | 0 | 8.2324 | 0 | 0 | 38.5746 | 21.359 | 59.9337 | 149.2435 | 21.359 | 170.6025
2013 | Strip Mall | 3B | 2090.32 | 0 | 5.2663 | 24.9138 | 73.2012 | 12.2057 | 17.0296 | 0 | 0 | 14.0476 | 0 | 0 | 0 | 0 | 0 | 0 | 8.1553 | 0 | 0 | 38.9613 | 5.2663 | 44.2277 | 149.5545 | 5.2663 | 154.8208
2013 | Strip Mall | 3C | 2090.32 | 0 | 0.52225 | 10.2018 | 73.2012 | 12.227 | 17.0296 | 0 | 0 | 21.7816 | 0 | 0 | 0 | 0 | 0 | 0 | 8.2457 | 0 | 0 | 31.9834 | 0.52225 | 32.5057 | 142.6868 | 0.52225 | 143.2091
2013 | Strip Mall | 4A | 2090.32 | 0 | 52.5837 | 17.0814 | 73.2012 | 12.231 | 17.0296 | 0 | 0 | 12.429 | 0 | 0 | 0 | 0 | 0 | 0 | 8.4556 | 0 | 0 | 29.5104 | 52.5837 | 82.094 | 140.4291 | 52.5837 | 193.0127
2013 | Strip Mall | 4B | 2090.32 | 0 | 10.8915 | 16.6508 | 73.2012 | 12.2017 | 17.0296 | 0 | 0 | 20.1644 | 0 | 0 | 0 | 0 | 0 | 0 | 8.3772 | 0 | 0 | 36.8152 | 10.8915 | 47.7067 | 147.6249 | 10.8915 | 158.5164
2013 | Strip Mall | 4C | 2090.32 | 0 | 31.0147 | 4.8584 | 73.2012 | 12.2297 | 17.0296 | 0 | 0 | 22.0275 | 0 | 0 | 0 | 0 | 0 | 0 | 8.5194 | 0 | 0 | 26.8858 | 31.0147 | 57.9005 | 137.867 | 31.0147 | 168.8816
2013 | Strip Mall | 5A | 2090.32 | 0 | 81.1851 | 9.435 | 73.2012 | 12.211 | 17.0296 | 0 | 0 | 15.5186 | 0 | 0 | 0 | 0 | 0 | 0 | 8.6417 | 0 | 0 | 24.9536 | 81.1851 | 106.1387 | 136.0371 | 81.1851 | 217.2222
2013 | Strip Mall | 5B | 2090.32 | 0 | 38.6437 | 11.9174 | 73.2012 | 12.2243 | 17.0296 | 0 | 0 | 19.7179 | 0 | 0 | 0 | 0 | 0 | 0 | 8.5766 | 0 | 0 | 31.6352 | 38.6437 | 70.279 | 142.6682 | 38.6437 | 181.312
2013 | Strip Mall | 5C | 2090.32 | 0 | 38.2996 | 2.5169 | 73.2012 | 12.223 | 17.0296 | 0 | 0 | 21.6647 | 0 | 0 | 0 | 0 | 0 | 0 | 8.6257 | 0 | 0 | 24.1816 | 38.2996 | 62.4811 | 135.2624 | 38.2996 | 173.5619
2013 | Strip Mall | 6A | 2090.32 | 0 | 115.9339 | 11.0722 | 73.2012 | 12.2177 | 17.0296 | 0 | 0 | 13.1333 | 0 | 0 | 0 | 0 | 0 | 0 | 8.7759 | 0 | 0 | 24.2055 | 115.9339 | 140.1394 | 135.4312 | 115.9339 | 251.365
2013 | Strip Mall | 6B | 2090.32 | 0 | 71.8816 | 7.0032 | 73.2012 | 12.2031 | 17.0296 | 0 | 0 | 25.157 | 0 | 0 | 0 | 0 | 0 | 0 | 8.736 | 0 | 0 | 32.1601 | 71.8816 | 104.0418 | 143.3313 | 71.8816 | 215.2129
2013 | Strip Mall | 7 | 2090.32 | 0 | 139.7261 | 7.4696 | 73.2012 | 12.2243 | 17.0296 | 0 | 0 | 13.4987 | 0 | 0 | 0 | 0 | 0 | 0 | 8.9314 | 0 | 0 | 20.9683 | 139.7261 | 160.6944 | 132.3535 | 139.7261 | 272.0796
2013 | Strip Mall | 8 | 2090.32 | 0 | 165.4292 | 2.3641 | 73.2012 | 12.3081 | 17.0296 | 0 | 0 | 24.0699 | 0 | 0 | 0 | 0 | 0 | 1.2186 | 9.1387 | 0 | 0 | 27.6526 | 165.4292 | 193.0818 | 139.3301 | 165.4292 | 304.7593
2016 | Strip Mall | 0A | 2090.32 | 0 | 0 | 92.8287 | 59.9177 | 7.9042 | 17.0296 | 0 | 0 | 15.5598 | 0 | 0 | 0 | 0 | 0 | 0 | 7.6437 | 0 | 0 | 108.3885 | 0 | 108.3885 | 200.885 | 0 | 200.885
2016 | Strip Mall | 0B | 2090.32 | 0 | 0 | 80.4582 | 59.9177 | 7.8988 | 17.0296 | 0 | 0 | 18.9485 | 0 | 0 | 0 | 0 | 0 | 0 | 7.6384 | 0 | 0 | 99.4066 | 0 | 99.4066 | 191.8925 | 0 | 191.8925
2016 | Strip Mall | 1A | 2090.32 | 0 | 0 | 59.3662 | 59.9177 | 7.9002 | 17.0296 | 0 | 0 | 12.3453 | 0 | 0 | 0 | 0 | 0 | 0 | 7.7832 | 0 | 0 | 71.7115 | 0 | 71.7115 | 164.3435 | 0 | 164.3435
2016 | Strip Mall | 1B | 2090.32 | 0 | 0.87972 | 64.1343 | 59.9177 | 7.8869 | 17.0296 | 0 | 0 | 17.7644 | 0 | 0 | 0 | 0 | 0 | 0 | 7.7925 | 0 | 0 | 81.8987 | 0.87972 | 82.7784 | 174.5254 | 0.87972 | 175.4051
2016 | Strip Mall | 2A | 2090.32 | 0 | 2.4053 | 47.2761 | 59.9177 | 7.8829 | 17.0296 | 0 | 0 | 12.8223 | 0 | 0 | 0 | 0 | 0 | 0 | 7.9493 | 0 | 0 | 60.0985 | 2.4053 | 62.5037 | 152.878 | 2.4053 | 155.2832
2016 | Strip Mall | 2B | 2090.32 | 0 | 0.60995 | 36.8524 | 59.9177 | 7.8909 | 17.0296 | 0 | 0 | 15.6754 | 0 | 0 | 0 | 0 | 0 | 0 | 7.9586 | 0 | 0 | 52.5278 | 0.60995 | 53.1378 | 145.326 | 0.60995 | 145.9359
2016 | Strip Mall | 3A | 2090.32 | 0 | 24.1204 | 24.151 | 59.9177 | 7.8882 | 17.0296 | 0 | 0 | 11.6636 | 0 | 0 | 0 | 0 | 0 | 0 | 8.2377 | 0 | 0 | 35.8146 | 24.1204 | 59.935 | 128.8878 | 24.1204 | 153.0082
2016 | Strip Mall | 3B | 2090.32 | 0 | 6.1314 | 22.7065 | 59.9177 | 7.8882 | 17.0296 | 0 | 0 | 17.5119 | 0 | 0 | 0 | 0 | 0 | 0 | 8.1606 | 0 | 0 | 40.2185 | 6.1314 | 46.3499 | 133.2159 | 6.1314 | 139.3474
2016 | Strip Mall | 3C | 2090.32 | 0 | 0.91958 | 9.5187 | 59.9177 | 7.9148 | 17.0296 | 0 | 0 | 20.8899 | 0 | 0 | 0 | 0 | 0 | 0 | 8.251 | 0 | 0 | 30.4087 | 0.91958 | 31.3283 | 123.5231 | 0.91958 | 124.4427
2016 | Strip Mall | 4A | 2090.32 | 0 | 59.2506 | 15.3578 | 59.9177 | 7.9294 | 17.0296 | 0 | 0 | 11.6782 | 0 | 0 | 0 | 0 | 0 | 0 | 8.4623 | 0 | 0 | 27.036 | 59.2506 | 86.2866 | 120.375 | 59.2506 | 179.6256
2016 | Strip Mall | 4B | 2090.32 | 0 | 15.1465 | 14.8356 | 59.9177 | 7.8882 | 17.0296 | 0 | 0 | 20.6414 | 0 | 0 | 0 | 0 | 0 | 0 | 8.3852 | 0 | 0 | 35.477 | 15.1465 | 50.6236 | 128.6977 | 15.1465 | 143.8443
2016 | Strip Mall | 4C | 2090.32 | 0 | 37.7188 | 4.4531 | 59.9177 | 7.9347 | 17.0296 | 0 | 0 | 21.0069 | 0 | 0 | 0 | 0 | 0 | 0 | 8.5287 | 0 | 0 | 25.46 | 37.7188 | 63.1788 | 118.8707 | 37.7188 | 156.5895
2016 | Strip Mall | 5A | 2090.32 | 0 | 87.5451 | 8.2178 | 59.9177 | 7.9015 | 17.0296 | 0 | 0 | 15.8987 | 0 | 0 | 0 | 0 | 0 | 0 | 8.647 | 0 | 0 | 24.1165 | 87.5451 | 111.6615 | 117.6122 | 87.5451 | 205.1573
2016 | Strip Mall | 5B | 2090.32 | 0 | 41.9327 | 10.4915 | 59.9177 | 7.9188 | 17.0296 | 0 | 0 | 24.9218 | 0 | 0 | 0 | 0 | 0 | 0 | 8.5819 | 0 | 0 | 35.4132 | 41.9327 | 77.3459 | 128.8599 | 41.9327 | 170.7926
2016 | Strip Mall | 5C | 2090.32 | 0 | 46.3898 | 1.879 | 59.9177 | 7.9268 | 17.0296 | 0 | 0 | 20.1378 | 0 | 0 | 0 | 0 | 0 | 0 | 8.635 | 0 | 0 | 22.0168 | 46.3898 | 68.4066 | 115.5259 | 46.3898 | 161.9157
2016 | Strip Mall | 6A | 2090.32 | 0 | 121.9165 | 9.9626 | 59.9177 | 7.9135 | 17.0296 | 0 | 0 | 12.4981 | 0 | 0 | 0 | 0 | 0 | 0 | 8.7812 | 0 | 0 | 22.4607 | 121.9165 | 144.3772 | 116.1053 | 121.9165 | 238.0218
2016 | Strip Mall | 6B | 2090.32 | 0 | 78.0157 | 6.5979 | 59.9177 | 7.9002 | 17.0296 | 0 | 0 | 23.8028 | 0 | 0 | 0 | 0 | 0 | 0 | 8.7427 | 0 | 0 | 30.4007 | 78.0157 | 108.4164 | 123.9909 | 78.0157 | 202.0066
2016 | Strip Mall | 7 | 2090.32 | 0 | 143.0815 | 6.2776 | 59.9177 | 7.9294 | 17.0296 | 0 | 0 | 17.6276 | 0 | 0 | 0 | 0 | 0 | 0 | 8.9354 | 0 | 0 | 23.9052 | 143.0815 | 166.9867 | 117.7172 | 143.0815 | 260.7987
2016 | Strip Mall | 8 | 2090.32 | 0 | 168.487 | 2.0319 | 59.9177 | 8.154 | 17.0296 | 0 | 0 | 25.1237 | 0 | 0 | 0 | 0 | 0 | 1.2664 | 9.1413 | 0 | 0 | 28.422 | 168.487 | 196.909 | 122.666 | 168.487 | 291.1529
2019 | Strip Mall | 0A | 2090.32 | 0 | 0 | 90.7862 | 53.4953 | 7.9042 | 17.0296 | 0 | 0 | 15.2528 | 0 | 0 | 0 | 0 | 0 | 0 | 7.645 | 0 | 0 | 106.0391 | 0 | 106.0391 | 192.1131 | 0 | 192.1131
2019 | Strip Mall | 0B | 2090.32 | 0 | 0 | 78.6722 | 53.4953 | 7.8988 | 17.0296 | 0 | 0 | 18.595 | 0 | 0 | 0 | 0 | 0 | 0 | 7.6397 | 0 | 0 | 97.2671 | 0 | 97.2671 | 183.3292 | 0 | 183.3292
2019 | Strip Mall | 1A | 2090.32 | 0 | 0 | 57.2268 | 53.4953 | 7.9002 | 17.0296 | 0 | 0 | 11.8802 | 0 | 0 | 0 | 0 | 0 | 0 | 7.7846 | 0 | 0 | 69.1069 | 0 | 69.1069 | 155.3178 | 0 | 155.3178
2019 | Strip Mall | 1B | 2090.32 | 0 | 1.0511 | 62.0758 | 53.4953 | 7.8869 | 17.0296 | 0 | 0 | 17.3352 | 0 | 0 | 0 | 0 | 0 | 0 | 7.7952 | 0 | 0 | 79.411 | 1.0511 | 80.4622 | 165.6166 | 1.0511 | 166.6677
2019 | Strip Mall | 2A | 2090.32 | 0 | 2.7255 | 45.5592 | 53.4953 | 7.8829 | 17.0296 | 0 | 0 | 12.4689 | 0 | 0 | 0 | 0 | 0 | 0 | 7.9507 | 0 | 0 | 58.0281 | 2.7255 | 60.7536 | 144.3851 | 2.7255 | 147.1106
2019 | Strip Mall | 2B | 2090.32 | 0 | 0.7641 | 35.5674 | 53.4953 | 7.8909 | 17.0296 | 0 | 0 | 15.217 | 0 | 0 | 0 | 0 | 0 | 0 | 7.9613 | 0 | 0 | 50.7844 | 0.7641 | 51.5485 | 137.1613 | 0.7641 | 137.9255
2019 | Strip Mall | 3A | 2090.32 | 0 | 25.4108 | 23.0374 | 53.4953 | 7.8882 | 17.0296 | 0 | 0 | 11.5028 | 0 | 0 | 0 | 0 | 0 | 0 | 8.2404 | 0 | 0 | 34.5402 | 25.4108 | 59.9509 | 121.1936 | 25.4108 | 146.6043
2019 | Strip Mall | 3B | 2090.32 | 0 | 7.2557 | 21.6886 | 53.4953 | 7.8882 | 17.0296 | 0 | 0 | 16.8794 | 0 | 0 | 0 | 0 | 0 | 0 | 8.1633 | 0 | 0 | 38.568 | 7.2557 | 45.8237 | 125.1443 | 7.2557 | 132.4
2019 | Strip Mall | 3C | 2090.32 | 0 | 1.2638 | 8.5035 | 53.4953 | 7.9148 | 17.0296 | 0 | 0 | 19.8893 | 0 | 0 | 0 | 0 | 0 | 0 | 8.255 | 0 | 0 | 28.3928 | 1.2638 | 29.6565 | 115.0874 | 1.2638 | 116.3511
2019 | Strip Mall | 4A | 2090.32 | 0 | 60.2606 | 14.3359 | 53.4953 | 7.9294 | 17.0296 | 0 | 0 | 13.625 | 0 | 0 | 0 | 0 | 0 | 0 | 8.4636 | 0 | 0 | 27.9609 | 60.2606 | 88.2215 | 114.8787 | 60.2606 | 175.1393
2019 | Strip Mall | 4B | 2090.32 | 0 | 15.6209 | 13.8695 | 53.4953 | 7.8882 | 17.0296 | 0 | 0 | 24.6892 | 0 | 0 | 0 | 0 | 0 | 0 | 8.3865 | 0 | 0 | 38.5587 | 15.6209 | 54.1796 | 125.3583 | 15.6209 | 140.9792
2019 | Strip Mall | 4C | 2090.32 | 0 | 40.8071 | 3.988 | 53.4953 | 7.9347 | 17.0296 | 0 | 0 | 20.0621 | 0 | 0 | 0 | 0 | 0 | 0 | 8.5314 | 0 | 0 | 24.05 | 40.8071 | 64.8572 | 111.0409 | 40.8071 | 151.8481
2019 | Strip Mall | 5A | 2090.32 | 0 | 89.5543 | 7.4736 | 53.4953 | 7.9015 | 17.0296 | 0 | 0 | 16.486 | 0 | 0 | 0 | 0 | 0 | 0 | 8.6497 | 0 | 0 | 23.9596 | 89.5543 | 113.514 | 111.037 | 89.5543 | 200.5913
2019 | Strip Mall | 5B | 2090.32 | 0 | 44.4576 | 10.1194 | 53.4953 | 7.9188 | 17.0296 | 0 | 0 | 23.7803 | 0 | 0 | 0 | 0 | 0 | 0 | 8.5845 | 0 | 0 | 33.8996 | 44.4576 | 78.3572 | 120.9278 | 44.4576 | 165.3854
2019 | Strip Mall | 5C | 2090.32 | 0 | 50.0933 | 2.1794 | 53.4953 | 7.9268 | 17.0296 | 0 | 0 | 19.2195 | 0 | 0 | 0 | 0 | 0 | 0 | 8.639 | 0 | 0 | 21.3989 | 50.0933 | 71.4922 | 108.4895 | 50.0933 | 158.5828
2019 | Strip Mall | 6A | 2090.32 | 0 | 124.5025 | 9.1586 | 53.4953 | 7.9135 | 17.0296 | 0 | 0 | 12.6004 | 0 | 0 | 0 | 0 | 0 | 0 | 8.7852 | 0 | 0 | 21.759 | 124.5025 | 146.2615 | 108.9825 | 124.5025 | 233.485
2019 | Strip Mall | 6B | 2090.32 | 0 | 81.209 | 6.1142 | 53.4953 | 7.9002 | 17.0296 | 0 | 0 | 23.6102 | 0 | 0 | 0 | 0 | 0 | 0 | 8.7453 | 0 | 0 | 29.7243 | 81.209 | 110.9333 | 116.8946 | 81.209 | 198.1036
2019 | Strip Mall | 7 | 2090.32 | 0 | 146.2894 | 5.5946 | 53.4953 | 7.9294 | 17.0296 | 0 | 0 | 17.2249 | 0 | 0 | 0 | 0 | 0 | 0 | 8.938 | 0 | 0 | 22.8195 | 146.2894 | 169.1089 | 110.2117 | 146.2894 | 256.5011
2019 | Strip Mall | 8 | 2090.32 | 0 | 171.4437 | 1.7209 | 53.4953 | 8.154 | 17.0296 | 0 | 0 | 24.9204 | 0 | 0 | 0 | 0 | 0 | 1.297 | 9.1453 | 0 | 0 | 27.9383 | 171.4437 | 199.382 | 115.7624 | 171.4437 | 287.2062
2004 | Primary School | 0A | 6871 | 0 | 0.01415 | 185.136 | 48.9311 | 3.3704 | 52.7887 | 14.5956 | 1.9417 | 38.6204 | 0.0060641 | 0.0059263 | 0.00013782 | 0 | 0 | 1.9025 | 1.1279 | 3.387 | 3.212 | 225.6591 | 0.01415 | 225.6733 | 337.0369 | 17.9971 | 355.034
2004 | Primary School | 0B | 6871 | 0 | 0.20901 | 132.3222 | 48.9311 | 3.3713 | 52.7887 | 14.5956 | 1.9417 | 33.4494 | 0.0068727 | 0.0059263 | 0.00094637 | 0 | 0 | 1.833 | 1.1283 | 3.4711 | 3.1808 | 167.6055 | 0.20901 | 167.8145 | 278.9538 | 18.2757 | 297.2295
2004 | Primary School | 1A | 6871 | 0 | 0.83806 | 100.9602 | 48.9311 | 3.3713 | 52.7887 | 14.5956 | 1.9417 | 31.3783 | 0.0088941 | 0.0059263 | 0.0029677 | 0 | 0 | 8.1979 | 1.1295 | 3.6506 | 3.1538 | 140.5393 | 0.83806 | 141.3773 | 251.8617 | 19.0842 | 270.9459
2004 | Primary School | 1B | 6871 | 0 | 2.5562 | 108.4025 | 48.9311 | 3.3672 | 52.7887 | 14.5956 | 1.9417 | 28.292 | 0.016171 | 0.0059263 | 0.010245 | 0 | 0 | 1.6992 | 1.1291 | 3.7731 | 3.157 | 138.4039 | 2.5562 | 140.9601 | 249.7251 | 20.9245 | 270.6496
2004 | Primary School | 2A | 6871 | 0 | 6.3843 | 85.2597 | 48.9311 | 3.366 | 52.7887 | 14.5956 | 1.9417 | 26.225 | 0.031533 | 0.0059263 | 0.025607 | 0 | 0 | 7.4864 | 1.13 | 4.008 | 3.1473 | 118.9966 | 6.3843 | 125.381 | 230.3077 | 24.9879 | 255.2956
2004 | Primary School | 2B | 6871 | 0 | 5.1796 | 60.4012 | 48.9311 | 3.3684 | 52.7887 | 14.5956 | 1.9417 | 23.0951 | 0.027895 | 0.0059263 | 0.021969 | 0 | 0 | 0.91285 | 1.1304 | 4.0585 | 3.0935 | 84.4311 | 5.1796 | 89.6107 | 195.6904 | 23.8333 | 219.5237
2004 | Primary School | 3A | 6871 | 0 | 26.1025 | 47.5295 | 48.9311 | 3.368 | 52.7887 | 14.5956 | 1.9417 | 24.278 | 0.10875 | 0.0059263 | 0.10282 | 0 | 0 | 6.6641 | 1.1312 | 4.5481 | 3.1089 | 78.5743 | 26.1025 | 104.6768 | 189.8494 | 45.2461 | 235.0956
2004 | Primary School | 3B | 6871 | 0 | 10.7339 | 37.805 | 48.9311 | 3.3676 | 52.7887 | 14.5956 | 1.9417 | 21.8984 | 0.066301 | 0.0059263 | 0.060375 | 0 | 0 | 4.7062 | 1.1312 | 4.4143 | 3.0757 | 64.47 | 10.7339 | 75.2039 | 175.7119 | 29.7438 | 205.4557
2004 | Primary School | 3C | 6871 | 0 | 12.0232 | 34.2175 | 48.9311 | 3.3672 | 52.7887 | 14.5956 | 1.9417 | 22.5218 | 0.048917 | 0.0059263 | 0.042991 | 0 | 0 | 0 | 1.1308 | 4.5093 | 3.1125 | 56.7823 | 12.0232 | 68.8054 | 168.0598 | 31.128 | 199.1878
2004 | Primary School | 4A | 6871 | 0 | 60.7153 | 32.5325 | 48.9311 | 3.3628 | 52.7887 | 14.5956 | 1.9417 | 24.7979 | 0.23852 | 0.0059263 | 0.2326 | 0 | 0 | 6.5954 | 1.132 | 4.9491 | 3.0963 | 64.1583 | 60.7153 | 124.8736 | 175.4164 | 80.26 | 255.6764
2004 | Primary School | 4B | 6871 | 0 | 23.0223 | 27.5081 | 48.9311 | 3.3652 | 52.7887 | 14.5956 | 1.9417 | 21.5289 | 0.14231 | 0.0059263 | 0.13638 | 0 | 0 | 4.7017 | 1.1316 | 4.8266 | 3.0656 | 53.8751 | 23.0223 | 76.8974 | 165.1049 | 42.4445 | 207.5494
2004 | Primary School | 4C | 6871 | 0 | 46.4638 | 12.9417 | 48.9311 | 3.3587 | 52.7887 | 14.5956 | 1.9417 | 22.7551 | 0.2171 | 0.0059263 | 0.21117 | 0 | 0 | 4.8024 | 1.1324 | 5.0074 | 3.0822 | 40.7103 | 46.4638 | 87.1741 | 151.9514 | 66.0667 | 218.0182
2004 | Primary School | 5A | 6871 | 0 | 83.9911 | 19.1958 | 48.9311 | 3.3636 | 52.7887 | 14.5956 | 1.9417 | 26.5298 | 0.36264 | 0.0059263 | 0.35671 | 0 | 0 | 4.713 | 1.1324 | 5.2758 | 3.0782 | 50.7953 | 83.9911 | 134.7864 | 162.0369 | 103.8624 | 265.8994
2004 | Primary School | 5B | 6871 | 0 | 47.772 | 20.6286 | 48.9311 | 3.364 | 52.7887 | 14.5956 | 1.9417 | 21.7351 | 0.27006 | 0.0059263 | 0.26413 | 0 | 0 | 4.7106 | 1.132 | 5.1707 | 3.0693 | 47.3384 | 47.772 | 95.1104 | 158.5706 | 67.5383 | 226.1089
2004 | Primary School | 5C | 6871 | 0 | 51.8762 | 8.4166 | 48.9311 | 3.3587 | 52.7887 | 14.5956 | 1.9417 | 22.9734 | 0.20658 | 0.0059263 | 0.20066 | 0 | 0 | 4.751 | 1.1324 | 5.182 | 3.0782 | 36.3417 | 51.8762 | 88.2179 | 147.5784 | 71.6538 | 219.2322
2004 | Primary School | 6A | 6871 | 0 | 126.1029 | 19.8374 | 48.9311 | 3.3624 | 52.7887 | 14.5956 | 1.9417 | 27.0663 | 0.56316 | 0.0059263 | 0.55723 | 0 | 0 | 4.7498 | 1.1336 | 5.5426 | 3.062 | 52.2107 | 126.1029 | 178.3136 | 163.4357 | 146.241 | 309.6767
2004 | Primary School | 6B | 6871 | 0 | 89.3162 | 13.5347 | 48.9311 | 3.3599 | 52.7887 | 14.5956 | 1.9417 | 22.618 | 0.44794 | 0.0059263 | 0.44201 | 0 | 0 | 4.7316 | 1.1328 | 5.4662 | 3.0543 | 41.3264 | 89.3162 | 130.6426 | 152.5405 | 109.378 | 261.9184
2004 | Primary School | 7 | 6871 | 0 | 152.5752 | 16.0437 | 48.9311 | 3.3575 | 52.7887 | 14.5956 | 1.9417 | 26.265 | 0.69091 | 0.0059263 | 0.68498 | 0 | 0 | 4.7409 | 1.134 | 5.8305 | 3.0511 | 47.7346 | 152.5752 | 200.3098 | 158.9446 | 173.0013 | 331.9459
2004 | Primary School | 8 | 6871 | 0 | 214.6045 | 8.2646 | 48.9311 | 3.3393 | 52.7887 | 14.5956 | 1.9417 | 28.1259 | 0.88981 | 0.0059263 | 0.88388 | 0 | 0 | 4.7567 | 1.1344 | 6.1814 | 3.0369 | 42.0311 | 214.6045 | 256.6355 | 153.2091 | 235.3818 | 388.5909
2007 | Primary School | 0A | 6871 | 0 | 0.018597 | 177.7281 | 48.9311 | 3.3704 | 52.7887 | 14.5956 | 1.9417 | 32.6319 | 0.0060641 | 0.0059263 | 0.00013782 | 0 | 0 | 0 | 1.1279 | 3.387 | 3.212 | 210.3601 | 0.018597 | 210.3787 | 321.7379 | 18.0012 | 339.7391
2007 | Primary School | 0B | 6871 | 0 | 0.17343 | 126.1728 | 48.9311 | 3.3713 | 52.7887 | 14.5956 | 1.9417 | 28.2387 | 0.0068727 | 0.0059263 | 0.00094637 | 0 | 0 | 0 | 1.1283 | 3.4711 | 3.1808 | 154.4124 | 0.17343 | 154.5858 | 265.7607 | 18.2397 | 284.0004
2007 | Primary School | 1A | 6871 | 0 | 0.70465 | 95.2886 | 48.9311 | 3.3713 | 52.7887 | 14.5956 | 1.9417 | 26.5346 | 0.0084898 | 0.0059263 | 0.0025635 | 0 | 0 | 6.4393 | 1.1295 | 3.6506 | 3.1538 | 128.2651 | 0.70465 | 128.9697 | 239.5879 | 18.9508 | 258.5387
2007 | Primary School | 1B | 6871 | 0 | 2.2235 | 104.6233 | 48.9311 | 3.3672 | 52.7887 | 14.5956 | 1.9417 | 24.7716 | 0.015362 | 0.0059263 | 0.0094362 | 0 | 0 | 0 | 1.1291 | 3.7719 | 3.157 | 129.4043 | 2.2235 | 131.6278 | 240.7251 | 20.591 | 261.3161
2007 | Primary School | 2A | 6871 | 0 | 4.3063 | 79.3929 | 48.9311 | 3.366 | 52.7887 | 14.5956 | 1.9417 | 24.2666 | 0.023852 | 0.0059263 | 0.017926 | 0 | 0 | 5.8135 | 1.13 | 4.0056 | 3.1465 | 109.4909 | 4.3063 | 113.7973 | 220.8008 | 22.9075 | 243.7083
2007 | Primary School | 2B | 6871 | 0 | 3.214 | 50.4714 | 48.9311 | 3.3684 | 52.7887 | 14.5956 | 1.9417 | 20.3913 | 0.021831 | 0.0059263 | 0.015905 | 0 | 0 | 3.6971 | 1.1304 | 4.0553 | 3.0927 | 74.5756 | 3.214 | 77.7896 | 185.8346 | 21.8648 | 207.6994
2007 | Primary School | 3A | 6871 | 0 | 19.0361 | 44.7493 | 48.9311 | 3.368 | 52.7887 | 14.5956 | 1.9417 | 21.7286 | 0.081259 | 0.0059263 | 0.075333 | 0 | 0 | 5.0656 | 1.1308 | 4.5441 | 3.1077 | 71.6188 | 19.0361 | 90.6549 | 182.8927 | 38.1757 | 221.0684
2007 | Primary School | 3B | 6871 | 0 | 7.3898 | 35.2128 | 48.9311 | 3.3676 | 52.7887 | 14.5956 | 1.9417 | 19.3721 | 0.052152 | 0.0059263 | 0.046225 | 0 | 0 | 3.6749 | 1.1312 | 4.4094 | 3.0745 | 58.306 | 7.3898 | 65.6957 | 169.5467 | 26.3948 | 195.9415
2007 | Primary School | 3C | 6871 | 0 | 6.0597 | 32.1909 | 48.9311 | 3.3672 | 52.7887 | 14.5956 | 1.9417 | 21.7076 | 0.031129 | 0.0059263 | 0.025203 | 0 | 0 | 0 | 1.1308 | 4.5052 | 3.1121 | 53.9236 | 6.0597 | 59.9833 | 165.2016 | 25.1605 | 190.3621
2007 | Primary School | 4A | 6871 | 0 | 41.4763 | 31.0936 | 48.9311 | 3.3628 | 52.7887 | 14.5956 | 1.9417 | 22.0912 | 0.16575 | 0.0059263 | 0.15983 | 0 | 0 | 4.9221 | 1.1316 | 4.9415 | 3.0947 | 58.2668 | 41.4763 | 99.743 | 169.5233 | 61.0133 | 230.5366
2007 | Primary School | 4B | 6871 | 0 | 14.1052 | 26.3034 | 48.9311 | 3.3652 | 52.7887 | 14.5956 | 1.9417 | 19.6725 | 0.11158 | 0.0059263 | 0.10565 | 0 | 0 | 3.649 | 1.1316 | 4.8202 | 3.0628 | 49.7305 | 14.1052 | 63.8357 | 160.9579 | 33.5209 | 194.4788
2007 | Primary School | 4C | 6871 | 0 | 31.7975 | 12.7743 | 48.9311 | 3.3587 | 52.7887 | 14.5956 | 1.9417 | 20.1026 | 0.13988 | 0.0059263 | 0.13395 | 0 | 0 | 3.6692 | 1.132 | 5.0009 | 3.0778 | 36.6801 | 31.7975 | 68.4776 | 147.916 | 51.3943 | 199.3103
2007 | Primary School | 5A | 6871 | 0 | 75.4071 | 18.68 | 48.9311 | 3.3636 | 52.7887 | 14.5956 | 1.9417 | 21.9186 | 0.29836 | 0.0059263 | 0.29243 | 0 | 0 | 2.9949 | 1.132 | 5.2685 | 3.0802 | 43.8859 | 75.4071 | 119.293 | 155.1299 | 95.2708 | 250.4006
2007 | Primary School | 5B | 6871 | 0 | 33.1749 | 20.3387 | 48.9311 | 3.364 | 52.7887 | 14.5956 | 1.9417 | 19.3535 | 0.21912 | 0.0059263 | 0.21319 | 0 | 0 | 3.6862 | 1.1316 | 5.1638 | 3.068 | 43.5916 | 33.1749 | 76.7664 | 154.8218 | 52.9342 | 207.756
2007 | Primary School | 5C | 6871 | 0 | 35.0268 | 8.373 | 48.9311 | 3.3587 | 52.7887 | 14.5956 | 1.9417 | 19.2136 | 0.14433 | 0.0059263 | 0.1384 | 0 | 0 | 3.5043 | 1.1324 | 5.1755 | 3.0721 | 31.2292 | 35.0268 | 66.2561 | 142.4599 | 54.7979 | 197.2578
2007 | Primary School | 6A | 6871 | 0 | 95.7575 | 19.7642 | 48.9311 | 3.3624 | 52.7887 | 14.5956 | 1.9417 | 23.0356 | 0.4633 | 0.0059263 | 0.45737 | 0 | 0 | 3.6935 | 1.1328 | 5.5357 | 3.0709 | 46.9507 | 95.7575 | 142.7082 | 158.1842 | 115.8888 | 274.073
2007 | Primary School | 6B | 6871 | 0 | 63.5335 | 13.8646 | 48.9311 | 3.3599 | 52.7887 | 14.5956 | 1.9417 | 19.3854 | 0.35738 | 0.0059263 | 0.35145 | 0 | 0 | 3.6862 | 1.1324 | 5.4577 | 3.0579 | 37.2877 | 63.5335 | 100.8212 | 148.5054 | 83.5864 | 232.0918
2007 | Primary School | 7 | 6871 | 0 | 113.8545 | 16.184 | 48.9311 | 3.3575 | 52.7887 | 14.5956 | 1.9417 | 22.9192 | 0.5393 | 0.0059263 | 0.53338 | 0 | 0 | 3.6975 | 1.1332 | 5.8228 | 3.0636 | 43.334 | 113.8545 | 157.1886 | 154.5558 | 134.2729 | 288.8287
2007 | Primary School | 8 | 6871 | 0 | 188.6702 | 8.3903 | 48.9311 | 3.3393 | 52.7887 | 14.5956 | 1.9417 | 22.8137 | 0.83321 | 0.0059263 | 0.82729 | 0 | 0 | 3.6914 | 1.1344 | 6.1789 | 3.0389 | 35.7227 | 188.6702 | 224.3929 | 146.9024 | 209.4447 | 356.3471
2010 | Primary School | 0A | 6871 | 0 | 0.47381 | 107.9254 | 31.1668 | 1.7954 | 52.3092 | 14.5956 | 1.096 | 20.2801 | 0.0076812 | 0.0059263 | 0.0017549 | 0 | 0 | 7.9691 | 1.0442 | 3.3527 | 3.1788 | 136.1763 | 0.47381 | 136.6501 | 226.7732 | 18.4216 | 245.1948
2010 | Primary School | 0B | 6871 | 0 | 0.45845 | 86.521 | 31.3148 | 1.795 | 52.3092 | 14.5956 | 1.096 | 20.6815 | 0.0076812 | 0.0059263 | 0.0017549 | 0 | 0 | 5.3081 | 1.0442 | 3.4351 | 3.161 | 112.5125 | 0.45845 | 112.9709 | 203.2387 | 18.4887 | 221.7274
2010 | Primary School | 1A | 6871 | 0 | 1.1194 | 75.6282 | 31.5642 | 1.7954 | 52.3092 | 14.5956 | 1.0964 | 26.2545 | 0.010511 | 0.0059263 | 0.0045848 | 0 | 0 | 7.279 | 1.0442 | 3.6146 | 3.1578 | 109.1663 | 1.1194 | 110.2857 | 200.1395 | 19.3296 | 219.4691
2010 | Primary School | 1B | 6871 | 0 | 2.2732 | 70.3646 | 31.5311 | 1.7926 | 52.3092 | 14.5956 | 1.096 | 17.7445 | 0.014958 | 0.0059263 | 0.0090319 | 0 | 0 | 4.9625 | 1.0442 | 3.7371 | 3.1473 | 93.0806 | 2.2732 | 95.3538 | 184.0069 | 20.6059 | 204.6128
2010 | Primary School | 2A | 6871 | 0 | 4.576 | 53.9482 | 31.6026 | 1.7917 | 52.3092 | 14.5956 | 1.0964 | 23.1783 | 0.027895 | 0.0059263 | 0.021969 | 0 | 0 | 3.7032 | 1.0442 | 3.9688 | 3.1513 | 80.8516 | 4.576 | 85.4276 | 171.8531 | 23.1403 | 194.9935
2010 | Primary School | 2B | 6871 | 0 | 2.6375 | 39.4541 | 31.8015 | 1.7934 | 52.3092 | 14.5956 | 1.0964 | 19.5423 | 0.020214 | 0.0059263 | 0.014287 | 0 | 0 | 2.9177 | 1.0446 | 4.0221 | 3.0992 | 61.9283 | 2.6375 | 64.5658 | 153.0786 | 21.2552 | 174.3338
2010 | Primary School | 3A | 6871 | 0 | 14.638 | 30.8956 | 31.8242 | 1.793 | 52.3092 | 14.5956 | 1.0964 | 18.9985 | 0.078429 | 0.0059263 | 0.072503 | 0 | 0 | 2.908 | 1.0446 | 4.5117 | 3.1279 | 52.8745 | 14.638 | 67.5125 | 144.0757 | 33.7453 | 177.821
2010 | Primary School | 3B | 6871 | 0 | 5.4003 | 27.6533 | 31.7708 | 1.793 | 52.3092 | 14.5956 | 1.0964 | 19.3317 | 0.045279 | 0.0059263 | 0.039353 | 0 | 0 | 2.9492 | 1.0446 | 4.3767 | 3.0968 | 49.9735 | 5.4003 | 55.3738 | 141.0902 | 24.3726 | 165.4627
2010 | Primary School | 3C | 6871 | 0 | 3.3458 | 19.5035 | 31.7255 | 1.7958 | 52.3092 | 14.5956 | 1.0964 | 16.9953 | 0.023852 | 0.0059263 | 0.017926 | 0 | 0 | 1.9761 | 1.0446 | 4.4798 | 3.1267 | 38.4928 | 3.3458 | 41.8386 | 129.5966 | 22.4211 | 152.0177
2010 | Primary School | 4A | 6871 | 0 | 19.0495 | 21.6356 | 31.4959 | 1.7966 | 52.3092 | 14.5956 | 1.0964 | 18.8077 | 0.10673 | 0.0059263 | 0.1008 | 0 | 0 | 3.2581 | 1.0446 | 4.9083 | 3.1251 | 43.8022 | 19.0495 | 62.8517 | 134.6763 | 38.5533 | 173.2297
2010 | Primary School | 4B | 6871 | 0 | 8.5399 | 20.5768 | 31.4045 | 1.7922 | 52.3092 | 14.5956 | 1.096 | 19.7691 | 0.076408 | 0.0059263 | 0.070482 | 0 | 0 | 3.0119 | 1.0446 | 4.787 | 3.0931 | 43.4282 | 8.5399 | 51.9682 | 134.1742 | 27.9225 | 162.0967
2010 | Primary School | 4C | 6871 | 0 | 17.9644 | 8.1486 | 31.7583 | 1.7962 | 52.3092 | 14.5956 | 1.0964 | 17.5524 | 0.10471 | 0.0059263 | 0.098781 | 0 | 0 | 2.458 | 1.0446 | 4.9657 | 3.1186 | 28.2578 | 17.9644 | 46.2222 | 119.387 | 37.5261 | 156.9131
2010 | Primary School | 5A | 6871 | 0 | 32.6622 | 13.1798 | 31.5101 | 1.7934 | 52.3092 | 14.5956 | 1.0964 | 18.1067 | 0.16171 | 0.0059263 | 0.15578 | 0 | 0 | 2.99 | 1.0446 | 5.2346 | 3.1218 | 34.4323 | 32.6622 | 67.0945 | 125.3141 | 52.4924 | 177.8065
2010 | Primary School | 5B | 6871 | 0 | 21.4682 | 15.0079 | 31.4963 | 1.7954 | 52.3092 | 14.5956 | 1.0964 | 19.928 | 0.14999 | 0.0059263 | 0.14406 | 0 | 0 | 3.3328 | 1.0446 | 5.1294 | 3.0992 | 38.4128 | 21.4682 | 59.881 | 129.2594 | 41.1933 | 170.4527
2010 | Primary School | 5C | 6871 | 0 | 23.775 | 4.4337 | 31.6993 | 1.795 | 52.3092 | 14.5956 | 1.0964 | 16.5304 | 0.13867 | 0.0059263 | 0.13274 | 0 | 0 | 2.3404 | 1.0446 | 5.1485 | 3.1198 | 23.4372 | 23.775 | 47.2123 | 114.5074 | 43.5191 | 158.0265
2010 | Primary School | 6A | 6871 | 0 | 58.7271 | 14.6841 | 31.5545 | 1.7946 | 52.3092 | 14.5956 | 1.0964 | 20.1337 | 0.26278 | 0.0059263 | 0.25685 | 0 | 0 | 3.5132 | 1.0451 | 5.5026 | 3.1174 | 38.5878 | 58.7271 | 97.3149 | 129.5097 | 78.8253 | 208.335
2010 | Primary School | 6B | 6871 | 0 | 43.9508 | 10.0968 | 31.6006 | 1.7926 | 52.3092 | 14.5956 | 1.0964 | 20.3476 | 0.23852 | 0.0059263 | 0.2326 | 0 | 0 | 3.0729 | 1.0446 | 5.4238 | 3.0984 | 33.7499 | 43.9508 | 77.7007 | 124.6972 | 63.9701 | 188.6673
2010 | Primary School | 7 | 6871 | 0 | 74.7065 | 11.7268 | 31.4777 | 1.7954 | 52.3092 | 14.5956 | 1.0964 | 20.7818 | 0.33878 | 0.0059263 | 0.33286 | 0 | 0 | 3.2985 | 1.0451 | 5.7908 | 3.1105 | 36.14 | 74.7065 | 110.8464 | 126.9801 | 95.0929 | 222.073
2010 | Primary School | 8 | 6871 | 0 | 141.3291 | 4.9483 | 32.4435 | 1.8067 | 52.3092 | 14.5956 | 1.0968 | 22.8792 | 0.58458 | 0.0059263 | 0.57866 | 0 | 0 | 3.6959 | 1.0459 | 6.1498 | 3.0866 | 32.102 | 141.3291 | 173.4311 | 123.8967 | 162.0745 | 285.9712
2013 | Primary School | 0A | 6871 | 0 | 0.19122 | 89.1464 | 27.0287 | 1.7954 | 46.252 | 14.5956 | 0.97754 | 18.4139 | 0.0064684 | 0.0059263 | 0.00054209 | 0 | 0 | 6.1203 | 1.0442 | 3.3506 | 2.6201 | 113.6812 | 0.19122 | 113.8725 | 193.4046 | 18.1378 | 211.5425
2013 | Primary School | 0B | 6871 | 0 | 0.30159 | 78.8802 | 27.4135 | 1.795 | 46.252 | 14.5956 | 0.97794 | 21.9505 | 0.007277 | 0.0059263 | 0.0013506 | 0 | 0 | 5.201 | 1.0442 | 3.4343 | 2.6023 | 106.0331 | 0.30159 | 106.3347 | 186.124 | 18.3315 | 204.4555
2013 | Primary School | 1A | 6871 | 0 | 0.010511 | 56.7255 | 27.9136 | 1.7954 | 46.252 | 14.5956 | 0.97794 | 17.9466 | 0.0060641 | 0.0059263 | 0.00013782 | 0 | 0 | 4.956 | 1.0442 | 3.615 | 2.5926 | 79.6283 | 0.010511 | 79.6388 | 160.21 | 18.2211 | 178.4311
2013 | Primary School | 1B | 6871 | 0 | 1.5245 | 64.3805 | 27.8651 | 1.7926 | 46.252 | 14.5956 | 0.97794 | 17.7299 | 0.011724 | 0.0059263 | 0.0057977 | 0 | 0 | 4.7341 | 1.0442 | 3.7355 | 2.5878 | 86.8503 | 1.5245 | 88.3748 | 167.3762 | 19.8556 | 187.2318
2013 | Primary School | 2A | 6871 | 0 | 1.3062 | 43.4346 | 27.9957 | 1.7917 | 46.252 | 14.5956 | 0.97794 | 16.4079 | 0.01415 | 0.0059263 | 0.0082233 | 0 | 0 | 2.8991 | 1.0442 | 3.9712 | 2.5886 | 62.7498 | 1.3062 | 64.056 | 143.4067 | 19.873 | 163.2796
2013 | Primary School | 2B | 6871 | 0 | 1.3519 | 36.555 | 28.3304 | 1.7934 | 46.252 | 14.5956 | 0.97835 | 17.9664 | 0.014958 | 0.0059263 | 0.0090319 | 0 | 0 | 2.3011 | 1.0446 | 4.0209 | 2.5425 | 56.8316 | 1.3519 | 58.1835 | 137.7783 | 19.9684 | 157.7467
2013 | Primary School | 3A | 6871 | 0 | 9.0481 | 24.4922 | 28.3438 | 1.793 | 46.252 | 14.5956 | 0.97835 | 14.2519 | 0.053364 | 0.0059263 | 0.047438 | 0 | 0 | 2.7462 | 1.0446 | 4.5186 | 2.5667 | 41.5378 | 9.0481 | 50.5859 | 122.5218 | 28.1622 | 150.684
2013 | Primary School | 3B | 6871 | 0 | 4.5449 | 26.1817 | 28.218 | 1.793 | 46.252 | 14.5956 | 0.97794 | 16.5438 | 0.028704 | 0.0059263 | 0.022777 | 0 | 0 | 0 | 1.0446 | 4.3751 | 2.5401 | 42.7482 | 4.5449 | 47.2931 | 123.5798 | 23.5155 | 147.0953
2013 | Primary School | 3C | 6871 | 0 | 1.9361 | 16.9177 | 28.1501 | 1.7958 | 46.252 | 14.5956 | 0.97794 | 13.0173 | 0.017384 | 0.0059263 | 0.011458 | 0 | 0 | 0 | 1.0446 | 4.4761 | 2.5667 | 29.9465 | 1.9361 | 31.8825 | 110.7396 | 21.0074 | 131.747
2013 | Primary School | 4A | 6871 | 0 | 10.9369 | 17.1894 | 27.5227 | 1.7966 | 46.252 | 14.5956 | 0.97794 | 14.1149 | 0.071557 | 0.0059263 | 0.06563 | 0 | 0 | 3.0414 | 1.0446 | 4.9091 | 2.5631 | 34.4113 | 10.9369 | 45.3481 | 114.5737 | 30.4415 | 145.0153
2013 | Primary School | 4B | 6871 | 0 | 8.2719 | 18.4794 | 27.2688 | 1.7922 | 46.252 | 14.5956 | 0.97794 | 16.9816 | 0.0473 | 0.0059263 | 0.041374 | 0 | 0 | 0 | 1.0446 | 4.781 | 2.5348 | 35.5024 | 8.2719 | 43.7743 | 115.3782 | 27.6484 | 143.0266
2013 | Primary School | 4C | 6871 | 0 | 22.7886 | 7.0954 | 28.0943 | 1.7962 | 46.252 | 14.5956 | 0.97794 | 13.542 | 0.12937 | 0.0059263 | 0.12344 | 0 | 0 | 0 | 1.0446 | 4.9677 | 2.5579 | 20.7609 | 22.7886 | 43.5495 | 101.4898 | 42.3519 | 143.8417
2013 | Primary School | 5A | 6871 | 0 | 21.8471 | 10.8184 | 27.6128 | 1.7934 | 46.252 | 14.5956 | 0.97794 | 13.6952 | 0.11522 | 0.0059263 | 0.10929 | 0 | 0 | 2.8222 | 1.0446 | 5.2358 | 2.5607 | 27.4452 | 21.8471 | 49.2923 | 107.6926 | 41.6784 | 149.3709
2013 | Primary School | 5B | 6871 | 0 | 20.8744 | 13.4486 | 27.4406 | 1.7954 | 46.252 | 14.5956 | 0.97794 | 16.8352 | 0.10592 | 0.0059263 | 0.099994 | 0 | 0 | 0 | 1.0446 | 5.1222 | 2.5389 | 30.3839 | 20.8744 | 51.2582 | 110.4396 | 40.5917 | 151.0313
2013 | Primary School | 5C | 6871 | 0 | 14.0951 | 4.2376 | 27.9201 | 1.795 | 46.252 | 14.5956 | 0.97794 | 13.084 | 0.10471 | 0.0059263 | 0.098781 | 0 | 0 | 2.1467 | 1.0446 | 5.142 | 2.5587 | 19.5671 | 14.0951 | 33.6621 | 100.1217 | 33.8322 | 133.9539
2013 | Primary School | 6A | 6871 | 0 | 42.3054 | 11.439 | 27.6525 | 1.7946 | 46.252 | 14.5956 | 0.97794 | 15.1814 | 0.19203 | 0.0059263 | 0.1861 | 0 | 0 | 3.0236 | 1.0451 | 5.5042 | 2.5603 | 29.83 | 42.3054 | 72.1354 | 110.1178 | 62.4052 | 172.523
2013 | Primary School | 6B | 6871 | 0 | 29.7749 | 8.3802 | 27.6876 | 1.7926 | 46.252 | 14.5956 | 0.97794 | 15.8783 | 0.16131 | 0.0059263 | 0.15538 | 0 | 0 | 2.7895 | 1.0446 | 5.4173 | 2.5405 | 27.2034 | 29.7749 | 56.9783 | 107.5046 | 49.7878 | 157.2923
2013 | Primary School | 7 | 6871 | 0 | 52.7499 | 9.3497 | 27.473 | 1.7954 | 46.252 | 14.5956 | 0.97794 | 15.5444 | 0.2365 | 0.0059263 | 0.23057 | 0 | 0 | 3.0054 | 1.0451 | 5.7876 | 2.5566 | 28.13 | 52.7499 | 80.8799 | 108.2359 | 73.1331 | 181.369
2013 | Primary School | 8 | 6871 | 0 | 100.4237 | 4.2627 | 28.9255 | 1.8067 | 46.252 | 14.5956 | 0.97875 | 18.0372 | 0.42813 | 0.0059263 | 0.4222 | 0 | 0 | 3.3559 | 1.0455 | 6.1434 | 2.5417 | 26.0779 | 100.4237 | 126.5016 | 107.6343 | 121.1626 | 228.797
2016 | Primary School | 0A | 6871 | 0 | 0.50332 | 75.4673 | 14.1747 | 1.0285 | 46.252 | 14.5956 | 0.70101 | 16.7621 | 0.0076812 | 0.0059263 | 0.0017549 | 0 | 0 | 5.695 | 1.0442 | 3.3308 | 2.6197 | 97.9262 | 0.50332 | 98.4295 | 163.7522 | 18.4297 | 182.182
2016 | Primary School | 0B | 6871 | 0 | 0.5292 | 69.6898 | 14.1589 | 1.0341 | 46.252 | 14.5956 | 0.70101 | 20.4964 | 0.0080855 | 0.0059263 | 0.0021592 | 0 | 0 | 4.6775 | 1.0442 | 3.4145 | 2.6019 | 94.8658 | 0.5292 | 95.395 | 160.664 | 18.5393 | 179.2033
2016 | Primary School | 1A | 6871 | 0 | 0.015362 | 49.3738 | 14.3574 | 1.0366 | 46.252 | 14.5956 | 0.70101 | 16.2976 | 0.0060641 | 0.0059263 | 0.00013782 | 0 | 0 | 4.4208 | 1.0442 | 3.596 | 2.5922 | 70.0922 | 0.015362 | 70.1076 | 136.0816 | 18.207 | 154.2886
2016 | Primary School | 1B | 6871 | 0 | 2.897 | 58.2808 | 14.1986 | 1.0333 | 46.252 | 14.5956 | 0.70101 | 17.3264 | 0.017788 | 0.0059263 | 0.011862 | 0 | 0 | 4.5194 | 1.0442 | 3.7173 | 2.5882 | 80.1385 | 2.897 | 83.0355 | 145.9621 | 21.2103 | 167.1724
2016 | Primary School | 2A | 6871 | 0 | 1.7651 | 40.4098 | 14.2624 | 1.0345 | 46.252 | 14.5956 | 0.70101 | 15.3548 | 0.016575 | 0.0059263 | 0.010649 | 0 | 0 | 3.6482 | 1.0442 | 3.9566 | 2.5886 | 59.4234 | 1.7651 | 61.1885 | 125.3125 | 20.3173 | 145.6298
2016 | Primary School | 2B | 6871 | 0 | 2.1609 | 33.5884 | 14.5244 | 1.0349 | 46.252 | 14.5956 | 0.70101 | 16.6606 | 0.01698 | 0.0059263 | 0.011053 | 0 | 0 | 2.5481 | 1.0446 | 4.0031 | 2.5421 | 52.8082 | 2.1609 | 54.9691 | 118.9128 | 20.7596 | 139.6724
2016 | Primary School | 3A | 6871 | 0 | 11.496 | 23.1411 | 14.4282 | 1.0378 | 46.252 | 14.5956 | 0.70101 | 13.3148 | 0.062663 | 0.0059263 | 0.056736 | 0 | 0 | 3.2892 | 1.0446 | 4.5044 | 2.5684 | 39.8019 | 11.496 | 51.2979 | 105.8398 | 30.596 | 136.4357
2016 | Primary School | 3B | 6871 | 0 | 6.1725 | 24.0904 | 14.5879 | 1.0313 | 46.252 | 14.5956 | 0.70101 | 15.3406 | 0.036789 | 0.0059263 | 0.030863 | 0 | 0 | 0 | 1.0446 | 4.3597 | 2.5401 | 39.4619 | 6.1725 | 45.6344 | 105.6251 | 25.1278 | 130.7528
2016 | Primary School | 3C | 6871 | 0 | 2.8833 | 15.4284 | 14.5822 | 1.0321 | 46.252 | 14.5956 | 0.70101 | 12.2576 | 0.021831 | 0.0059263 | 0.015905 | 0 | 0 | 0 | 1.0446 | 4.464 | 2.5667 | 27.7019 | 2.8833 | 30.5852 | 93.8869 | 21.9429 | 115.8298
2016 | Primary School | 4A | 6871 | 0 | 14.1456 | 15.7021 | 14.3417 | 1.037 | 46.252 | 14.5956 | 0.70101 | 13.1867 | 0.10026 | 0.0059263 | 0.094334 | 0 | 0 | 3.0001 | 1.0446 | 4.8978 | 2.5659 | 31.9832 | 14.1456 | 46.1288 | 97.9313 | 33.639 | 131.5703
2016 | Primary School | 4B | 6871 | 0 | 10.8722 | 16.7196 | 14.2046 | 1.0321 | 46.252 | 14.5956 | 0.70101 | 15.5173 | 0.060641 | 0.0059263 | 0.054715 | 0 | 0 | 0 | 1.0446 | 4.7676 | 2.5356 | 32.2917 | 10.8722 | 43.1638 | 98.0676 | 30.2354 | 128.3029
2016 | Primary School | 4C | 6871 | 0 | 25.5332 | 6.2598 | 14.5915 | 1.0418 | 46.252 | 14.5956 | 0.70101 | 12.6154 | 0.14028 | 0.0059263 | 0.13436 | 0 | 0 | 0 | 1.0446 | 4.9605 | 2.5607 | 19.0096 | 25.5332 | 44.5428 | 85.2067 | 45.0893 | 130.296
2016 | Primary School | 5A | 6871 | 0 | 26.453 | 9.7879 | 14.2038 | 1.037 | 46.252 | 14.5956 | 0.70101 | 13.3423 | 0.15767 | 0.0059263 | 0.15174 | 0 | 0 | 2.6763 | 1.0446 | 5.2277 | 2.5635 | 25.9583 | 26.453 | 52.4112 | 91.7665 | 46.2762 | 138.0427
2016 | Primary School | 5B | 6871 | 0 | 25.4532 | 12.0567 | 14.239 | 1.0358 | 46.252 | 14.5956 | 0.70101 | 15.6782 | 0.12977 | 0.0059263 | 0.12385 | 0 | 0 | 0 | 1.0446 | 5.11 | 2.5413 | 27.8588 | 25.4532 | 53.312 | 93.6783 | 45.1588 | 138.8371
2016 | Primary School | 5C | 6871 | 0 | 18.1524 | 3.8709 | 14.4076 | 1.0418 | 46.252 | 14.5956 | 0.70101 | 12.3365 | 0.12007 | 0.0059263 | 0.11414 | 0 | 0 | 1.9017 | 1.0446 | 5.1371 | 2.5619 | 18.2233 | 18.1524 | 36.3756 | 84.2377 | 37.8851 | 122.1228
2016 | Primary School | 6A | 6871 | 0 | 46.691 | 10.6717 | 14.199 | 1.0382 | 46.252 | 14.5956 | 0.70101 | 14.5523 | 0.23893 | 0.0059263 | 0.233 | 0 | 0 | 3.1748 | 1.0451 | 5.4929 | 2.5599 | 28.6317 | 46.691 | 75.3227 | 94.4323 | 66.7795 | 161.2118
2016 | Primary School | 6B | 6871 | 0 | 29.3193 | 7.5171 | 14.1209 | 1.0398 | 46.252 | 14.5956 | 0.70101 | 15.0225 | 0.16656 | 0.0059263 | 0.16064 | 0 | 0 | 2.8065 | 1.0446 | 5.4056 | 2.5421 | 25.5067 | 29.3193 | 54.826 | 91.2139 | 49.3204 | 140.5343
2016 | Primary School | 7 | 6871 | 0 | 58.5387 | 8.5957 | 14.0692 | 1.0422 | 46.252 | 14.5956 | 0.70101 | 15.0023 | 0.05013 | 0.0059263 | 0.044204 | 0 | 0 | 3.2168 | 1.0451 | 5.7783 | 2.5558 | 26.859 | 58.5387 | 85.3977 | 92.5306 | 78.913 | 171.4436
2016 | Primary School | 8 | 6871 | 0 | 103.949 | 4.0407 | 15.0665 | 1.0762 | 46.252 | 14.5956 | 0.70142 | 17.2626 | 0.12654 | 0.0059263 | 0.12061 | 0 | 0 | 3.3292 | 1.0455 | 6.1329 | 2.5401 | 24.7531 | 103.949 | 128.7021 | 91.4403 | 124.6774 | 216.1177
2019 | Primary School | 0A | 6871 | 0 | 0.23246 | 70.5117 | 11.4366 | 1.0285 | 45.4656 | 14.5956 | 0.6901 | 16.6974 | 0.0068727 | 0.0059263 | 0.00094637 | 0 | 0 | 4.3864 | 1.0442 | 3.3288 | 1.8475 | 91.5965 | 0.23246 | 91.8289 | 153.1153 | 18.1572 | 171.2726
2019 | Primary School | 0B | 6871 | 0 | 0.087728 | 62.5863 | 11.3759 | 1.0341 | 45.4656 | 14.5956 | 0.6901 | 18.42 | 0.0064684 | 0.0059263 | 0.00054209 | 0 | 0 | 4.0302 | 1.0442 | 3.4101 | 1.8386 | 85.0371 | 0.087728 | 85.1248 | 146.4917 | 18.0934 | 164.5851
2019 | Primary School | 1A | 6871 | 0 | 0.0060641 | 44.8479 | 11.6662 | 1.0366 | 45.4656 | 14.5956 | 0.6901 | 15.0843 | 0.0060641 | 0.0059263 | 0.00013782 | 0 | 0 | 4.3116 | 1.0442 | 3.5904 | 1.8338 | 64.244 | 0.0060641 | 64.25 | 125.9876 | 18.192 | 144.1796
2019 | Primary School | 1B | 6871 | 0 | 1.9094 | 52.3189 | 11.5449 | 1.0333 | 45.4656 | 14.5956 | 0.6901 | 16.4346 | 0.013745 | 0.0059263 | 0.0078191 | 0 | 0 | 3.7307 | 1.0442 | 3.7129 | 1.8318 | 72.492 | 1.9094 | 74.4014 | 134.1083 | 20.2182 | 154.3266
2019 | Primary School | 2A | 6871 | 0 | 1.2981 | 37.3272 | 11.477 | 1.0345 | 45.4656 | 14.5956 | 0.6901 | 14.3069 | 0.01415 | 0.0059263 | 0.0082233 | 0 | 0 | 3.6203 | 1.0442 | 3.9465 | 1.831 | 55.2626 | 1.2981 | 56.5607 | 116.8118 | 19.8402 | 136.652
2019 | Primary School | 2B | 6871 | 0 | 1.1659 | 29.5861 | 11.6698 | 1.0349 | 45.4656 | 14.5956 | 0.6905 | 13.9952 | 0.013341 | 0.0059263 | 0.0074148 | 0 | 0 | 2.3185 | 1.0446 | 4.0011 | 1.8075 | 45.9073 | 1.1659 | 47.0732 | 107.6263 | 19.7626 | 127.3889
2019 | Primary School | 3A | 6871 | 0 | 9.0962 | 21.1513 | 11.6011 | 1.0378 | 45.4656 | 14.5956 | 0.6905 | 11.8053 | 0.059024 | 0.0059263 | 0.053098 | 0 | 0 | 3.5944 | 1.0446 | 4.4923 | 1.82 | 36.6041 | 9.0962 | 45.7003 | 98.2697 | 28.1841 | 126.4538
2019 | Primary School | 3B | 6871 | 0 | 5.6299 | 21.7145 | 11.7531 | 1.0313 | 45.4656 | 14.5956 | 0.6905 | 12.7496 | 0.034768 | 0.0059263 | 0.028841 | 0 | 0 | 0 | 1.0446 | 4.3569 | 1.8067 | 34.4929 | 5.6299 | 40.1229 | 96.2912 | 24.582 | 120.8732
2019 | Primary School | 3C | 6871 | 0 | 1.9122 | 14.4456 | 11.8048 | 1.0321 | 45.4656 | 14.5956 | 0.6905 | 10.7072 | 0.016171 | 0.0059263 | 0.010245 | 0 | 0 | 0 | 1.0446 | 4.4511 | 1.818 | 25.1631 | 1.9122 | 27.0753 | 87.0252 | 20.9585 | 107.9836
2019 | Primary School | 4A | 6871 | 0 | 12.391 | 14.7427 | 11.6771 | 1.037 | 45.4656 | 14.5956 | 0.6905 | 11.5857 | 0.10228 | 0.0059263 | 0.096355 | 0 | 0 | 2.9148 | 1.0446 | 4.8869 | 1.8196 | 29.3396 | 12.391 | 41.7307 | 91.0801 | 31.8735 | 122.9536
2019 | Primary School | 4B | 6871 | 0 | 10.5104 | 15.0767 | 11.5259 | 1.0321 | 45.4656 | 14.5956 | 0.6901 | 12.6045 | 0.060641 | 0.0059263 | 0.054715 | 0 | 0 | 0 | 1.0446 | 4.7648 | 1.8051 | 27.7359 | 10.5104 | 38.2462 | 89.3053 | 29.8703 | 119.1756
2019 | Primary School | 4C | 6871 | 0 | 20.6007 | 6.0128 | 11.8404 | 1.0418 | 45.4656 | 14.5956 | 0.6905 | 11.6007 | 0.11603 | 0.0059263 | 0.1101 | 0 | 0 | 0 | 1.0446 | 4.9459 | 1.8172 | 17.7236 | 20.6007 | 38.3243 | 79.6298 | 40.1421 | 119.7719
2019 | Primary School | 5A | 6871 | 0 | 23.5964 | 9.2349 | 11.5429 | 1.037 | 45.4656 | 14.5956 | 0.6901 | 11.4624 | 0.15928 | 0.0059263 | 0.15336 | 0 | 0 | 2.7709 | 1.0446 | 5.2135 | 1.8168 | 23.6216 | 23.5964 | 47.2179 | 85.2249 | 43.4059 | 128.6308
2019 | Primary School | 5B | 6871 | 0 | 24.4166 | 10.4687 | 11.5938 | 1.0358 | 45.4656 | 14.5956 | 0.6905 | 12.2795 | 0.12977 | 0.0059263 | 0.12385 | 0 | 0 | 0 | 1.0446 | 5.1068 | 1.8075 | 22.872 | 24.4166 | 47.2887 | 84.5158 | 44.1186 | 128.6344
2019 | Primary School | 5C | 6871 | 0 | 13.2425 | 3.6991 | 11.7236 | 1.0418 | 45.4656 | 14.5956 | 0.6905 | 11.2934 | 0.1043 | 0.0059263 | 0.098377 | 0 | 0 | 2.8514 | 1.0446 | 5.1202 | 1.818 | 17.9423 | 13.2425 | 31.1847 | 79.7329 | 32.9582 | 112.691
2019 | Primary School | 6A | 6871 | 0 | 42.2181 | 9.8409 | 11.6096 | 1.0382 | 45.4656 | 14.5956 | 0.6905 | 12.2115 | 0.23852 | 0.0059263 | 0.2326 | 0 | 0 | 3.0535 | 1.0451 | 5.4836 | 1.8116 | 25.3385 | 42.2181 | 67.5566 | 87.0054 | 62.2977 | 149.303
2019 | Primary School | 6B | 6871 | 0 | 28.6106 | 6.5157 | 11.5344 | 1.0398 | 45.4656 | 14.5956 | 0.6905 | 12.0377 | 0.16939 | 0.0059263 | 0.16347 | 0 | 0 | 2.7564 | 1.0451 | 5.4019 | 1.8063 | 21.4732 | 28.6106 | 50.0838 | 83.0609 | 48.6081 | 131.6689
2019 | Primary School | 7 | 6871 | 0 | 52.215 | 7.7245 | 11.5562 | 1.0422 | 45.4656 | 14.5956 | 0.6905 | 12.5798 | 0.04164 | 0.0059263 | 0.035714 | 0 | 0 | 2.7281 | 1.0451 | 5.7682 | 1.8087 | 23.0681 | 52.215 | 75.2831 | 84.6824 | 72.5788 | 157.2612
2019 | Primary School | 8 | 6871 | 0 | 92.9341 | 3.6433 | 12.4311 | 1.0762 | 45.4656 | 14.5956 | 0.6905 | 14.5527 | 0.099048 | 0.0059263 | 0.093121 | 0 | 0 | 3.0523 | 1.0459 | 6.1264 | 1.7974 | 21.3414 | 92.9341 | 114.2755 | 83.8536 | 113.6564 | 197.5101
2004 | Secondary School | 0A | 19592 | 0 | 4.8828 | 177.4868 | 46.7165 | 3.0779 | 37.1026 | 7.7194 | 1.1252 | 34.2175 | 7.3365 | 0.010809 | 7.3257 | 0 | 0 | 12.1946 | 2.1908 | 4.6351 | 2.2496 | 231.2246 | 4.8828 | 236.1074 | 323.6982 | 17.2373 | 340.9355
2004 | Secondary School | 0B | 19592 | 0 | 1.3831 | 118.3556 | 46.7165 | 3.0785 | 37.1026 | 7.7194 | 1.1252 | 29.0596 | 4.2689 | 0.010809 | 4.2581 | 0 | 0 | 8.1191 | 2.189 | 4.7362 | 2.316 | 159.7924 | 1.3831 | 161.1754 | 252.3309 | 13.8387 | 266.1696
2004 | Secondary School | 1A | 19592 | 0 | 1.1662 | 109.8134 | 46.7165 | 3.0789 | 37.1026 | 7.7194 | 1.1252 | 33.7999 | 4.6175 | 0.010809 | 4.6067 | 0 | 0 | 11.4447 | 2.1911 | 5.0588 | 2.1816 | 159.6648 | 1.1662 | 160.8309 | 252.0714 | 13.9443 | 266.0157
2004 | Secondary School | 1B | 19592 | 0 | 4.2292 | 96.6079 | 46.7165 | 3.0751 | 37.1026 | 7.7194 | 1.1252 | 28.3019 | 3.5319 | 0.010809 | 3.5211 | 0 | 0 | 7.9759 | 2.1891 | 5.2212 | 2.3038 | 136.4068 | 4.2292 | 140.636 | 228.9299 | 17.1697 | 246.0996
2004 | Secondary School | 2A | 19592 | 0 | 5.5268 | 99.3573 | 46.7165 | 3.074 | 37.1026 | 7.7194 | 1.1252 | 31.6778 | 4.5471 | 0.010809 | 4.5363 | 0 | 0 | 9.8267 | 2.1911 | 5.6226 | 2.1812 | 145.398 | 5.5268 | 150.9248 | 237.7993 | 18.869 | 256.6683
2004 | Secondary School | 2B | 19592 | 0 | 5.6785 | 58.465 | 46.7165 | 3.0762 | 37.1026 | 7.7194 | 1.1252 | 27.9441 | 2.2226 | 0.010809 | 2.2118 | 0 | 0 | 6.4448 | 2.1891 | 5.6851 | 2.2549 | 95.0657 | 5.6785 | 100.7442 | 187.5411 | 19.0832 | 206.6243
2004 | Secondary School | 3A | 19592 | 0 | 17.6852 | 55.4151 | 46.7165 | 3.0757 | 37.1026 | 7.7194 | 1.1252 | 29.2714 | 2.7776 | 0.010809 | 2.7668 | 0 | 0 | 8.7502 | 2.1911 | 6.4812 | 2.1437 | 96.2035 | 17.6852 | 113.8887 | 188.5692 | 31.8857 | 220.4549
2004 | Secondary School | 3B | 19592 | 0 | 7.8304 | 40.4231 | 46.7165 | 3.0755 | 37.1026 | 7.7194 | 1.1252 | 27.5937 | 1.583 | 0.010809 | 1.5722 | 0 | 0 | 4.7617 | 2.1892 | 6.2538 | 2.244 | 74.3508 | 7.8304 | 82.1812 | 166.8145 | 21.8037 | 188.6182
2004 | Secondary School | 3C | 19592 | 0 | 8.967 | 34.3868 | 46.7165 | 3.0751 | 37.1026 | 7.7194 | 1.1252 | 28.5013 | 1.87 | 0.010809 | 1.8591 | 0 | 0 | 0 | 2.1912 | 6.4264 | 2.1524 | 64.7472 | 8.967 | 73.7142 | 157.1211 | 23.1126 | 180.2337
2004 | Secondary School | 4A | 19592 | 0 | 41.9074 | 37.3168 | 46.7165 | 3.071 | 37.1026 | 7.7194 | 1.1252 | 29.0426 | 2.0317 | 0.010809 | 2.0209 | 0 | 0 | 8.4673 | 2.1912 | 7.1113 | 2.13 | 76.8477 | 41.9074 | 118.7551 | 169.1949 | 56.738 | 225.9329
2004 | Secondary School | 4B | 19592 | 0 | 20.9322 | 31.5384 | 46.7165 | 3.0732 | 37.1026 | 7.7194 | 1.1252 | 31.4118 | 1.5899 | 0.010809 | 1.5791 | 0 | 0 | 5.1421 | 2.1912 | 6.9252 | 2.1138 | 69.6714 | 20.9322 | 90.6036 | 162.0049 | 35.5766 | 197.5815
2004 | Secondary School | 4C | 19592 | 0 | 27.0212 | 12.8177 | 46.7165 | 3.0674 | 37.1026 | 7.7194 | 1.1252 | 26.1333 | 0.96241 | 0.010809 | 0.9516 | 0 | 0 | 4.6063 | 2.1912 | 7.2049 | 2.124 | 44.5089 | 27.0212 | 71.5302 | 136.8465 | 41.9456 | 178.7921
2004 | Secondary School | 5A | 19592 | 0 | 49.4422 | 22.2219 | 46.7165 | 3.0718 | 37.1026 | 7.7194 | 1.1252 | 28.5173 | 1.4327 | 0.010809 | 1.4219 | 0 | 0 | 6.0977 | 2.1912 | 7.6274 | 2.1186 | 58.2589 | 49.4422 | 107.7011 | 150.5958 | 64.7889 | 215.3847
2004 | Secondary School | 5B | 19592 | 0 | 34.3017 | 24.93 | 46.7165 | 3.072 | 37.1026 | 7.7194 | 1.1252 | 31.7852 | 1.2518 | 0.010809 | 1.241 | 0 | 0 | 6.1272 | 2.1912 | 7.4655 | 2.1131 | 64.0834 | 34.3017 | 98.3851 | 156.4147 | 49.4866 | 205.9014
2004 | Secondary School | 5C | 19592 | 0 | 29.8963 | 7.172 | 46.7165 | 3.0672 | 37.1026 | 7.7194 | 1.1252 | 24.7425 | 0.65659 | 0.010809 | 0.64578 | 0 | 0 | 5.0235 | 2.1912 | 7.4804 | 2.1208 | 37.5838 | 29.8963 | 67.48 | 129.918 | 45.0962 | 175.0142
2004 | Secondary School | 6A | 19592 | 0 | 102.9109 | 23.5765 | 46.7165 | 3.0704 | 37.1026 | 7.7194 | 1.1252 | 30.2193 | 1.6916 | 0.010809 | 1.6808 | 0 | 0 | 5.2724 | 2.1912 | 8.0486 | 2.1179 | 60.749 | 102.9109 | 163.6599 | 153.0837 | 118.6788 | 271.7626
2004 | Secondary School | 6B | 19592 | 0 | 63.6083 | 16.6652 | 46.7165 | 3.0683 | 37.1026 | 7.7194 | 1.1252 | 30.2796 | 1.0641 | 0.010809 | 1.0533 | 0 | 0 | 6.0478 | 2.1912 | 7.9271 | 2.1066 | 54.046 | 63.6083 | 117.6543 | 146.3671 | 79.2549 | 225.622
2004 | Secondary School | 7 | 19592 | 0 | 128.2638 | 19.3314 | 46.7165 | 3.0663 | 37.1026 | 7.7194 | 1.1252 | 31.4862 | 1.4819 | 0.010809 | 1.4711 | 0 | 0 | 5.2391 | 2.1912 | 8.5035 | 2.1123 | 57.5278 | 128.2638 | 185.7916 | 149.8527 | 144.4867 | 294.3394
2004 | Secondary School | 8 | 19592 | 0 | 178.7159 | 9.3689 | 46.7165 | 3.0494 | 37.1026 | 7.7194 | 1.1252 | 31.1705 | 1.0992 | 0.010809 | 1.0884 | 0 | 0 | 5.6164 | 2.1912 | 9.0583 | 2.1023 | 47.2442 | 178.7159 | 225.9601 | 139.5424 | 195.4936 | 335.036
2007 | Secondary School | 0A | 19592 | 0 | 2.034 | 158.0922 | 46.7165 | 3.0779 | 37.1026 | 7.7194 | 1.1252 | 27.4754 | 6.7495 | 0.010809 | 6.7387 | 0 | 0 | 5.8164 | 2.1908 | 4.6344 | 2.2489 | 198.1226 | 2.034 | 200.1566 | 290.5954 | 14.3878 | 304.9832
2007 | Secondary School | 0B | 19592 | 0 | 0.85083 | 107.4289 | 46.7165 | 3.0785 | 37.1026 | 7.7194 | 1.1252 | 23.2411 | 4.044 | 0.010809 | 4.0332 | 0 | 0 | 5.3841 | 2.189 | 4.7359 | 2.316 | 140.0873 | 0.85083 | 140.9382 | 232.626 | 13.3062 | 245.9322
2007 | Secondary School | 1A | 19592 | 0 | 1.1819 | 101.7754 | 46.7165 | 3.0789 | 37.1026 | 7.7194 | 1.1252 | 27.2855 | 4.4451 | 0.010809 | 4.4343 | 0 | 0 | 6.7998 | 2.1911 | 5.0578 | 2.1816 | 140.295 | 1.1819 | 141.4769 | 232.7018 | 13.9591 | 246.6609
2007 | Secondary School | 1B | 19592 | 0 | 2.5343 | 90.64 | 46.7165 | 3.0751 | 37.1026 | 7.7194 | 1.1252 | 24.1714 | 3.2695 | 0.010809 | 3.2587 | 0 | 0 | 4.0951 | 2.1891 | 5.2207 | 2.3035 | 122.1652 | 2.5343 | 124.6995 | 214.6878 | 15.4743 | 230.1621
2007 | Secondary School | 2A | 19592 | 0 | 2.8281 | 88.1192 | 46.7165 | 3.074 | 37.1026 | 7.7194 | 1.1252 | 24.5143 | 4.1621 | 0.010809 | 4.1513 | 0 | 0 | 6.0634 | 2.1911 | 5.6219 | 2.181 | 122.8482 | 2.8281 | 125.6763 | 215.2493 | 16.1693 | 231.4186
2007 | Secondary School | 2B | 19592 | 0 | 2.5973 | 53.218 | 46.7165 | 3.0762 | 37.1026 | 7.7194 | 1.1252 | 22.0811 | 2.0048 | 0.010809 | 1.994 | 0 | 0 | 4.1162 | 2.1891 | 5.6842 | 2.255 | 81.4093 | 2.5973 | 84.0066 | 173.8849 | 16.0009 | 189.8858
2007 | Secondary School | 3A | 19592 | 0 | 10.9802 | 50.7458 | 46.7165 | 3.0757 | 37.1026 | 7.7194 | 1.1252 | 21.85 | 2.565 | 0.010809 | 2.5542 | 0 | 0 | 5.3908 | 2.1911 | 6.4795 | 2.1437 | 80.5408 | 10.9802 | 91.521 | 172.9065 | 25.1792 | 198.0857
2007 | Secondary School | 3B | 19592 | 0 | 4.2061 | 36.5196 | 46.7165 | 3.0755 | 37.1026 | 7.7194 | 1.1252 | 21.2618 | 1.4588 | 0.010809 | 1.448 | 0 | 0 | 2.4999 | 2.1892 | 6.2521 | 2.2444 | 61.7292 | 4.2061 | 65.9353 | 154.1935 | 18.1775 | 172.371
2007 | Secondary School | 3C | 19592 | 0 | 3.2868 | 30.258 | 46.7165 | 3.0751 | 37.1026 | 7.7194 | 1.1252 | 20.2777 | 1.5697 | 0.010809 | 1.5589 | 0 | 0 | 0 | 2.1912 | 6.4261 | 2.1524 | 52.0945 | 3.2868 | 55.3813 | 144.4681 | 17.4323 | 161.9004
2007 | Secondary School | 4A | 19592 | 0 | 24.0292 | 34.9581 | 46.7165 | 3.071 | 37.1026 | 7.7194 | 1.1252 | 20.9595 | 1.8683 | 0.010809 | 1.8574 | 0 | 0 | 5.154 | 2.1912 | 7.1076 | 2.1301 | 62.9291 | 24.0292 | 86.9584 | 155.2764 | 38.8564 | 194.1328
2007 | Secondary School | 4B | 19592 | 0 | 12.3761 | 29.2376 | 46.7165 | 3.0732 | 37.1026 | 7.7194 | 1.1252 | 25.1846 | 1.4674 | 0.010809 | 1.4566 | 0 | 0 | 2.4059 | 2.1914 | 6.9225 | 2.1145 | 58.2847 | 12.3761 | 70.6608 | 150.619 | 27.0181 | 177.6371
2007 | Secondary School | 4C | 19592 | 0 | 15.1906 | 12.6509 | 46.7165 | 3.0674 | 37.1026 | 7.7194 | 1.1252 | 19.0918 | 0.84984 | 0.010809 | 0.83903 | 0 | 0 | 3.0205 | 2.1912 | 7.2022 | 2.1243 | 35.6022 | 15.1906 | 50.7928 | 127.9401 | 30.1122 | 158.0523
2007 | Secondary School | 5A | 19592 | 0 | 36.602 | 21.9578 | 46.7165 | 3.0718 | 37.1026 | 7.7194 | 1.1252 | 20.9432 | 1.3086 | 0.010809 | 1.2978 | 0 | 0 | 3.503 | 2.1912 | 7.6243 | 2.1188 | 47.7018 | 36.602 | 84.3038 | 140.0387 | 51.9457 | 191.9844
2007 | Secondary School | 5B | 19592 | 0 | 20.5101 | 24.4798 | 46.7165 | 3.072 | 37.1026 | 7.7194 | 1.1252 | 24.5704 | 1.1718 | 0.010809 | 1.161 | 0 | 0 | 3.9703 | 2.1912 | 7.4628 | 2.1137 | 54.1815 | 20.5101 | 74.6916 | 146.5135 | 35.6921 | 182.2056
2007 | Secondary School | 5C | 19592 | 0 | 15.6984 | 7.4822 | 46.7165 | 3.0672 | 37.1026 | 7.7194 | 1.1252 | 18.0748 | 0.55039 | 0.010809 | 0.53959 | 0 | 0 | 2.2855 | 2.1912 | 7.478 | 2.121 | 28.3822 | 15.6984 | 44.0806 | 120.7165 | 30.8958 | 151.6123
2007 | Secondary School | 6A | 19592 | 0 | 62.3552 | 23.1184 | 46.7165 | 3.0704 | 37.1026 | 7.7194 | 1.1252 | 22.4987 | 1.4856 | 0.010809 | 1.4748 | 0 | 0 | 3.5866 | 2.1912 | 8.0454 | 2.1181 | 50.6785 | 62.3552 | 113.0338 | 143.0132 | 78.1199 | 221.1331
2007 | Secondary School | 6B | 19592 | 0 | 51.2852 | 17.1053 | 46.7165 | 3.0683 | 37.1026 | 7.7194 | 1.1252 | 23.2921 | 0.9997 | 0.010809 | 0.98889 | 0 | 0 | 3.3846 | 2.1912 | 7.9234 | 2.1069 | 44.7709 | 51.2852 | 96.0562 | 137.0924 | 66.9281 | 204.0205
2007 | Secondary School | 7 | 19592 | 0 | 89.0403 | 18.8651 | 46.7165 | 3.0663 | 37.1026 | 7.7194 | 1.1252 | 23.0419 | 1.2977 | 0.010809 | 1.2869 | 0 | 0 | 3.1311 | 2.1912 | 8.5002 | 2.1123 | 46.325 | 89.0403 | 135.3653 | 138.6498 | 105.2599 | 243.9098
2007 | Secondary School | 8 | 19592 | 0 | 149.9545 | 9.9122 | 46.7165 | 3.0494 | 37.1026 | 7.7194 | 1.1252 | 24.2219 | 1.0222 | 0.010809 | 1.0114 | 0 | 0 | 3.2347 | 2.1912 | 9.0576 | 2.1022 | 38.3803 | 149.9545 | 188.3348 | 130.6783 | 166.7315 | 297.4098
2010 | Secondary School | 0A | 19592 | 0 | 3.6969 | 134.998 | 28.7344 | 1.6713 | 36.8289 | 7.7194 | 0.62823 | 23.7292 | 2.4273 | 0.010809 | 2.4165 | 0 | 0 | 7.7439 | 2.1905 | 4.6222 | 2.2262 | 168.8876 | 3.6969 | 172.5846 | 241.1781 | 16.0387 | 257.2168
2010 | Secondary School | 0B | 19592 | 0 | 0.99275 | 90.2128 | 28.9235 | 1.6709 | 36.8289 | 7.7194 | 0.62837 | 20.1671 | 1.6485 | 0.010809 | 1.6377 | 0 | 0 | 5.089 | 2.189 | 4.731 | 2.3054 | 117.1066 | 0.99275 | 118.0993 | 189.6634 | 13.4431 | 203.1066
2010 | Secondary School | 1A | 19592 | 0 | 0.67743 | 81.6629 | 29.2085 | 1.6712 | 36.8289 | 7.7194 | 0.62852 | 21.2771 | 1.5202 | 0.010809 | 1.5094 | 0 | 0 | 7.4078 | 2.1909 | 5.046 | 2.1826 | 111.8571 | 0.67743 | 112.5346 | 184.5786 | 13.4428 | 198.0214
2010 | Secondary School | 1B | 19592 | 0 | 2.5902 | 75.4214 | 29.1898 | 1.6686 | 36.8289 | 7.7194 | 0.62852 | 19.66 | 1.356 | 0.010809 | 1.3452 | 0 | 0 | 3.9524 | 2.1891 | 5.2161 | 2.2916 | 100.3789 | 2.5902 | 102.9691 | 173.1863 | 15.5258 | 188.7121
2010 | Secondary School | 2A | 19592 | 0 | 2.2379 | 64.3314 | 29.3145 | 1.6679 | 36.8289 | 7.7194 | 0.62866 | 18.688 | 1.3923 | 0.010809 | 1.3815 | 0 | 0 | 3.5338 | 2.1909 | 5.6113 | 2.1817 | 87.9347 | 2.2379 | 90.1725 | 160.7582 | 15.5686 | 176.3268
2010 | Secondary School | 2B | 19592 | 0 | 1.2248 | 41.6827 | 29.5543 | 1.6693 | 36.8289 | 7.7194 | 0.6288 | 16.8816 | 0.65701 | 0.010809 | 0.64621 | 0 | 0 | 2.7343 | 2.1891 | 5.6796 | 2.2614 | 61.9448 | 1.2248 | 63.1696 | 135.0876 | 14.6239 | 149.7115
2010 | Secondary School | 3A | 19592 | 0 | 8.394 | 37.5848 | 29.5696 | 1.669 | 36.8289 | 7.7194 | 0.6288 | 15.8463 | 0.89095 | 0.010809 | 0.88014 | 0 | 0 | 3.4385 | 2.1911 | 6.4712 | 2.1554 | 57.7497 | 8.394 | 66.1437 | 130.8034 | 22.5846 | 153.388
2010 | Secondary School | 3B | 19592 | 0 | 1.8804 | 29.5085 | 29.4898 | 1.6689 | 36.8289 | 7.7194 | 0.62866 | 15.6095 | 0.49907 | 0.010809 | 0.48826 | 0 | 0 | 3.0442 | 2.1891 | 6.2482 | 2.2591 | 48.6505 | 1.8804 | 50.5309 | 121.7257 | 15.8479 | 137.5736
2010 | Secondary School | 3C | 19592 | 0 | 2.2098 | 23.7717 | 29.478 | 1.6717 | 36.8289 | 7.7194 | 0.62866 | 14.4987 | 0.52643 | 0.010809 | 0.51562 | 0 | 0 | 2.9559 | 2.1911 | 6.417 | 2.1555 | 41.7419 | 2.2098 | 43.9517 | 114.7067 | 16.3462 | 131.0529
2010 | Secondary School | 4A | 19592 | 0 | 11.0072 | 26.3356 | 29.1267 | 1.6723 | 36.8289 | 7.7194 | 0.62852 | 15.7191 | 0.67204 | 0.010809 | 0.66123 | 0 | 0 | 3.427 | 2.1911 | 7.0986 | 2.1503 | 46.1429 | 11.0072 | 57.1501 | 118.7517 | 25.8252 | 144.5769
2010 | Secondary School | 4B | 19592 | 0 | 4.8235 | 25.0729 | 29.0053 | 1.6683 | 36.8289 | 7.7194 | 0.62852 | 19.4494 | 0.55649 | 0.010809 | 0.54568 | 0 | 0 | 3.1111 | 2.1911 | 6.9133 | 2.1361 | 48.1791 | 4.8235 | 53.0026 | 120.6483 | 19.4562 | 140.1045
2010 | Secondary School | 4C | 19592 | 0 | 9.3924 | 10.9074 | 29.5007 | 1.672 | 36.8289 | 7.7194 | 0.6288 | 14.1594 | 0.28073 | 0.010809 | 0.26992 | 0 | 0 | 3.3347 | 2.1912 | 7.1954 | 2.147 | 28.6714 | 9.3924 | 38.0638 | 101.6508 | 24.3073 | 125.958
2010 | Secondary School | 5A | 19592 | 0 | 20.497 | 17.3509 | 29.1552 | 1.6695 | 36.8289 | 7.7194 | 0.62852 | 15.5355 | 0.51523 | 0.010809 | 0.50442 | 0 | 0 | 3.439 | 2.1912 | 7.6145 | 2.1447 | 36.8299 | 20.497 | 57.3269 | 109.4587 | 35.831 | 145.2896
2010 | Secondary School | 5B | 19592 | 0 | 13.333 | 18.3048 | 29.139 | 1.6713 | 36.8289 | 7.7194 | 0.62852 | 18.865 | 0.43456 | 0.010809 | 0.42375 | 0 | 0 | 3.3971 | 2.1911 | 7.4533 | 2.1354 | 40.9906 | 13.333 | 54.3236 | 113.5957 | 28.5057 | 142.1014
2010 | Secondary School | 5C | 19592 | 0 | 10.2389 | 6.6683 | 29.4053 | 1.6712 | 36.8289 | 7.7194 | 0.6288 | 13.3341 | 0.19849 | 0.010809 | 0.18768 | 0 | 0 | 3.225 | 2.1911 | 7.4703 | 2.1474 | 23.415 | 10.2389 | 33.6539 | 96.2984 | 25.4286 | 121.727
2010 | Secondary School | 6A | 19592 | 0 | 40.1037 | 18.5 | 29.2306 | 1.6705 | 36.8289 | 7.7194 | 0.62866 | 17.0217 | 0.60115 | 0.010809 | 0.59034 | 0 | 0 | 3.5985 | 2.1912 | 8.0362 | 2.1449 | 39.7106 | 40.1037 | 79.8143 | 112.4161 | 55.8593 | 168.2753
2010 | Secondary School | 6B | 19592 | 0 | 26.8895 | 12.5933 | 29.2978 | 1.6685 | 36.8289 | 7.7194 | 0.62866 | 17.2447 | 0.38522 | 0.010809 | 0.37441 | 0 | 0 | 3.6788 | 2.1912 | 7.9145 | 2.1334 | 33.8912 | 26.8895 | 60.7807 | 106.6505 | 42.5233 | 149.1738
2010 | Secondary School | 7 | 19592 | 0 | 51.2189 | 14.5795 | 28.9244 | 1.6712 | 36.8289 | 7.7194 | 0.62852 | 17.4765 | 0.52615 | 0.010809 | 0.51534 | 0 | 0 | 3.5146 | 2.1912 | 8.4906 | 2.1415 | 36.086 | 51.2189 | 87.3049 | 108.4825 | 67.4289 | 175.9114
2010 | Secondary School | 8 | 19592 | 0 | 97.3853 | 6.6797 | 30.2126 | 1.6822 | 36.8289 | 7.7194 | 0.62937 | 18.9289 | 0.49822 | 0.010809 | 0.48741 | 0 | 0 | 3.9183 | 2.1912 | 9.0472 | 2.1348 | 30.0143 | 97.3853 | 127.3996 | 103.7042 | 114.1519 | 217.8561
2013 | Secondary School | 0A | 19592 | 0 | 2.4103 | 93.3299 | 24.4899 | 1.6713 | 33.9005 | 7.7194 | 0.57889 | 20.2612 | 1.65 | 0.010809 | 1.6392 | 0 | 0 | 5.8689 | 2.189 | 4.6046 | 1.9357 | 121.0993 | 2.4103 | 123.5096 | 185.8756 | 14.7343 | 200.6099
2013 | Secondary School | 0B | 19592 | 0 | 0.1802 | 76.1364 | 24.8314 | 1.6709 | 33.9005 | 7.7194 | 0.57918 | 17.0142 | 1.4317 | 0.010809 | 1.4209 | 0 | 0 | 4.3525 | 2.189 | 4.7301 | 1.9233 | 98.924 | 0.1802 | 99.1042 | 164.0288 | 12.6296 | 176.6584
2013 | Secondary School | 1A | 19592 | 0 | 0.049482 | 56.2504 | 25.3043 | 1.6712 | 33.9005 | 7.7194 | 0.57932 | 14.6365 | 0.96043 | 0.010809 | 0.94962 | 0 | 0 | 4.6113 | 2.189 | 5.0281 | 1.9176 | 76.4478 | 0.049482 | 76.4973 | 142.0203 | 12.797 | 154.8173
2013 | Secondary School | 1B | 19592 | 0 | 1.0617 | 65.0837 | 25.2656 | 1.6686 | 33.9005 | 7.7194 | 0.57932 | 17.7449 | 1.2185 | 0.010809 | 1.2077 | 0 | 0 | 3.8895 | 2.189 | 5.2144 | 1.9089 | 87.9257 | 1.0617 | 88.9874 | 153.4484 | 13.9955 | 167.4439
2013 | Secondary School | 2A | 19592 | 0 | 0.70919 | 47.502 | 25.454 | 1.6679 | 33.9005 | 7.7194 | 0.57946 | 13.6513 | 0.91576 | 0.010809 | 0.90496 | 0 | 0 | 3.614 | 2.1891 | 5.596 | 1.9121 | 65.6722 | 0.70919 | 66.3814 | 131.386 | 14.0246 | 145.4105
2013 | Secondary School | 2B | 19592 | 0 | 0.42095 | 36.5013 | 25.8028 | 1.6693 | 33.9005 | 7.7194 | 0.5796 | 14.5767 | 0.57932 | 0.010809 | 0.56851 | 0 | 0 | 2.9907 | 2.1891 | 5.6779 | 1.879 | 54.6372 | 0.42095 | 55.0582 | 120.6686 | 13.8183 | 134.4869
2013 | Secondary School | 3A | 19592 | 0 | 5.5207 | 29.0321 | 25.8191 | 1.669 | 33.9005 | 7.7194 | 0.57974 | 12.6716 | 0.59548 | 0.010809 | 0.58467 | 0 | 0 | 3.0798 | 2.1891 | 6.4588 | 1.8898 | 45.3681 | 5.5207 | 50.8888 | 111.4263 | 19.6991 | 131.1254
2013 | Secondary School | 3B | 19592 | 0 | 4.217 | 26.9097 | 25.6883 | 1.6689 | 33.9005 | 7.7194 | 0.5796 | 13.8756 | 0.46334 | 0.010809 | 0.45253 | 0 | 0 | 0 | 2.1891 | 6.2466 | 1.8766 | 41.2377 | 4.217 | 45.4547 | 107.1516 | 18.1829 | 125.3345
2013 | Secondary School | 3C | 19592 | 0 | 1.75 | 19.9086 | 25.6496 | 1.6717 | 33.9005 | 7.7194 | 0.5796 | 11.8421 | 0.37671 | 0.010809 | 0.3659 | 0 | 0 | 0 | 2.1891 | 6.406 | 1.8919 | 32.1167 | 1.75 | 33.8667 | 98.01 | 15.8754 | 113.8853
2013 | Secondary School | 4A | 19592 | 0 | 6.5262 | 20.7284 | 25.2268 | 1.6723 | 33.9005 | 7.7194 | 0.57946 | 12.6336 | 0.43187 | 0.010809 | 0.42106 | 0 | 0 | 3.4234 | 2.1891 | 7.0862 | 1.8851 | 37.2065 | 6.5262 | 43.7327 | 102.6706 | 21.3318 | 124.0024
2013 | Secondary School | 4B | 19592 | 0 | 8.9661 | 19.6914 | 25.0034 | 1.6683 | 33.9005 | 7.7194 | 0.57932 | 14.5802 | 0.37246 | 0.010809 | 0.36165 | 0 | 0 | 0 | 2.1891 | 6.8994 | 1.8722 | 34.6333 | 8.9661 | 43.5994 | 99.8568 | 23.5849 | 123.4417
2013 | Secondary School | 4C | 19592 | 0 | 15.1817 | 9.3011 | 25.8133 | 1.672 | 33.9005 | 7.7194 | 0.57974 | 11.7935 | 0.25691 | 0.010809 | 0.2461 | 0 | 0 | 0 | 2.1891 | 7.1855 | 1.8814 | 21.3407 | 15.1817 | 36.5224 | 87.3874 | 30.0864 | 117.4738
2013 | Secondary School | 5A | 19592 | 0 | 14.0707 | 13.7861 | 25.3095 | 1.6695 | 33.9005 | 7.7194 | 0.57946 | 12.7636 | 0.35516 | 0.010809 | 0.34435 | 0 | 0 | 3.4134 | 2.1891 | 7.6039 | 1.8826 | 30.3074 | 14.0707 | 44.3781 | 95.8488 | 29.3939 | 125.2427
2013 | Secondary School | 5B | 19592 | 0 | 20.3252 | 14.6856 | 25.1755 | 1.6713 | 33.9005 | 7.7194 | 0.57946 | 14.401 | 0.33602 | 0.010809 | 0.32521 | 0 | 0 | 0 | 2.1891 | 7.4404 | 1.8721 | 29.4118 | 20.3252 | 49.737 | 94.8105 | 35.485 | 130.2955
2013 | Secondary School | 5C | 19592 | 0 | 5.8403 | 6.2089 | 25.6441 | 1.6712 | 33.9005 | 7.7194 | 0.57974 | 11.4332 | 0.19906 | 0.010809 | 0.18825 | 0 | 0 | 2.4691 | 2.1891 | 7.4607 | 1.8816 | 20.2995 | 5.8403 | 26.1397 | 86.1765 | 21.0202 | 107.1967
2013 | Secondary School | 6A | 19592 | 0 | 30.3775 | 14.5582 | 25.3778 | 1.6705 | 33.9005 | 7.7194 | 0.57946 | 13.9809 | 0.41372 | 0.010809 | 0.40291 | 0 | 0 | 3.4148 | 2.1891 | 8.0243 | 1.886 | 32.3569 | 30.3775 | 62.7343 | 97.971 | 46.1211 | 144.0921
2013 | Secondary School | 6B | 19592 | 0 | 17.5973 | 10.0672 | 25.4299 | 1.6685 | 33.9005 | 7.7194 | 0.5796 | 13.8982 | 0.27151 | 0.010809 | 0.2607 | 0 | 0 | 3.4018 | 2.1891 | 7.9029 | 1.8715 | 27.6279 | 17.5973 | 45.2252 | 93.2777 | 33.2196 | 126.4974
2013 | Secondary School | 7 | 19592 | 0 | 37.6852 | 11.9493 | 25.0065 | 1.6712 | 33.9005 | 7.7194 | 0.57932 | 14.4206 | 0.38012 | 0.010809 | 0.36931 | 0 | 0 | 3.3245 | 2.1891 | 8.4788 | 1.8838 | 30.0637 | 37.6852 | 67.7488 | 95.3051 | 53.8832 | 149.1883
2013 | Secondary School | 8 | 19592 | 0 | 72.576 | 5.7165 | 26.4489 | 1.6822 | 33.9005 | 7.7194 | 0.58031 | 15.6222 | 0.37856 | 0.010809 | 0.36775 | 0 | 0 | 3.4968 | 2.1891 | 9.035 | 1.8807 | 25.2031 | 72.576 | 97.7791 | 91.8956 | 89.3304 | 181.226
2016 | Secondary School | 0A | 19592 | 0 | 3.2274 | 81.3053 | 13.2246 | 0.96496 | 33.9005 | 7.7194 | 0.42081 | 19.6207 | 1.1333 | 0.010809 | 1.1224 | 0 | 0 | 5.591 | 2.189 | 4.6014 | 1.936 | 107.6394 | 3.2274 | 110.8668 | 160.2862 | 15.548 | 175.8342
2016 | Secondary School | 0B | 19592 | 0 | 0.26428 | 69.9251 | 13.2106 | 0.9644 | 33.9005 | 7.7194 | 0.42095 | 15.8392 | 1.0592 | 0.010809 | 1.0484 | 0 | 0 | 4.0893 | 2.189 | 4.7283 | 1.9237 | 90.902 | 0.26428 | 91.1663 | 143.5217 | 12.712 | 156.2337
2016 | Secondary School | 1A | 19592 | 0 | 0.17354 | 51.934 | 13.4462 | 0.96454 | 33.9005 | 7.7194 | 0.42095 | 13.9479 | 0.71103 | 0.010809 | 0.70022 | 0 | 0 | 4.4298 | 2.189 | 5.0254 | 1.9169 | 71.0119 | 0.17354 | 71.1855 | 123.8609 | 12.9184 | 136.7793
2016 | Secondary School | 1B | 19592 | 0 | 1.9587 | 61.3601 | 13.311 | 0.96284 | 33.9005 | 7.7194 | 0.42095 | 17.1616 | 0.94653 | 0.010809 | 0.93572 | 0 | 0 | 3.7745 | 2.1891 | 5.2146 | 1.9089 | 83.2319 | 1.9587 | 85.1906 | 135.9357 | 14.8927 | 150.8284
2016 | Secondary School | 2A | 19592 | 0 | 1.3242 | 44.4106 | 13.4153 | 0.96227 | 33.9005 | 7.7194 | 0.42095 | 12.6931 | 0.68977 | 0.010809 | 0.67896 | 0 | 0 | 3.5233 | 2.1891 | 5.5943 | 1.9119 | 61.3059 | 1.3242 | 62.6301 | 114.1167 | 14.6379 | 128.7547
2016 | Secondary School | 2B | 19592 | 0 | 0.89719 | 34.1428 | 13.6674 | 0.96326 | 33.9005 | 7.7194 | 0.42109 | 13.85 | 0.452 | 0.010809 | 0.44119 | 0 | 0 | 2.8399 | 2.1891 | 5.6766 | 1.8786 | 51.2739 | 0.89719 | 52.1711 | 104.3046 | 14.2932 | 118.5979
2016 | Secondary School | 3A | 19592 | 0 | 7.8457 | 27.2719 | 13.6005 | 0.96312 | 33.9005 | 7.7194 | 0.42109 | 12.0605 | 0.48078 | 0.010809 | 0.46997 | 0 | 0 | 2.8844 | 2.1891 | 6.459 | 1.8902 | 42.6867 | 7.8457 | 50.5325 | 95.6621 | 22.0242 | 117.6862
2016 | Secondary School | 3B | 19592 | 0 | 4.948 | 25.28 | 13.7182 | 0.96298 | 33.9005 | 7.7194 | 0.42109 | 13.2414 | 0.37941 | 0.010809 | 0.3686 | 0 | 0 | 0 | 2.1891 | 6.2466 | 1.8758 | 38.89 | 4.948 | 43.838 | 91.9687 | 18.914 | 110.8827
2016 | Secondary School | 3C | 19592 | 0 | 2.7776 | 18.729 | 13.724 | 0.96638 | 33.9005 | 7.7194 | 0.42109 | 11.1605 | 0.30979 | 0.010809 | 0.29898 | 0 | 0 | 0 | 2.1891 | 6.4058 | 1.8916 | 30.1885 | 2.7776 | 32.9661 | 83.2919 | 16.9029 | 100.1948
2016 | Secondary School | 4A | 19592 | 0 | 8.8531 | 19.1969 | 13.5449 | 0.96808 | 33.9005 | 7.7194 | 0.42109 | 12.1966 | 0.38465 | 0.010809 | 0.37384 | 0 | 0 | 3.5618 | 2.1891 | 7.0865 | 1.8857 | 35.3292 | 8.8531 | 44.1823 | 88.2492 | 23.659 | 111.9082
2016 | Secondary School | 4B | 19592 | 0 | 10.0428 | 18.1087 | 13.4158 | 0.96298 | 33.9005 | 7.7194 | 0.42095 | 13.594 | 0.30752 | 0.010809 | 0.29671 | 0 | 0 | 0 | 2.1891 | 6.8998 | 1.8712 | 31.9994 | 10.0428 | 42.0422 | 84.7707 | 24.6619 | 109.4326
2016 | Secondary School | 4C | 19592 | 0 | 18.2436 | 8.5184 | 13.8198 | 0.96879 | 33.9005 | 7.7194 | 0.42123 | 11.1497 | 0.23068 | 0.010809 | 0.21987 | 0 | 0 | 0 | 2.1891 | 7.186 | 1.882 | 19.8879 | 18.2436 | 38.1315 | 73.0803 | 33.149 | 106.2293
2016 | Secondary School | 5A | 19592 | 0 | 17.662 | 12.8839 | 13.438 | 0.96468 | 33.9005 | 7.7194 | 0.42095 | 12.5842 | 0.21125 | 0.010809 | 0.20045 | 0 | 0 | 3.3494 | 2.1891 | 7.6046 | 1.8843 | 29.018 | 17.662 | 46.68 | 81.8263 | 32.9858 | 114.8122
2016 | Secondary School | 5B | 19592 | 0 | 23.0518 | 13.6511 | 13.4726 | 0.96681 | 33.9005 | 7.7194 | 0.42095 | 13.872 | 0.29519 | 0.010809 | 0.28438 | 0 | 0 | 0 | 2.1891 | 7.4421 | 1.8726 | 27.8075 | 23.0518 | 50.8593 | 80.641 | 38.2133 | 118.8544
2016 | Secondary School | 5C | 19592 | 0 | 9.2566 | 5.7153 | 13.6585 | 0.96808 | 33.9005 | 7.7194 | 0.42109 | 10.8668 | 0.23876 | 0.010809 | 0.22795 | 0 | 0 | 3.062 | 2.1891 | 7.4628 | 1.882 | 19.8722 | 9.2566 | 29.1288 | 72.9022 | 24.4388 | 97.341
2016 | Secondary School | 6A | 19592 | 0 | 33.619 | 13.7953 | 13.4611 | 0.96624 | 33.9005 | 7.7194 | 0.42109 | 13.7543 | 0.24486 | 0.010809 | 0.23405 | 0 | 0 | 3.3534 | 2.1891 | 8.0245 | 1.887 | 31.1371 | 33.619 | 64.7561 | 83.9729 | 49.363 | 133.3359
2016 | Secondary School | 6B | 19592 | 0 | 20.1667 | 9.5127 | 13.4143 | 0.96525 | 33.9005 | 7.7194 | 0.42109 | 13.5967 | 0.15397 | 0.010809 | 0.14317 | 0 | 0 | 3.611 | 2.1891 | 7.9036 | 1.8721 | 26.8635 | 20.1667 | 47.0302 | 79.6367 | 35.7897 | 115.4264
2016 | Secondary School | 7 | 19592 | 0 | 41.684 | 11.3872 | 13.2197 | 0.96851 | 33.9005 | 7.7194 | 0.42095 | 14.1845 | 0.36565 | 0.010809 | 0.35484 | 0 | 0 | 3.3777 | 2.1891 | 8.4789 | 1.8853 | 29.3042 | 41.684 | 70.9881 | 81.8992 | 57.8822 | 139.7814
2016 | Secondary School | 8 | 19592 | 0 | 73.2235 | 5.4458 | 14.1974 | 1.0055 | 33.9005 | 7.7194 | 0.42137 | 14.8317 | 0.24174 | 0.010809 | 0.23093 | 0 | 0 | 3.6597 | 2.1892 | 9.0346 | 1.8812 | 24.1681 | 73.2235 | 97.3916 | 77.7741 | 89.9775 | 167.7516
2019 | Secondary School | 0A | 19592 | 0 | 1.5402 | 77.2288 | 11.2501 | 0.96496 | 33.6247 | 7.7194 | 0.41712 | 17.1826 | 1.0278 | 0.010809 | 1.017 | 0 | 0 | 4.7468 | 2.1891 | 4.5981 | 1.3594 | 100.1752 | 1.5402 | 101.7154 | 149.9914 | 13.8577 | 163.849
2019 | Secondary School | 0B | 19592 | 0 | 0.16177 | 66.3808 | 11.1987 | 0.9644 | 33.6247 | 7.7194 | 0.41712 | 14.7591 | 0.94653 | 0.010809 | 0.93572 | 0 | 0 | 4.3222 | 2.1891 | 4.7249 | 1.3551 | 86.3979 | 0.16177 | 86.5597 | 136.1578 | 12.6061 | 148.7638
2019 | Secondary School | 1A | 19592 | 0 | 0.094285 | 49.1282 | 11.5237 | 0.96454 | 33.6247 | 7.7194 | 0.41726 | 12.9127 | 0.66524 | 0.010809 | 0.65443 | 0 | 0 | 4.6026 | 2.1891 | 5.0227 | 1.3513 | 67.298 | 0.094285 | 67.3923 | 117.3795 | 12.8364 | 130.216
2019 | Secondary School | 1B | 19592 | 0 | 0.88698 | 56.0334 | 11.3955 | 0.96284 | 33.6247 | 7.7194 | 0.41712 | 14.4329 | 0.76945 | 0.010809 | 0.75864 | 0 | 0 | 3.6007 | 2.1891 | 5.2086 | 1.3464 | 74.8256 | 0.88698 | 75.7126 | 124.7722 | 13.8149 | 138.587
2019 | Secondary School | 2A | 19592 | 0 | 0.99148 | 42.8152 | 11.4182 | 0.96227 | 33.6247 | 7.7194 | 0.41726 | 11.5652 | 0.68565 | 0.010809 | 0.67485 | 0 | 0 | 3.7569 | 2.1891 | 5.5904 | 1.3455 | 58.8122 | 0.99148 | 59.8037 | 108.7802 | 14.3013 | 123.0816
2019 | Secondary School | 2B | 19592 | 0 | 0.602 | 32.3485 | 11.6553 | 0.96326 | 33.6247 | 7.7194 | 0.41726 | 12.384 | 0.44122 | 0.010809 | 0.43041 | 0 | 0 | 3.3954 | 2.1891 | 5.6721 | 1.3269 | 48.5583 | 0.602 | 49.1603 | 98.7458 | 13.9935 | 112.7393
2019 | Secondary School | 3A | 19592 | 0 | 6.4944 | 25.8805 | 11.6049 | 0.96312 | 33.6247 | 7.7194 | 0.41726 | 10.7751 | 0.45242 | 0.010809 | 0.44161 | 0 | 0 | 3.4999 | 2.1891 | 6.4532 | 1.3332 | 40.597 | 6.4944 | 47.0915 | 90.7403 | 20.667 | 111.4073
2019 | Secondary School | 3B | 19592 | 0 | 4.6289 | 24.1584 | 11.7317 | 0.96298 | 33.6247 | 7.7194 | 0.41726 | 11.7239 | 0.35644 | 0.010809 | 0.34563 | 0 | 0 | 0 | 2.1891 | 6.2411 | 1.3251 | 36.2279 | 4.6289 | 40.8568 | 86.4897 | 18.5894 | 105.079
2019 | Secondary School | 3C | 19592 | 0 | 2.5698 | 18.0441 | 11.7969 | 0.96638 | 33.6247 | 7.7194 | 0.41726 | 10.0377 | 0.28087 | 0.010809 | 0.27006 | 0 | 0 | 0 | 2.1891 | 6.401 | 1.3315 | 28.3518 | 2.5698 | 30.9216 | 78.6884 | 16.6903 | 95.3788
2019 | Secondary School | 4A | 19592 | 0 | 7.6828 | 18.4273 | 11.7347 | 0.96808 | 33.6247 | 7.7194 | 0.41726 | 10.8848 | 0.36792 | 0.010809 | 0.35711 | 0 | 0 | 3.8438 | 2.1891 | 7.0803 | 1.3306 | 33.5131 | 7.6828 | 41.1959 | 83.7883 | 22.4825 | 106.2708
2019 | Secondary School | 4B | 19592 | 0 | 9.2331 | 17.3435 | 11.5559 | 0.96298 | 33.6247 | 7.7194 | 0.41726 | 11.7873 | 0.28427 | 0.010809 | 0.27346 | 0 | 0 | 0 | 2.1891 | 6.8937 | 1.323 | 29.4043 | 9.2331 | 38.6373 | 79.4878 | 23.8462 | 103.334
2019 | Secondary School | 4C | 19592 | 0 | 17.2786 | 8.3603 | 11.9896 | 0.96879 | 33.6247 | 7.7194 | 0.4174 | 10.3642 | 0.3312 | 0.010809 | 0.32039 | 0 | 0 | 0 | 2.1891 | 7.1804 | 1.3281 | 19.0449 | 17.2786 | 36.3235 | 69.5733 | 32.1784 | 101.7517
2019 | Secondary School | 5A | 19592 | 0 | 16.3206 | 12.4036 | 11.6132 | 0.96468 | 33.6247 | 7.7194 | 0.41726 | 11.0521 | 0.20502 | 0.010809 | 0.19421 | 0 | 0 | 3.5737 | 2.1892 | 7.5971 | 1.3292 | 27.2237 | 16.3206 | 43.5442 | 77.3729 | 31.6371 | 109.0099
2019 | Secondary School | 5B | 19592 | 0 | 21.5556 | 13.0576 | 11.6819 | 0.96681 | 33.6247 | 7.7194 | 0.41726 | 11.6629 | 0.27647 | 0.010809 | 0.26566 | 0 | 0 | 0 | 2.1891 | 7.4343 | 1.324 | 24.9862 | 21.5556 | 46.5418 | 75.2009 | 36.7093 | 111.9102
2019 | Secondary School | 5C | 19592 | 0 | 8.6118 | 5.5676 | 11.861 | 0.96808 | 33.6247 | 7.7194 | 0.4174 | 9.9054 | 0.23819 | 0.010809 | 0.22738 | 0 | 0 | 3.5339 | 2.1891 | 7.4556 | 1.3279 | 19.2343 | 8.6118 | 27.8461 | 69.6333 | 23.7868 | 93.4201
2019 | Secondary School | 6A | 19592 | 0 | 31.482 | 13.1417 | 11.7135 | 0.96624 | 33.6247 | 7.7194 | 0.41726 | 11.8842 | 0.23947 | 0.010809 | 0.22866 | 0 | 0 | 3.7168 | 2.1892 | 8.0169 | 1.3281 | 28.9714 | 31.482 | 60.4534 | 79.2213 | 47.2183 | 126.4395
2019 | Secondary School | 6B | 19592 | 0 | 20.111 | 9.0197 | 11.6693 | 0.96525 | 33.6247 | 7.7194 | 0.4174 | 11.6495 | 0.14518 | 0.010809 | 0.13438 | 0 | 0 | 3.6992 | 2.1892 | 7.8961 | 1.3231 | 24.5027 | 20.111 | 44.6137 | 74.7024 | 35.7266 | 110.429
2019 | Secondary School | 7 | 19592 | 0 | 38.3633 | 10.6685 | 11.4493 | 0.96851 | 33.6247 | 7.7194 | 0.41726 | 12.1779 | 0.34354 | 0.010809 | 0.33273 | 0 | 0 | 3.7544 | 2.1892 | 8.4704 | 1.3269 | 26.9334 | 38.3633 | 65.2967 | 76.9203 | 54.553 | 131.4733
2019 | Secondary School | 8 | 19592 | 0 | 67.4829 | 5.1065 | 12.5457 | 1.0055 | 33.6247 | 7.7194 | 0.41783 | 12.6347 | 0.22642 | 0.010809 | 0.21562 | 0 | 0 | 3.6246 | 2.1894 | 9.0269 | 1.3237 | 21.5815 | 67.4829 | 89.0644 | 72.699 | 84.2292 | 156.9283
2004 | Warehouse | 0A | 4835.13 | 0 | 3.1707 | 18.3133 | 27.6886 | 7.1037 | 8.0016 | 0 | 0 | 9.5499 | 0 | 0 | 0 | 0 | 0 | 0 | 1.3116 | 0 | 0 | 27.8632 | 3.1707 | 31.0339 | 71.9686 | 3.1707 | 75.1393
2004 | Warehouse | 0B | 4835.13 | 0 | 4.0766 | 17.8112 | 27.6886 | 7.1048 | 8.0016 | 0 | 0 | 11.2975 | 0 | 0 | 0 | 0 | 0 | 0 | 1.3053 | 0 | 0 | 29.1087 | 4.0766 | 33.1854 | 73.209 | 4.0766 | 77.2856
2004 | Warehouse | 1A | 4835.13 | 0 | 3.1707 | 11.413 | 27.6886 | 7.106 | 8.0016 | 0 | 0 | 7.8092 | 0 | 0 | 0 | 0 | 0 | 0 | 1.3449 | 0 | 0 | 19.2222 | 3.1707 | 22.3928 | 63.3632 | 3.1707 | 66.5339
2004 | Warehouse | 1B | 4835.13 | 0 | 4.3593 | 13.2704 | 27.6886 | 7.0968 | 8.0016 | 0 | 0 | 10.0497 | 0 | 0 | 0 | 0 | 0 | 0 | 1.3432 | 0 | 0 | 23.3201 | 4.3593 | 27.6794 | 67.4502 | 4.3593 | 71.8095
2004 | Warehouse | 2A | 4835.13 | 0 | 5.6232 | 7.1916 | 27.6886 | 7.0945 | 8.0016 | 0 | 0 | 4.2455 | 0 | 0 | 0 | 0 | 0 | 0 | 1.3845 | 0 | 0 | 11.4371 | 5.6232 | 17.0603 | 55.6063 | 5.6232 | 61.2295
2004 | Warehouse | 2B | 4835.13 | 0 | 3.4372 | 7.295 | 27.6886 | 7.0997 | 8.0016 | 0 | 0 | 8.1108 | 0 | 0 | 0 | 0 | 0 | 0 | 1.3851 | 0 | 0 | 15.4058 | 3.4372 | 18.843 | 59.5807 | 3.4372 | 63.018
2004 | Warehouse | 3A | 4835.13 | 0 | 19.7685 | 3.8606 | 27.6886 | 7.0979 | 8.0016 | 0 | 0 | 3.8813 | 0 | 0 | 0 | 0 | 0 | 0 | 1.4541 | 0 | 0 | 7.7419 | 19.7685 | 27.5105 | 51.9841 | 19.7685 | 71.7526
2004 | Warehouse | 3B | 4835.13 | 0 | 6.3206 | 4.1554 | 27.6886 | 7.0979 | 8.0016 | 0 | 0 | 4.6701 | 0 | 0 | 0 | 0 | 0 | 0 | 1.4339 | 0 | 0 | 8.8255 | 6.3206 | 15.1461 | 53.0475 | 6.3206 | 59.3682
2004 | Warehouse | 3C | 4835.13 | 0 | 3.8043 | 1.1214 | 27.6886 | 7.0968 | 8.0016 | 0 | 0 | 2.9949 | 0 | 0 | 0 | 0 | 0 | 0 | 1.4592 | 0 | 0 | 4.1163 | 3.8043 | 7.9206 | 48.3631 | 3.8043 | 52.1674
2004 | Warehouse | 4A | 4835.13 | 0 | 52.2829 | 2.2193 | 27.6886 | 7.087 | 8.0016 | 0 | 0 | 3.5464 | 0 | 0 | 0 | 0 | 0 | 0 | 1.5086 | 0 | 0 | 5.7657 | 52.2829 | 58.0485 | 50.0521 | 52.2829 | 102.3349
2004 | Warehouse | 4B | 4835.13 | 0 | 20.9738 | 2.3365 | 27.6886 | 7.0928 | 8.0016 | 0 | 0 | 4.3197 | 0 | 0 | 0 | 0 | 0 | 0 | 1.4925 | 0 | 0 | 6.6561 | 20.9738 | 27.63 | 50.9316 | 20.9738 | 71.9055
2004 | Warehouse | 4C | 4835.13 | 0 | 23.0035 | 0.43202 | 27.6886 | 7.079 | 8.0016 | 0 | 0 | 2.7438 | 0 | 0 | 0 | 0 | 0 | 0 | 1.5253 | 0 | 0 | 3.1758 | 23.0035 | 26.1793 | 47.4709 | 23.0035 | 70.4744
2004 | Warehouse | 5A | 4835.13 | 0 | 84.2038 | 1.0174 | 27.6886 | 7.0893 | 8.0016 | 0 | 0 | 3.4631 | 0 | 0 | 0 | 0 | 0 | 0 | 1.5534 | 0 | 0 | 4.4805 | 84.2038 | 88.6843 | 48.8135 | 84.2038 | 133.0172
2004 | Warehouse | 5B | 4835.13 | 0 | 46.3184 | 1.6207 | 27.6886 | 7.0899 | 8.0016 | 0 | 0 | 4.2421 | 0 | 0 | 0 | 0 | 0 | 0 | 1.5402 | 0 | 0 | 5.8628 | 46.3184 | 52.1812 | 50.1825 | 46.3184 | 96.5009
2004 | Warehouse | 5C | 4835.13 | 0 | 21.7276 | 0.18671 | 27.6886 | 7.0784 | 8.0016 | 0 | 0 | 2.4841 | 0 | 0 | 0 | 0 | 0 | 0 | 1.5506 | 0 | 0 | 2.6708 | 21.7276 | 24.3984 | 46.9906 | 21.7276 | 68.7181
2004 | Warehouse | 6A | 4835.13 | 0 | 131.3104 | 1.1427 | 27.6886 | 7.0864 | 8.0016 | 0 | 0 | 4.1772 | 0 | 0 | 0 | 0 | 0 | 0 | 1.5862 | 0 | 0 | 5.3199 | 131.3104 | 136.6302 | 49.6827 | 131.3104 | 180.9931
2004 | Warehouse | 6B | 4835.13 | 0 | 86.0536 | 0.84911 | 27.6886 | 7.0813 | 8.0016 | 0 | 0 | 4.0968 | 0 | 0 | 0 | 0 | 0 | 0 | 1.5781 | 0 | 0 | 4.9459 | 86.0536 | 90.9995 | 49.2955 | 86.0536 | 135.3491
2004 | Warehouse | 7 | 4835.13 | 0 | 132.5059 | 0.67676 | 27.6886 | 7.0767 | 8.0016 | 0 | 0 | 3.4183 | 0 | 0 | 0 | 0 | 0 | 0 | 1.6253 | 0 | 0 | 4.095 | 132.5059 | 136.6009 | 48.4871 | 132.5059 | 180.9931
2004 | Warehouse | 8 | 4835.13 | 0 | 139.0271 | 0.14477 | 27.6886 | 7.0376 | 8.0016 | 0 | 0 | 2.7547 | 0 | 0 | 0 | 0 | 0 | 0 | 1.6781 | 0 | 0 | 2.8995 | 139.0271 | 141.9266 | 47.306 | 139.0271 | 186.333
2007 | Warehouse | 0A | 4835.13 | 0 | 0 | 18.407 | 27.6886 | 7.1037 | 8.0016 | 0 | 0 | 9.0374 | 0 | 0 | 0 | 0 | 0 | 0 | 1.3116 | 0 | 0 | 27.4444 | 0 | 27.4444 | 71.5498 | 0 | 71.5498
2007 | Warehouse | 0B | 4835.13 | 0 | 0 | 17.8152 | 27.6886 | 7.1048 | 8.0016 | 0 | 0 | 10.642 | 0 | 0 | 0 | 0 | 0 | 0 | 1.3053 | 0 | 0 | 28.4572 | 0 | 28.4572 | 72.5575 | 0 | 72.5575
2007 | Warehouse | 1A | 4835.13 | 0 | 0 | 11.3527 | 27.6886 | 7.106 | 8.0016 | 0 | 0 | 7.3771 | 0 | 0 | 0 | 0 | 0 | 0 | 1.3449 | 0 | 0 | 18.7298 | 0 | 18.7298 | 62.8715 | 0 | 62.8715
2007 | Warehouse | 1B | 4835.13 | 0 | 0.2838 | 13.2801 | 27.6886 | 7.0968 | 8.0016 | 0 | 0 | 9.4654 | 0 | 0 | 0 | 0 | 0 | 0 | 1.3432 | 0 | 0 | 22.7456 | 0.2838 | 23.0294 | 66.8757 | 0.2838 | 67.1595
2007 | Warehouse | 2A | 4835.13 | 0 | 0.17235 | 7.2243 | 27.6886 | 7.0945 | 8.0016 | 0 | 0 | 4.2254 | 0 | 0 | 0 | 0 | 0 | 0 | 1.3845 | 0 | 0 | 11.4498 | 0.17235 | 11.6221 | 55.6196 | 0.17235 | 55.7919
2007 | Warehouse | 2B | 4835.13 | 0 | 0.24129 | 7.2077 | 27.6886 | 7.0997 | 8.0016 | 0 | 0 | 7.5978 | 0 | 0 | 0 | 0 | 0 | 0 | 1.3845 | 0 | 0 | 14.8054 | 0.24129 | 15.0467 | 58.9798 | 0.24129 | 59.2211
2007 | Warehouse | 3A | 4835.13 | 0 | 12.6895 | 3.8158 | 27.6886 | 7.0979 | 8.0016 | 0 | 0 | 3.8537 | 0 | 0 | 0 | 0 | 0 | 0 | 1.4541 | 0 | 0 | 7.6696 | 12.6895 | 20.3591 | 51.9117 | 12.6895 | 64.6013
2007 | Warehouse | 3B | 4835.13 | 0 | 2.2049 | 4.114 | 27.6886 | 7.0979 | 8.0016 | 0 | 0 | 4.6391 | 0 | 0 | 0 | 0 | 0 | 0 | 1.4339 | 0 | 0 | 8.7531 | 2.2049 | 10.958 | 52.9751 | 2.2049 | 55.1801
2007 | Warehouse | 3C | 4835.13 | 0 | 0.18729 | 1.2524 | 27.6886 | 7.0968 | 8.0016 | 0 | 0 | 2.772 | 0 | 0 | 0 | 0 | 0 | 0 | 1.4592 | 0 | 0 | 4.0244 | 0.18729 | 4.2117 | 48.2706 | 0.18729 | 48.4578
2007 | Warehouse | 4A | 4835.13 | 0 | 43.6378 | 2.2193 | 27.6886 | 7.087 | 8.0016 | 0 | 0 | 3.5447 | 0 | 0 | 0 | 0 | 0 | 0 | 1.5086 | 0 | 0 | 5.7639 | 43.6378 | 49.4018 | 50.0504 | 43.6378 | 93.6882
2007 | Warehouse | 4B | 4835.13 | 0 | 14.1603 | 2.3411 | 27.6886 | 7.0928 | 8.0016 | 0 | 0 | 4.3208 | 0 | 0 | 0 | 0 | 0 | 0 | 1.4925 | 0 | 0 | 6.6619 | 14.1603 | 20.8221 | 50.9368 | 14.1603 | 65.0971
2007 | Warehouse | 4C | 4835.13 | 0 | 17.4315 | 0.39066 | 27.6886 | 7.079 | 8.0016 | 0 | 0 | 2.7432 | 0 | 0 | 0 | 0 | 0 | 0 | 1.5253 | 0 | 0 | 3.1339 | 17.4315 | 20.5653 | 47.4283 | 17.4315 | 64.8598
2007 | Warehouse | 5A | 4835.13 | 0 | 75.8195 | 0.94965 | 27.6886 | 7.0893 | 8.0016 | 0 | 0 | 3.4194 | 0 | 0 | 0 | 0 | 0 | 0 | 1.5534 | 0 | 0 | 4.3691 | 75.8195 | 80.1886 | 48.702 | 75.8195 | 124.5215
2007 | Warehouse | 5B | 4835.13 | 0 | 38.1444 | 1.5948 | 27.6886 | 7.0899 | 8.0016 | 0 | 0 | 4.1944 | 0 | 0 | 0 | 0 | 0 | 0 | 1.5402 | 0 | 0 | 5.7892 | 38.1444 | 43.9337 | 50.1095 | 38.1444 | 88.254
2007 | Warehouse | 5C | 4835.13 | 0 | 15.8217 | 0.15914 | 27.6886 | 7.0784 | 8.0016 | 0 | 0 | 2.4543 | 0 | 0 | 0 | 0 | 0 | 0 | 1.5506 | 0 | 0 | 2.6134 | 15.8217 | 18.4351 | 46.9331 | 15.8217 | 62.7548
2007 | Warehouse | 6A | 4835.13 | 0 | 123.5644 | 1.1191 | 27.6886 | 7.0864 | 8.0016 | 0 | 0 | 4.1318 | 0 | 0 | 0 | 0 | 0 | 0 | 1.5862 | 0 | 0 | 5.2509 | 123.5644 | 128.8153 | 49.6137 | 123.5644 | 173.1782
2007 | Warehouse | 6B | 4835.13 | 0 | 75.2967 | 0.8313 | 27.6886 | 7.0813 | 8.0016 | 0 | 0 | 4.0456 | 0 | 0 | 0 | 0 | 0 | 0 | 1.5781 | 0 | 0 | 4.8769 | 75.2967 | 80.1736 | 49.2265 | 75.2967 | 124.5233
2007 | Warehouse | 7 | 4835.13 | 0 | 124.768 | 0.60265 | 27.6886 | 7.0767 | 8.0016 | 0 | 0 | 3.3763 | 0 | 0 | 0 | 0 | 0 | 0 | 1.6247 | 0 | 0 | 3.979 | 124.768 | 128.747 | 48.3711 | 124.768 | 173.1391
2007 | Warehouse | 8 | 4835.13 | 0 | 132.1652 | 0.12639 | 27.6886 | 7.0376 | 8.0016 | 0 | 0 | 2.7369 | 0 | 0 | 0 | 0 | 0 | 0 | 1.6781 | 0 | 0 | 2.8633 | 132.1652 | 135.0285 | 47.2698 | 132.1652 | 179.435
2010 | Warehouse | 0A | 4835.13 | 0 | 0 | 12.1644 | 16.4152 | 4.8143 | 7.8741 | 0 | 0 | 6.1109 | 0 | 0 | 0 | 0 | 0 | 0 | 1.2691 | 0 | 0 | 18.2754 | 0 | 18.2754 | 48.6474 | 0 | 48.6474
2010 | Warehouse | 0B | 4835.13 | 0 | 0 | 11.8364 | 16.7288 | 4.8132 | 7.8741 | 0 | 0 | 8.7312 | 0 | 0 | 0 | 0 | 0 | 0 | 1.2645 | 0 | 0 | 20.5676 | 0 | 20.5676 | 51.2482 | 0 | 51.2482
2010 | Warehouse | 1A | 4835.13 | 0 | 0 | 7.0083 | 17.6762 | 4.8137 | 7.8741 | 0 | 0 | 4.4483 | 0 | 0 | 0 | 0 | 0 | 0 | 1.3024 | 0 | 0 | 11.4567 | 0 | 11.4567 | 43.1231 | 0 | 43.1231
2010 | Warehouse | 1B | 4835.13 | 0 | 0.085026 | 8.6112 | 17.3953 | 4.8068 | 7.8741 | 0 | 0 | 5.8145 | 0 | 0 | 0 | 0 | 0 | 0 | 1.3018 | 0 | 0 | 14.4257 | 0.085026 | 14.5107 | 45.8031 | 0.085026 | 45.8881
2010 | Warehouse | 2A | 4835.13 | 0 | 0.076408 | 5.0929 | 17.8169 | 4.8045 | 7.8741 | 0 | 0 | 3.9905 | 0 | 0 | 0 | 0 | 0 | 0 | 1.3415 | 0 | 0 | 9.0834 | 0.076408 | 9.1598 | 40.9204 | 0.076408 | 40.9968
2010 | Warehouse | 2B | 4835.13 | 0 | 0.14592 | 5.1647 | 18.8189 | 4.8091 | 7.8741 | 0 | 0 | 5.1406 | 0 | 0 | 0 | 0 | 0 | 0 | 1.3426 | 0 | 0 | 10.3054 | 0.14592 | 10.4513 | 43.1501 | 0.14592 | 43.296
2010 | Warehouse | 3A | 4835.13 | 0 | 9.2931 | 2.6548 | 18.072 | 4.808 | 7.8741 | 0 | 0 | 3.5108 | 0 | 0 | 0 | 0 | 0 | 0 | 1.4087 | 0 | 0 | 6.1655 | 9.2931 | 15.4586 | 38.3277 | 9.2931 | 47.6208
2010 | Warehouse | 3B | 4835.13 | 0 | 1.2162 | 3.0943 | 18.3397 | 4.8074 | 7.8741 | 0 | 0 | 4.1921 | 0 | 0 | 0 | 0 | 0 | 0 | 1.3903 | 0 | 0 | 7.2864 | 1.2162 | 8.5026 | 39.6973 | 1.2162 | 40.9135
2010 | Warehouse | 3C | 4835.13 | 0 | 0.064918 | 0.89507 | 18.261 | 4.8149 | 7.8741 | 0 | 0 | 2.699 | 0 | 0 | 0 | 0 | 0 | 0 | 1.415 | 0 | 0 | 3.5941 | 0.064918 | 3.659 | 35.959 | 0.064918 | 36.024
2010 | Warehouse | 4A | 4835.13 | 0 | 35.8901 | 1.5609 | 17.5251 | 4.816 | 7.8741 | 0 | 0 | 3.1402 | 0 | 0 | 0 | 0 | 0 | 0 | 1.4615 | 0 | 0 | 4.7011 | 35.8901 | 40.5912 | 36.3779 | 35.8901 | 72.268
2010 | Warehouse | 4B | 4835.13 | 0 | 11.9858 | 1.9137 | 17.7991 | 4.8057 | 7.8741 | 0 | 0 | 3.9617 | 0 | 0 | 0 | 0 | 0 | 0 | 1.446 | 0 | 0 | 5.8754 | 11.9858 | 17.8612 | 37.8003 | 11.9858 | 49.7861
2010 | Warehouse | 4C | 4835.13 | 0 | 14.9019 | 0.36366 | 18.2208 | 4.8149 | 7.8741 | 0 | 0 | 2.6013 | 0 | 0 | 0 | 0 | 0 | 0 | 1.4776 | 0 | 0 | 2.965 | 14.9019 | 17.8669 | 35.3524 | 14.9019 | 50.2543
2010 | Warehouse | 5A | 4835.13 | 0 | 62.7433 | 0.67733 | 17.5814 | 4.8086 | 7.8741 | 0 | 0 | 2.9834 | 0 | 0 | 0 | 0 | 0 | 0 | 1.5058 | 0 | 0 | 3.6607 | 62.7433 | 66.4041 | 35.4305 | 62.7433 | 98.1739
2010 | Warehouse | 5B | 4835.13 | 0 | 31.7371 | 1.122 | 17.9226 | 4.8137 | 7.8741 | 0 | 0 | 3.7618 | 0 | 0 | 0 | 0 | 0 | 0 | 1.4931 | 0 | 0 | 4.8838 | 31.7371 | 36.6209 | 36.9874 | 31.7371 | 68.7245
2010 | Warehouse | 5C | 4835.13 | 0 | 13.5944 | 0.14592 | 18.0663 | 4.8126 | 7.8741 | 0 | 0 | 2.2957 | 0 | 0 | 0 | 0 | 0 | 0 | 1.5029 | 0 | 0 | 2.4416 | 13.5944 | 16.036 | 34.6974 | 13.5944 | 48.2918
2010 | Warehouse | 6A | 4835.13 | 0 | 95.7368 | 0.73478 | 22.8036 | 4.8114 | 7.8741 | 0 | 0 | 3.2155 | 0 | 0 | 0 | 0 | 0 | 0 | 1.5385 | 0 | 0 | 3.9503 | 95.7368 | 99.6871 | 40.9773 | 95.7368 | 136.7141
2010 | Warehouse | 6B | 4835.13 | 0 | 57.0615 | 0.52682 | 22.8875 | 4.8057 | 7.8741 | 0 | 0 | 3.293 | 0 | 0 | 0 | 0 | 0 | 0 | 1.5305 | 0 | 0 | 3.8198 | 57.0615 | 60.8814 | 40.9175 | 57.0615 | 97.9791
2010 | Warehouse | 7 | 4835.13 | 0 | 95.7983 | 0.47569 | 22.8587 | 4.8126 | 7.8741 | 0 | 0 | 2.9116 | 0 | 0 | 0 | 0 | 0 | 0 | 1.577 | 0 | 0 | 3.3872 | 95.7983 | 99.1855 | 40.5102 | 95.7983 | 136.3085
2010 | Warehouse | 8 | 4835.13 | 0 | 108.4172 | 0.11433 | 23.127 | 4.8402 | 7.8741 | 0 | 0 | 2.4227 | 0 | 0 | 0 | 0 | 0 | 0 | 1.6299 | 0 | 0 | 2.537 | 108.4172 | 110.9542 | 40.0075 | 108.4172 | 148.4247
2013 | Warehouse | 0A | 4835.13 | 0 | 0 | 10.796 | 15.685 | 4.8143 | 7.8419 | 0 | 0 | 5.1584 | 0 | 0 | 0 | 0 | 0 | 0 | 1.2668 | 0 | 0 | 15.9544 | 0 | 15.9544 | 45.5618 | 0 | 45.5618
2013 | Warehouse | 0B | 4835.13 | 0 | 0.0005745 | 11.702 | 15.9964 | 4.8132 | 7.8419 | 0 | 0 | 8.2038 | 0 | 0 | 0 | 0 | 0 | 0 | 1.2645 | 0 | 0 | 19.9058 | 0.0005745 | 19.9064 | 49.8223 | 0.0005745 | 49.8229
2013 | Warehouse | 1A | 4835.13 | 0 | 0 | 6.566 | 16.7874 | 4.8137 | 7.8419 | 0 | 0 | 3.4861 | 0 | 0 | 0 | 0 | 0 | 0 | 1.3001 | 0 | 0 | 10.052 | 0 | 10.052 | 40.7963 | 0 | 40.7963
2013 | Warehouse | 1B | 4835.13 | 0 | 0.06262 | 8.4164 | 16.5686 | 4.8068 | 7.8419 | 0 | 0 | 5.2618 | 0 | 0 | 0 | 0 | 0 | 0 | 1.3018 | 0 | 0 | 13.6782 | 0.06262 | 13.7409 | 44.1974 | 0.06262 | 44.26
2013 | Warehouse | 2A | 4835.13 | 0 | 0.082153 | 4.7063 | 16.8891 | 4.8045 | 7.8419 | 0 | 0 | 3.1724 | 0 | 0 | 0 | 0 | 0 | 0 | 1.3397 | 0 | 0 | 7.8787 | 0.082153 | 7.9608 | 38.754 | 0.082153 | 38.8361
2013 | Warehouse | 2B | 4835.13 | 0 | 0.1465 | 4.4983 | 17.6796 | 4.8091 | 7.8419 | 0 | 0 | 4.3737 | 0 | 0 | 0 | 0 | 0 | 0 | 1.3426 | 0 | 0 | 8.872 | 0.1465 | 9.0185 | 40.5447 | 0.1465 | 40.6912
2013 | Warehouse | 3A | 4835.13 | 0 | 9.3333 | 2.3457 | 17.2792 | 4.808 | 7.8419 | 0 | 0 | 3.1948 | 0 | 0 | 0 | 0 | 0 | 0 | 1.4075 | 0 | 0 | 5.5405 | 9.3333 | 14.8738 | 36.8765 | 9.3333 | 46.2098
2013 | Warehouse | 3B | 4835.13 | 0 | 1.091 | 2.7834 | 17.4188 | 4.8074 | 7.8419 | 0 | 0 | 3.9422 | 0 | 0 | 0 | 0 | 0 | 0 | 1.3903 | 0 | 0 | 6.7257 | 1.091 | 7.8166 | 38.1841 | 1.091 | 39.2751
2013 | Warehouse | 3C | 4835.13 | 0 | 0.095367 | 0.9123 | 17.2361 | 4.8149 | 7.8419 | 0 | 0 | 2.3589 | 0 | 0 | 0 | 0 | 0 | 0 | 1.4144 | 0 | 0 | 3.2712 | 0.095367 | 3.3666 | 34.5785 | 0.095367 | 34.6739
2013 | Warehouse | 4A | 4835.13 | 0 | 32.6631 | 1.3064 | 17.7698 | 4.816 | 7.8419 | 0 | 0 | 2.6927 | 0 | 0 | 0 | 0 | 0 | 0 | 1.461 | 0 | 0 | 3.9991 | 32.6631 | 36.6622 | 35.8878 | 32.6631 | 68.551
2013 | Warehouse | 4B | 4835.13 | 0 | 9.7671 | 1.5575 | 18.0232 | 4.8057 | 7.8419 | 0 | 0 | 3.3413 | 0 | 0 | 0 | 0 | 0 | 0 | 1.4454 | 0 | 0 | 4.8988 | 9.7671 | 14.6658 | 37.015 | 9.7671 | 46.782
2013 | Warehouse | 4C | 4835.13 | 0 | 12.5063 | 0.27806 | 18.4472 | 4.8149 | 7.8419 | 0 | 0 | 2.1946 | 0 | 0 | 0 | 0 | 0 | 0 | 1.4776 | 0 | 0 | 2.4726 | 12.5063 | 14.9789 | 35.0536 | 12.5063 | 47.5599
2013 | Warehouse | 5A | 4835.13 | 0 | 57.2465 | 0.59059 | 17.8347 | 4.8086 | 7.8419 | 0 | 0 | 2.4956 | 0 | 0 | 0 | 0 | 0 | 0 | 1.5058 | 0 | 0 | 3.0862 | 57.2465 | 60.3327 | 35.0772 | 57.2465 | 92.3237
2013 | Warehouse | 5B | 4835.13 | 0 | 27.1692 | 0.90828 | 18.1381 | 4.8137 | 7.8419 | 0 | 0 | 3.1379 | 0 | 0 | 0 | 0 | 0 | 0 | 1.4925 | 0 | 0 | 4.0462 | 27.1692 | 31.2154 | 36.333 | 27.1692 | 63.5023
2013 | Warehouse | 5C | 4835.13 | 0 | 10.4622 | 0.11605 | 18.3168 | 4.8126 | 7.8419 | 0 | 0 | 1.9401 | 0 | 0 | 0 | 0 | 0 | 0 | 1.5029 | 0 | 0 | 2.0561 | 10.4622 | 12.5183 | 34.5297 | 10.4622 | 44.9919
2013 | Warehouse | 6A | 4835.13 | 0 | 87.0177 | 0.58082 | 22.6387 | 4.8114 | 7.8419 | 0 | 0 | 2.7128 | 0 | 0 | 0 | 0 | 0 | 0 | 1.5379 | 0 | 0 | 3.2936 | 87.0177 | 90.3113 | 40.1236 | 87.0177 | 127.1412
2013 | Warehouse | 6B | 4835.13 | 0 | 49.87 | 0.4619 | 22.726 | 4.8057 | 7.8419 | 0 | 0 | 2.7714 | 0 | 0 | 0 | 0 | 0 | 0 | 1.5299 | 0 | 0 | 3.2333 | 49.87 | 53.1032 | 40.1374 | 49.87 | 90.0073
2013 | Warehouse | 7 | 4835.13 | 0 | 74.6901 | 0.37228 | 22.691 | 4.8126 | 7.8419 | 0 | 0 | 2.3497 | 0 | 0 | 0 | 0 | 0 | 0 | 1.577 | 0 | 0 | 2.722 | 74.6901 | 77.412 | 39.6439 | 74.6901 | 114.3339
2013 | Warehouse | 8 | 4835.13 | 0 | 77.1127 | 0.11433 | 22.9668 | 4.8402 | 7.8419 | 0 | 0 | 2.0791 | 0 | 0 | 0 | 0 | 0 | 0 | 1.6293 | 0 | 0 | 2.1934 | 77.1127 | 79.3062 | 39.471 | 77.1127 | 116.5837
2016 | Warehouse | 0A | 4835.13 | 0 | 0 | 9.6975 | 9.3977 | 3.2632 | 7.8419 | 0 | 0 | 4.6776 | 0 | 0 | 0 | 0 | 0 | 0 | 1.2668 | 0 | 0 | 14.3751 | 0 | 14.3751 | 36.144 | 0 | 36.144
2016 | Warehouse | 0B | 4835.13 | 0 | 0.001149 | 10.1187 | 9.6269 | 3.2614 | 7.8419 | 0 | 0 | 5.6944 | 0 | 0 | 0 | 0 | 0 | 0 | 1.265 | 0 | 0 | 15.8131 | 0.001149 | 15.8142 | 37.8084 | 0.001149 | 37.8095
2016 | Warehouse | 1A | 4835.13 | 0 | 0 | 5.5675 | 9.9021 | 3.2626 | 7.8419 | 0 | 0 | 3.5619 | 0 | 0 | 0 | 0 | 0 | 0 | 1.3007 | 0 | 0 | 9.1294 | 0 | 9.1294 | 31.4366 | 0 | 31.4366
2016 | Warehouse | 1B | 4835.13 | 0 | 0.10915 | 7.0715 | 9.7602 | 3.2574 | 7.8419 | 0 | 0 | 4.9102 | 0 | 0 | 0 | 0 | 0 | 0 | 1.3018 | 0 | 0 | 11.9818 | 0.10915 | 12.0909 | 34.1431 | 0.10915 | 34.2522
2016 | Warehouse | 2A | 4835.13 | 0 | 0.12007 | 4.1243 | 9.9768 | 3.2568 | 7.8419 | 0 | 0 | 2.8805 | 0 | 0 | 0 | 0 | 0 | 0 | 1.3403 | 0 | 0 | 7.0049 | 0.12007 | 7.1249 | 29.4207 | 0.12007 | 29.5407
2016 | Warehouse | 2B | 4835.13 | 0 | 0.22061 | 4.0249 | 10.507 | 3.2603 | 7.8419 | 0 | 0 | 4.0824 | 0 | 0 | 0 | 0 | 0 | 0 | 1.3432 | 0 | 0 | 8.1073 | 0.22061 | 8.3279 | 31.0597 | 0.22061 | 31.2803
2016 | Warehouse | 3A | 4835.13 | 0 | 10.1181 | 2.0377 | 10.233 | 3.2632 | 7.8419 | 0 | 0 | 2.9524 | 0 | 0 | 0 | 0 | 0 | 0 | 1.4081 | 0 | 0 | 4.9901 | 10.1181 | 15.1082 | 27.7362 | 10.1181 | 37.8543
2016 | Warehouse | 3B | 4835.13 | 0 | 1.7103 | 2.452 | 10.3295 | 3.2568 | 7.8419 | 0 | 0 | 3.6544 | 0 | 0 | 0 | 0 | 0 | 0 | 1.3909 | 0 | 0 | 6.1064 | 1.7103 | 7.8166 | 28.9255 | 1.7103 | 30.6357
2016 | Warehouse | 3C | 4835.13 | 0 | 0.17178 | 0.71468 | 10.2077 | 3.2672 | 7.8419 | 0 | 0 | 2.1245 | 0 | 0 | 0 | 0 | 0 | 0 | 1.415 | 0 | 0 | 2.8392 | 0.17178 | 3.0109 | 25.571 | 0.17178 | 25.7427
2016 | Warehouse | 4A | 4835.13 | 0 | 33.5289 | 1.0921 | 10.5357 | 3.2741 | 7.8419 | 0 | 0 | 2.4606 | 0 | 0 | 0 | 0 | 0 | 0 | 1.4615 | 0 | 0 | 3.5527 | 33.5289 | 37.0816 | 26.6654 | 33.5289 | 60.1943
2016 | Warehouse | 4B | 4835.13 | 0 | 11.1683 | 1.3185 | 10.7006 | 3.2574 | 7.8419 | 0 | 0 | 3.0604 | 0 | 0 | 0 | 0 | 0 | 0 | 1.446 | 0 | 0 | 4.3788 | 11.1683 | 15.5471 | 27.6248 | 11.1683 | 38.7931
2016 | Warehouse | 4C | 4835.13 | 0 | 14.6629 | 0.19993 | 10.9793 | 3.2821 | 7.8419 | 0 | 0 | 1.974 | 0 | 0 | 0 | 0 | 0 | 0 | 1.4782 | 0 | 0 | 2.1739 | 14.6629 | 16.8368 | 25.7548 | 14.6629 | 40.4177
2016 | Warehouse | 5A | 4835.13 | 0 | 56.9771 | 0.455 | 10.5846 | 3.2678 | 7.8419 | 0 | 0 | 2.2813 | 0 | 0 | 0 | 0 | 0 | 0 | 1.5058 | 0 | 0 | 2.7363 | 56.9771 | 59.7134 | 25.9363 | 56.9771 | 82.9134
2016 | Warehouse | 5B | 4835.13 | 0 | 28.6175 | 0.73364 | 10.7661 | 3.27 | 7.8419 | 0 | 0 | 2.8759 | 0 | 0 | 0 | 0 | 0 | 0 | 1.4931 | 0 | 0 | 3.6096 | 28.6175 | 32.2271 | 26.9813 | 28.6175 | 55.5989
2016 | Warehouse | 5C | 4835.13 | 0 | 13.1342 | 0.078132 | 10.8977 | 3.2804 | 7.8419 | 0 | 0 | 1.7752 | 0 | 0 | 0 | 0 | 0 | 0 | 1.5035 | 0 | 0 | 1.8533 | 13.1342 | 14.9875 | 25.3762 | 13.1342 | 38.5104
2016 | Warehouse | 6A | 4835.13 | 0 | 86.4558 | 0.40272 | 13.5674 | 3.2718 | 7.8419 | 0 | 0 | 2.4198 | 0 | 0 | 0 | 0 | 0 | 0 | 1.5385 | 0 | 0 | 2.8225 | 86.4558 | 89.2783 | 29.0432 | 86.4558 | 115.499
2016 | Warehouse | 6B | 4835.13 | 0 | 51.8905 | 0.32746 | 13.6242 | 3.2723 | 7.8419 | 0 | 0 | 2.4738 | 0 | 0 | 0 | 0 | 0 | 0 | 1.5305 | 0 | 0 | 2.8013 | 51.8905 | 54.6917 | 29.0708 | 51.8905 | 80.9613
2016 | Warehouse | 7 | 4835.13 | 0 | 79.313 | 0.24646 | 13.599 | 3.2815 | 7.8419 | 0 | 0 | 2.132 | 0 | 0 | 0 | 0 | 0 | 0 | 1.5776 | 0 | 0 | 2.3784 | 79.313 | 81.6915 | 28.6778 | 79.313 | 107.9909
2016 | Warehouse | 8 | 4835.13 | 0 | 82.0988 | 0.067791 | 13.7805 | 3.3683 | 7.8419 | 0 | 0 | 1.8562 | 0 | 0 | 0 | 0 | 0 | 0 | 1.6299 | 0 | 0 | 1.924 | 82.0988 | 84.0228 | 28.544 | 82.0988 | 110.6428
2019 | Warehouse | 0A | 4835.13 | 0 | 0 | 9.5206 | 8.9932 | 3.2632 | 7.8419 | 0 | 0 | 4.5977 | 0 | 0 | 0 | 0 | 0 | 0 | 1.2668 | 0 | 0 | 14.1183 | 0 | 14.1183 | 35.4839 | 0 | 35.4839
2019 | Warehouse | 0B | 4835.13 | 0 | 0.001149 | 9.9612 | 9.2098 | 3.2614 | 7.8419 | 0 | 0 | 5.645 | 0 | 0 | 0 | 0 | 0 | 0 | 1.265 | 0 | 0 | 15.6063 | 0.001149 | 15.6074 | 37.1845 | 0.001149 | 37.1856
2019 | Warehouse | 1A | 4835.13 | 0 | 0 | 5.3945 | 9.3919 | 3.2626 | 7.8419 | 0 | 0 | 3.47 | 0 | 0 | 0 | 0 | 0 | 0 | 1.3007 | 0 | 0 | 8.8645 | 0 | 8.8645 | 30.6616 | 0 | 30.6616
2019 | Warehouse | 1B | 4835.13 | 0 | 0.11318 | 6.9302 | 9.2914 | 3.2574 | 7.8419 | 0 | 0 | 4.858 | 0 | 0 | 0 | 0 | 0 | 0 | 1.3018 | 0 | 0 | 11.7881 | 0.11318 | 11.9013 | 33.4807 | 0.11318 | 33.5938
2019 | Warehouse | 2A | 4835.13 | 0 | 0.099963 | 3.9192 | 9.4333 | 3.2568 | 7.8419 | 0 | 0 | 3.2224 | 0 | 0 | 0 | 0 | 0 | 0 | 1.3403 | 0 | 0 | 7.1416 | 0.099963 | 7.2416 | 29.0139 | 0.099963 | 29.1139
2019 | Warehouse | 2B | 4835.13 | 0 | 0.22693 | 3.9164 | 9.8745 | 3.2603 | 7.8419 | 0 | 0 | 4.0301 | 0 | 0 | 0 | 0 | 0 | 0 | 1.3432 | 0 | 0 | 7.9465 | 0.22693 | 8.1734 | 30.2663 | 0.22693 | 30.4933
2019 | Warehouse | 3A | 4835.13 | 0 | 10.0359 | 1.9694 | 9.6384 | 3.2632 | 7.8419 | 0 | 0 | 2.8978 | 0 | 0 | 0 | 0 | 0 | 0 | 1.4081 | 0 | 0 | 4.8672 | 10.0359 | 14.9031 | 27.0187 | 10.0359 | 37.0546
2019 | Warehouse | 3B | 4835.13 | 0 | 1.7695 | 2.3641 | 9.7291 | 3.2568 | 7.8419 | 0 | 0 | 3.59 | 0 | 0 | 0 | 0 | 0 | 0 | 1.3909 | 0 | 0 | 5.9541 | 1.7695 | 7.7236 | 28.1734 | 1.7695 | 29.9429
2019 | Warehouse | 3C | 4835.13 | 0 | 0.20337 | 0.65321 | 9.6441 | 3.2672 | 7.8419 | 0 | 0 | 2.0521 | 0 | 0 | 0 | 0 | 0 | 0 | 1.415 | 0 | 0 | 2.7053 | 0.20337 | 2.9087 | 24.8735 | 0.20337 | 25.0769
2019 | Warehouse | 4A | 4835.13 | 0 | 33.7622 | 1.0473 | 9.5074 | 3.2741 | 7.8419 | 0 | 0 | 2.3779 | 0 | 0 | 0 | 0 | 0 | 0 | 1.4615 | 0 | 0 | 3.4252 | 33.7622 | 37.1873 | 25.5095 | 33.7622 | 59.2716
2019 | Warehouse | 4B | 4835.13 | 0 | 11.3958 | 1.2656 | 9.6303 | 3.2574 | 7.8419 | 0 | 0 | 2.9857 | 0 | 0 | 0 | 0 | 0 | 0 | 1.446 | 0 | 0 | 4.2513 | 11.3958 | 15.6471 | 26.4264 | 11.3958 | 37.8221
2019 | Warehouse | 4C | 4835.13 | 0 | 15.0007 | 0.18097 | 9.8808 | 3.2821 | 7.8419 | 0 | 0 | 1.9177 | 0 | 0 | 0 | 0 | 0 | 0 | 1.4782 | 0 | 0 | 2.0986 | 15.0007 | 17.0994 | 24.5817 | 15.0007 | 39.5824
2019 | Warehouse | 5A | 4835.13 | 0 | 57.165 | 0.4257 | 9.5493 | 3.2678 | 7.8419 | 0 | 0 | 2.2227 | 0 | 0 | 0 | 0 | 0 | 0 | 1.5058 | 0 | 0 | 2.6484 | 57.165 | 59.8134 | 24.8138 | 57.165 | 81.9787
2019 | Warehouse | 5B | 4835.13 | 0 | 28.922 | 0.68595 | 9.705 | 3.27 | 7.8419 | 0 | 0 | 2.7834 | 0 | 0 | 0 | 0 | 0 | 0 | 1.4931 | 0 | 0 | 3.4694 | 28.922 | 32.3914 | 25.7795 | 28.922 | 54.7015
2019 | Warehouse | 5C | 4835.13 | 0 | 13.4507 | 0.066642 | 9.8285 | 3.2804 | 7.8419 | 0 | 0 | 1.7172 | 0 | 0 | 0 | 0 | 0 | 0 | 1.5035 | 0 | 0 | 1.7838 | 13.4507 | 15.2346 | 24.2375 | 13.4507 | 37.6883
2019 | Warehouse | 6A | 4835.13 | 0 | 86.4506 | 0.42513 | 13.0032 | 3.2718 | 7.8419 | 0 | 0 | 2.3928 | 0 | 0 | 0 | 0 | 0 | 0 | 1.5385 | 0 | 0 | 2.8179 | 86.4506 | 89.2685 | 28.4739 | 86.4506 | 114.9245
2019 | Warehouse | 6B | 4835.13 | 0 | 51.995 | 0.31597 | 13.0463 | 3.2723 | 7.8419 | 0 | 0 | 2.4416 | 0 | 0 | 0 | 0 | 0 | 0 | 1.5305 | 0 | 0 | 2.7576 | 51.995 | 54.7526 | 28.4492 | 51.995 | 80.4442
2019 | Warehouse | 7 | 4835.13 | 0 | 79.3337 | 0.2321 | 13.0319 | 3.2815 | 7.8419 | 0 | 0 | 2.094 | 0 | 0 | 0 | 0 | 0 | 0 | 1.5776 | 0 | 0 | 2.3261 | 79.3337 | 81.6599 | 28.0591 | 79.3337 | 107.3928
2019 | Warehouse | 8 | 4835.13 | 0 | 81.9833 | 0.060897 | 13.202 | 3.3683 | 7.8419 | 0 | 0 | 1.8212 | 0 | 0 | 0 | 0 | 0 | 0 | 1.6299 | 0 | 0 | 1.8821 | 81.9833 | 83.8654 | 27.9241 | 81.9833 | 109.9074

## Convert
1 m2 = | 10.7639 | ft2
1 Btu = | 1055.0559 | J
1 m3/s = | 15850.3231 | gpm
m ft of H2O | 9804.1394 | Pa
1 kWh | 0.0036 | GJ
Electricity | 3.167 | Source-Site Multiplier
Gas | 1.084 | Source-Site Multiplier

## Weights
National Weighting Factors | Taken from PNNL - Development of National New Construction Weighting Factors for the Commercial Building Prototype Analyses (2003-2018) Report - June, 2020
Total Construction Area (in 1,000 sf) of Samples Aggregated by Climate Zone and Prototype Category (Excluding 'No Prototype') - Table 9 (Page 32)
Building Type | 1A | 1B | 2A | 2B | 3A | 3B | 3C | 4A | 4B | 4C | 5A | 5B | 5C | 6A | 6B | 7 | 8 | Sum by Building Type
Large Office | 16868.9 | 0 | 84133 | 10300 | 83929.9 | 39669.7 | 35451.3 | 174052.1 | 120 | 36842.8 | 74518.9 | 23820 | 162.4 | 13990.2 | 543.7 | 1295.3 | 0 | 595698.2
Medium Office | 21848.7 | 0 | 120104.5 | 29913.5 | 112127.8 | 68844.9 | 25436.2 | 146920.8 | 3930.2 | 26285.4 | 135800.4 | 48290.8 | 367.3 | 26562.7 | 4003.6 | 3172.6 | 355.8 | 773965.2
Small Office | 17162 | 0 | 118476.5 | 23865 | 107666 | 42488.3 | 7232.6 | 89124.6 | 4779 | 14328.2 | 103506.7 | 31856.1 | 348.6 | 20126.3 | 3364.7 | 2423.4 | 123.3 | 586871.3
Stand-Alone Retail | 44821.4 | 0 | 276996.8 | 47518.4 | 274753.6 | 131884 | 18800.7 | 296430.9 | 12655 | 40896.3 | 365606.6 | 82967.5 | 1746.1 | 76240.9 | 9590.5 | 8943.2 | 978.6 | 1690830.5
Strip Mall | 24133.5 | 0 | 97829.6 | 21386.8 | 107582.3 | 65526.1 | 13714.2 | 102063.9 | 2660 | 13523.3 | 93823.4 | 19265.5 | 320.7 | 9083.4 | 1277.3 | 1241.9 | 142.7 | 573574.6
Primary School | 20212.6 | 0 | 150817.8 | 18538.4 | 145027.2 | 55388 | 6782.8 | 136250.3 | 5012.7 | 17810.8 | 119331.6 | 35831.3 | 275.6 | 24237.3 | 7302.9 | 2951.1 | 203.5 | 745973.9
Secondary School | 40614.2 | 0 | 287327.1 | 29704.4 | 334229.3 | 118573.4 | 20879.6 | 305440.9 | 10982.6 | 41838.1 | 336475 | 78271.9 | 1356.4 | 56653.1 | 14616.9 | 9338.2 | 1007 | 1687308.1
Hospital | 14357 | 0 | 115638 | 16770.3 | 97542.2 | 48683.2 | 15213.1 | 142347.1 | 3958.4 | 19933.8 | 146341.6 | 36183.7 | 1052.2 | 30415.3 | 4953.1 | 5087.4 | 353.2 | 698829.6
Outpatient Healthcare | 8459.8 | 0 | 83724.7 | 13739 | 81971.1 | 27005.3 | 6808.4 | 95704.8 | 3206.7 | 15204.9 | 123690.4 | 31275.6 | 577.4 | 27946.6 | 4166.9 | 4450.1 | 322 | 528253.7
Full Service Restaurant | 4806.4 | 0 | 27341.3 | 4221.9 | 25969.4 | 12984.3 | 1983.3 | 25253.3 | 1169.2 | 3264.8 | 30123.8 | 6946.8 | 99.1 | 4506.9 | 684.3 | 669.4 | 131.2 | 150155.4
Quick Service Restaurant | 1221.9 | 0 | 10390.4 | 1466.5 | 10037.7 | 3127.6 | 293.3 | 8515.8 | 309.8 | 706.6 | 10452.5 | 2695 | 13 | 1637.2 | 278.9 | 139 | 4.2 | 51289.4
Large Hotel | 27678.8 | 0 | 109029.4 | 16191.3 | 86868.1 | 84587.5 | 14080.2 | 126031.1 | 3666.5 | 20721 | 100465.6 | 29721.9 | 326.6 | 22180.4 | 6451 | 3756.5 | 86.2 | 651842.1
Small Hotel | 5057.2 | 0 | 46920.4 | 3747.1 | 41402.8 | 16408.6 | 2357.9 | 47016 | 2112.5 | 4011.4 | 42132.1 | 14696 | 318.9 | 12700.3 | 3926.8 | 2436.8 | 157.6 | 245402.4
Warehouse | 82424.4 | 0 | 544781.6 | 96607.6 | 428770.5 | 344959.7 | 28244.9 | 570756.4 | 8114.5 | 83618.4 | 484733 | 125953.1 | 467.4 | 57271.5 | 4666.3 | 5637.9 | 316.2 | 2867323.4
High-Rise Apartment | 222690.7 | 0 | 184107.2 | 12910.4 | 87935.1 | 97550.3 | 45192.2 | 504188.6 | 0 | 76376.9 | 209659.8 | 28818.6 | 0 | 17490.5 | 1373 | 631.9 | 0 | 1488925.2
Mid-Rise Apartment | 55967 | 0 | 346765.7 | 41767 | 274789.5 | 181789.4 | 76095.8 | 466118.4 | 4005.4 | 109081.4 | 342812.1 | 112610.4 | 1021.3 | 88294.7 | 7987.3 | 6374.6 | 1.7 | 2115481.7
Sum by CZ | 608324.5 | 0 | 2604384 | 388647.6 | 2300602.5 | 1339470.3 | 318566.5 | 3236215 | 66682.5 | 524444.1 | 2719473.5 | 709204.2 | 8453 | 489337.3 | 75187.2 | 58549.3 | 4183.2 | 15451724.7
Weighting Factor Table
Building Type | 1A | 1B | 2A | 2B | 3A | 3B | 3C | 4A | 4B | 4C | 5A | 5B | 5C | 6A | 6B | 7 | 8 | Sum by Building Type
Large Office | 0.1092% | 0% | 0.5445% | 0.06666% | 0.5432% | 0.2567% | 0.2294% | 1.126% | 0.0007766% | 0.2384% | 0.4823% | 0.1542% | 0.001051% | 0.09054% | 0.003519% | 0.008383% | 0% | 3.855%
Medium Office | 0.1414% | 0% | 0.7773% | 0.1936% | 0.7257% | 0.4455% | 0.1646% | 0.9508% | 0.02544% | 0.1701% | 0.8789% | 0.3125% | 0.002377% | 0.1719% | 0.02591% | 0.02053% | 0.002303% | 5.009%
Small Office | 0.1111% | 0% | 0.7668% | 0.1544% | 0.6968% | 0.275% | 0.04681% | 0.5768% | 0.03093% | 0.09273% | 0.6699% | 0.2062% | 0.002256% | 0.1303% | 0.02178% | 0.01568% | 0.000798% | 3.798%
Stand-Alone Retail | 0.2901% | 0% | 1.793% | 0.3075% | 1.778% | 0.8535% | 0.1217% | 1.918% | 0.0819% | 0.2647% | 2.366% | 0.5369% | 0.0113% | 0.4934% | 0.06207% | 0.05788% | 0.006333% | 10.94%
Strip Mall | 0.1562% | 0% | 0.6331% | 0.1384% | 0.6962% | 0.4241% | 0.08876% | 0.6605% | 0.01721% | 0.08752% | 0.6072% | 0.1247% | 0.002075% | 0.05879% | 0.008266% | 0.008037% | 0.0009235% | 3.712%
Primary School | 0.1308% | 0% | 0.9761% | 0.12% | 0.9386% | 0.3585% | 0.0439% | 0.8818% | 0.03244% | 0.1153% | 0.7723% | 0.2319% | 0.001784% | 0.1569% | 0.04726% | 0.0191% | 0.001317% | 4.828%
Secondary School | 0.2628% | 0% | 1.86% | 0.1922% | 2.163% | 0.7674% | 0.1351% | 1.977% | 0.07108% | 0.2708% | 2.178% | 0.5066% | 0.008778% | 0.3666% | 0.0946% | 0.06043% | 0.006517% | 10.92%
Hospital | 0.09292% | 0% | 0.7484% | 0.1085% | 0.6313% | 0.3151% | 0.09846% | 0.9212% | 0.02562% | 0.129% | 0.9471% | 0.2342% | 0.00681% | 0.1968% | 0.03206% | 0.03292% | 0.002286% | 4.523%
Outpatient Healthcare | 0.05475% | 0% | 0.5418% | 0.08892% | 0.5305% | 0.1748% | 0.04406% | 0.6194% | 0.02075% | 0.0984% | 0.8005% | 0.2024% | 0.003737% | 0.1809% | 0.02697% | 0.0288% | 0.002084% | 3.419%
Full Service Restaurant | 0.03111% | 0% | 0.1769% | 0.02732% | 0.1681% | 0.08403% | 0.01284% | 0.1634% | 0.007567% | 0.02113% | 0.195% | 0.04496% | 0.0006414% | 0.02917% | 0.004429% | 0.004332% | 0.0008491% | 0.9718%
Quick Service Restaurant | 0.007908% | 0% | 0.06724% | 0.009491% | 0.06496% | 0.02024% | 0.001898% | 0.05511% | 0.002005% | 0.004573% | 0.06765% | 0.01744% | 8.413e-05% | 0.0106% | 0.001805% | 0.0008996% | 2.718e-05% | 0.3319%
Large Hotel | 0.1791% | 0% | 0.7056% | 0.1048% | 0.5622% | 0.5474% | 0.09112% | 0.8156% | 0.02373% | 0.1341% | 0.6502% | 0.1924% | 0.002114% | 0.1435% | 0.04175% | 0.02431% | 0.0005579% | 4.219%
Small Hotel | 0.03273% | 0% | 0.3037% | 0.02425% | 0.2679% | 0.1062% | 0.01526% | 0.3043% | 0.01367% | 0.02596% | 0.2727% | 0.09511% | 0.002064% | 0.08219% | 0.02541% | 0.01577% | 0.00102% | 1.588%
Warehouse | 0.5334% | 0% | 3.526% | 0.6252% | 2.775% | 2.232% | 0.1828% | 3.694% | 0.05252% | 0.5412% | 3.137% | 0.8151% | 0.003025% | 0.3706% | 0.0302% | 0.03649% | 0.002046% | 18.56%
High-Rise Apartment | 1.441% | 0% | 1.191% | 0.08355% | 0.5691% | 0.6313% | 0.2925% | 3.263% | 0% | 0.4943% | 1.357% | 0.1865% | 0% | 0.1132% | 0.008886% | 0.00409% | 0% | 9.636%
Mid-Rise Apartment | 0.3622% | 0% | 2.244% | 0.2703% | 1.778% | 1.176% | 0.4925% | 3.017% | 0.02592% | 0.7059% | 2.219% | 0.7288% | 0.00661% | 0.5714% | 0.05169% | 0.04125% | 1.1e-05% | 13.69%
Sum by CZ | 3.937% | 0% | 16.85% | 2.515% | 14.89% | 8.669% | 2.062% | 20.94% | 0.4316% | 3.394% | 17.6% | 4.59% | 0.05471% | 3.167% | 0.4866% | 0.3789% | 0.02707% | 100%

## SWH
Serving Water Heating Pump Energy Use
Building Type | SWH Pump Energy (GJ/yr) | Floor Area (m2) |  | Note: The prototype model pump energy usage category includes HVAC pumping and SWH pumping (depending on the building type), this study on HVAC energy performance
Large Office | 1.3294 | 46320.38 |  | subtracted out SWH pump energy in order to isolate HVAC pumping energy.
Medium Office | 0.15 | 4982.19
Small Office | 0 | 511.16
Stand-Alone Retail | 0 | 2293.99
Strip Mall | 0 | 2090.32
Primary School | 0.14659 | 6871
Secondary School | 0.76237 | 19592
Hospital | 0.78826 | 22436.18
Outpatient Healthcare | 0.22745 | 3804.01
Full Service Restaurant | 0.45 | 511.15
Quick Service Restaurant | 0 | 232.34
Large Hotel | 1.5108 | 11345.29
Small Hotel | 0.26 | 4013.58
Warehouse | 0 | 4835.13
High-Rise Apartment | 1.1648 | 7836.48
Mid-Rise Apartment | 0 | 3134.61
| High-Rise Apartment |  |  |  | Hospital |  |  | Large Hotel |  |  | Large Office |  |  | Outpatient Healtchare |  |  | Primary School |  |  | Secondary School
|  | 1.1648 | GJ/yr |  |  | 0.78826 | GJ/yr |  | 1.5108 | GJ/yr |  | 1.3294 | GJ/yr |  | 0.22745 | GJ/yr |  | 0.14659 | GJ/yr |  | 0.76237 | GJ/yr

## Office
Large Office - 90.1 HVAC Energy Use - Site EUI (kWh/m2/yr)
Large Office | Ho Chi Minh City | Dubai | Honolulu | New Delhi | Tampa | Tucson | Atlanta | El Paso | San Diego | New York | Albuquerque | Seattle | Buffalo | Denver | Port Angeles | Rochester | Great Falls | International Falls | Fairbanks | National | % National HVAC Energy Improvement per Publication Year
Year | 0A | 0B | 1A | 1B | 2A | 2B | 3A | 3B | 3C | 4A | 4B | 4C | 5A | 5B | 5C | 6A | 6B | 7 | 8 | All | All
2004 | 132.9418 | 110.1102 | 101.5716 | 98.5651 | 98.0565 | 78.0431 | 86.6995 | 71.5367 | 59.7159 | 92.4729 | 78.5565 | 63.8802 | 97.4355 | 90.4981 | 59.9241 | 121.18 | 102.487 | 129.0047 | 147.9533 | 90.9052 | 0%
2007 | 125.7098 | 105.7373 | 96.8057 | 95.107 | 91.0012 | 69.9928 | 81.4559 | 69.6384 | 53.1451 | 83.4724 | 72.945 | 56.9305 | 84.9698 | 80.7004 | 51.8953 | 105.4558 | 89.8595 | 107.4112 | 129.1971 | 82.8056 | -8.91%
2010 | 97.4744 | 87.1499 | 76.28 | 79.2992 | 67.4539 | 62.3874 | 59.8699 | 58.6525 | 38.4919 | 59.3393 | 58.8097 | 40.1223 | 62.466 | 62.2661 | 36.7267 | 77.4429 | 67.9399 | 79.9375 | 96.3462 | 61.7612 | -25.41%
2013 | 87.2229 | 83.4801 | 71.9307 | 75.0484 | 62.774 | 60.3346 | 55.2972 | 57.4393 | 37.5159 | 51.3529 | 55.8249 | 36.4592 | 49.5349 | 58.0415 | 34.6924 | 60.8164 | 62.9441 | 61.6114 | 72.2085 | 55.0359 | -10.89%
2016 | 82.7444 | 81.7056 | 70.0742 | 74.5177 | 59.7165 | 59.8843 | 52.3828 | 57.9836 | 37.4644 | 47.1451 | 55.0261 | 35.7437 | 46.5551 | 57.2341 | 33.6932 | 54.9293 | 61.6322 | 54.4123 | 58.0149 | 52.3533 | -4.874%
2019 | 78.5133 | 77.8806 | 65.568 | 70.0302 | 55.6785 | 56.6824 | 47.0747 | 55.6821 | 35.2596 | 43.8462 | 53.7902 | 34.9543 | 42.7864 | 56.159 | 33.8124 | 51.488 | 60.7086 | 50.0906 | 53.2313 | 48.8127 | -6.763%
% HVAC EUI Savings vs. 90.1-2004 Baseline
2004 | 0% | 0% | 0% | 0% | 0% | 0% | 0% | 0% | 0% | 0% | 0% | 0% | 0% | 0% | 0% | 0% | 0% | 0% | 0% | 0%
2007 | -5.44% | -3.971% | -4.692% | -3.508% | -7.195% | -10.32% | -6.048% | -2.654% | -11% | -9.733% | -7.143% | -10.88% | -12.79% | -10.83% | -13.4% | -12.98% | -12.32% | -16.74% | -12.68% | -8.91%
2010 | -26.68% | -20.85% | -24.9% | -19.55% | -31.21% | -20.06% | -30.95% | -18.01% | -35.54% | -35.83% | -25.14% | -37.19% | -35.89% | -31.2% | -38.71% | -36.09% | -33.71% | -38.04% | -34.88% | -32.06%
2013 | -34.39% | -24.18% | -29.18% | -23.86% | -35.98% | -22.69% | -36.22% | -19.71% | -37.18% | -44.47% | -28.94% | -42.93% | -49.16% | -35.86% | -42.11% | -49.81% | -38.58% | -52.24% | -51.2% | -39.46%
2016 | -37.76% | -25.8% | -31.01% | -24.4% | -39.1% | -23.27% | -39.58% | -18.95% | -37.26% | -49.02% | -29.95% | -44.05% | -52.22% | -36.76% | -43.77% | -54.67% | -39.86% | -57.82% | -60.79% | -42.41%
2019 | -40.94% | -29.27% | -35.45% | -28.95% | -43.22% | -27.37% | -45.7% | -22.16% | -40.95% | -52.58% | -31.53% | -45.28% | -56.09% | -37.94% | -43.57% | -57.51% | -40.76% | -61.17% | -64.02% | -46.3%
Medium Office - 90.1 HVAC Energy Use - Site EUI (kWh/m2/yr)
Medium Office | Ho Chi Minh City | Dubai | Honolulu | New Delhi | Tampa | Tucson | Atlanta | El Paso | San Diego | New York | Albuquerque | Seattle | Buffalo | Denver | Port Angeles | Rochester | Great Falls | International Falls | Fairbanks | National | % National HVAC Energy Improvement per Publication Year
Year | 0A | 0B | 1A | 1B | 2A | 2B | 3A | 3B | 3C | 4A | 4B | 4C | 5A | 5B | 5C | 6A | 6B | 7 | 8 | All | All
2004 | 103.9692 | 84.6933 | 68.0831 | 71.2845 | 66.2783 | 51.3546 | 54.377 | 39.334 | 33.8918 | 62.3064 | 42.4696 | 40.2595 | 71.2527 | 52.7585 | 37.682 | 97.1962 | 71.2081 | 108.3805 | 133.2056 | 60.8009 | 0% |  | Year
2007 | 94.7776 | 78.629 | 63.5781 | 66.4595 | 58.543 | 45.022 | 47.4161 | 35.4981 | 25.7278 | 49.7974 | 34.5168 | 30.8309 | 56.8386 | 40.9224 | 28.0505 | 78.3875 | 54.7478 | 84.7407 | 112.9986 | 50.7929 | -16.46% | Building Type | 2004 | 2007 | 2010 | 2013 | 2016 | 2019
2010 | 74.2339 | 63.4995 | 50.7865 | 52.9419 | 44.3128 | 34.7833 | 34.5659 | 27.0731 | 17.102 | 33.3973 | 25.0213 | 19.0088 | 39.266 | 29.4861 | 17.7454 | 54.8738 | 38.3354 | 59.9318 | 82.277 | 36.3846 | -28.37% | Large Office | 90.9052 | 82.8056 | 61.7612 | 55.0359 | 52.3533 | 48.8127
2013 | 61.6329 | 57.0761 | 43.4994 | 47.3342 | 36.8345 | 31.4414 | 29.4973 | 25.0213 | 15.5749 | 29.7867 | 22.3898 | 15.983 | 35.1073 | 25.9898 | 14.7247 | 49.0296 | 33.4508 | 40.6303 | 56.988 | 31.736 | -12.78% | Medium Office | 60.8009 | 50.7929 | 36.3846 | 31.736 | 30.9617 | 30.6127
2016 | 57.2439 | 55.0355 | 42.4546 | 46.8803 | 36.0757 | 31.0489 | 28.7797 | 24.6143 | 15.4829 | 29.102 | 21.5696 | 15.4523 | 34.281 | 25.2622 | 14.3099 | 46.9628 | 31.8339 | 32.7728 | 40.9219 | 30.9617 | -2.44% | Small Office | 48.4107 | 39.7359 | 35.3393 | 29.08 | 28.4799 | 27.2847
2019 | 59.2187 | 54.4729 | 41.1014 | 44.8687 | 35.6648 | 30.3135 | 27.5743 | 24.6132 | 14.7838 | 29.2235 | 22.0714 | 15.7327 | 34.1639 | 25.5326 | 14.9421 | 46.0412 | 31.6979 | 29.5319 | 36.7927 | 30.6127 | -1.127%
% HVAC EUI Savings vs. 90.1-2004 Baseline
2004 | 0% | 0% | 0% | 0% | 0% | 0% | 0% | 0% | 0% | 0% | 0% | 0% | 0% | 0% | 0% | 0% | 0% | 0% | 0% | 0%
2007 | -6.914% | -5.508% | -4.435% | -4.895% | -7.889% | -8.114% | -8.029% | -5.362% | -13.67% | -13.53% | -10.12% | -14.76% | -14.79% | -13.08% | -16.07% | -15.52% | -16.06% | -18.32% | -13.66% | -16.46%
2010 | -22.37% | -19.25% | -17.03% | -18.61% | -22.4% | -21.23% | -22.85% | -17.14% | -28.12% | -31.26% | -22.21% | -33.27% | -32.83% | -25.72% | -33.27% | -34.93% | -32.07% | -37.56% | -34.42% | -40.16%
2013 | -31.85% | -25.08% | -24.2% | -24.3% | -30.03% | -25.52% | -28.7% | -20.01% | -30.67% | -35.17% | -25.56% | -38% | -37.1% | -29.58% | -38.31% | -39.75% | -36.84% | -52.52% | -51.51% | -47.8%
2016 | -35.15% | -26.93% | -25.23% | -24.76% | -30.8% | -26.02% | -29.52% | -20.58% | -30.83% | -35.91% | -26.61% | -38.83% | -37.94% | -30.38% | -39% | -41.45% | -38.42% | -58.61% | -62.37% | -49.08%
2019 | -33.66% | -27.45% | -26.56% | -26.8% | -31.22% | -26.96% | -30.91% | -20.58% | -32% | -35.78% | -25.97% | -38.4% | -38.06% | -30.08% | -37.95% | -42.21% | -38.55% | -61.12% | -65.16% | -49.65%
Small Office - 90.1 HVAC Energy Use - Site EUI (kWh/m2/yr)
Small Office | Ho Chi Minh City | Dubai | Honolulu | New Delhi | Tampa | Tucson | Atlanta | El Paso | San Diego | New York | Albuquerque | Seattle | Buffalo | Denver | Port Angeles | Rochester | Great Falls | International Falls | Fairbanks | National | % National HVAC Energy Improvement per Publication Year
Year | 0A | 0B | 1A | 1B | 2A | 2B | 3A | 3B | 3C | 4A | 4B | 4C | 5A | 5B | 5C | 6A | 6B | 7 | 8 | All | All
2004 | 91.8553 | 73.9549 | 68.9662 | 61.1898 | 59.2389 | 48.4247 | 43.61 | 39.2843 | 28.5679 | 40.9363 | 38.5126 | 25.3128 | 51.4951 | 44.4849 | 23.8727 | 81.4161 | 58.7879 | 102.8434 | 126.9444 | 48.4107 | 0%
2007 | 75.3406 | 61.6734 | 57.8477 | 51.5549 | 49.3866 | 41.3221 | 35.7955 | 32.9751 | 25.3726 | 34.8119 | 33.8392 | 22.6826 | 39.9418 | 35.0347 | 19.96 | 63.1516 | 45.0229 | 74.569 | 98.4906 | 39.7359 | -17.92%
2010 | 69.4771 | 56.8804 | 52.7884 | 47.3705 | 44.8272 | 37.616 | 32.4425 | 29.8776 | 21.9218 | 30.2743 | 30.2091 | 20.498 | 34.9858 | 31.5568 | 18.6395 | 52.2559 | 38.893 | 62.4995 | 85.9266 | 35.3393 | -11.06%
2013 | 49.0551 | 49.0388 | 38.1051 | 40.8765 | 33.7142 | 32.899 | 26.079 | 27.0192 | 18.808 | 25.2367 | 25.1389 | 17.9439 | 30.258 | 26.6496 | 16.7267 | 47.24 | 34.6271 | 55.5653 | 77.9925 | 29.08 | -17.71%
2016 | 46.8596 | 46.5119 | 36.9149 | 39.4473 | 32.5349 | 31.66 | 25.4867 | 26.1334 | 17.9494 | 24.7911 | 23.8184 | 17.2103 | 30.3612 | 26.3344 | 16.493 | 46.7292 | 34.263 | 55.1686 | 74.9059 | 28.4799 | -2.064%
2019 | 45.3326 | 44.887 | 34.801 | 37.116 | 30.872 | 29.8667 | 24.2042 | 24.6118 | 16.5039 | 23.8673 | 22.4435 | 16.2702 | 29.6765 | 25.2258 | 15.6942 | 46.0119 | 33.4696 | 54.1361 | 73.6506 | 27.2847 | -4.197%
% HVAC EUI Savings vs. 90.1-2004 Baseline
2004 | 0% | 0% | 0% | 0% | 0% | 0% | 0% | 0% | 0% | 0% | 0% | 0% | 0% | 0% | 0% | 0% | 0% | 0% | 0% | 0%
2007 | -12.42% | -11.15% | -10.95% | -9.775% | -10.05% | -9.101% | -9.013% | -8.819% | -5.351% | -6.623% | -5.949% | -4.117% | -11.86% | -10.44% | -6.529% | -15.07% | -13.43% | -21.92% | -19.23% | -17.92%
2010 | -16.83% | -15.51% | -15.93% | -14.02% | -14.7% | -13.85% | -12.88% | -13.15% | -11.13% | -11.53% | -10.57% | -7.537% | -16.94% | -14.29% | -8.733% | -24.06% | -19.41% | -31.27% | -27.72% | -27%
2013 | -32.19% | -22.63% | -30.38% | -20.61% | -26.03% | -19.89% | -20.22% | -17.15% | -16.34% | -16.98% | -17.02% | -11.54% | -21.8% | -19.71% | -11.93% | -28.2% | -23.57% | -36.65% | -33.09% | -39.93%
2016 | -33.85% | -24.92% | -31.56% | -22.06% | -27.23% | -21.48% | -20.9% | -18.38% | -17.78% | -17.46% | -18.71% | -12.68% | -21.69% | -20.06% | -12.32% | -28.62% | -23.93% | -36.96% | -35.17% | -41.17%
2019 | -34.99% | -26.4% | -33.64% | -24.42% | -28.93% | -23.78% | -22.38% | -20.51% | -20.2% | -18.46% | -20.46% | -14.16% | -22.39% | -21.28% | -13.65% | -29.22% | -24.7% | -37.76% | -36.02% | -43.64%

## Retail
Stand-Alone Retail - 90.1 HVAC Energy Use - Site EUI (kWh/m2/yr)
Stand-Alone Retail | Ho Chi Minh City | Dubai | Honolulu | New Delhi | Tampa | Tucson | Atlanta | El Paso | San Diego | New York | Albuquerque | Seattle | Buffalo | Denver | Port Angeles | Rochester | Great Falls | International Falls | Fairbanks | National | % National HVAC Energy Improvement per Publication Year
Year | 0A | 0B | 1A | 1B | 2A | 2B | 3A | 3B | 3C | 4A | 4B | 4C | 5A | 5B | 5C | 6A | 6B | 7 | 8 | All | All
2004 | 222.5671 | 198.5793 | 164.9286 | 172.1164 | 156.5637 | 135.3827 | 131.1034 | 106.2075 | 76.6798 | 161.4472 | 111.3974 | 106.7233 | 180.5745 | 140.0217 | 108.7491 | 229.445 | 176.3267 | 260.3627 | 320.2705 | 151.9759 | 0%
2007 | 202.9276 | 191.1262 | 154.969 | 165.8573 | 129.2387 | 114.9647 | 111.4942 | 96.3048 | 66.851 | 122.9227 | 92.6055 | 78.3424 | 135.1442 | 110.3512 | 76.7089 | 172.5245 | 131.7258 | 191.4483 | 251.2653 | 121.6965 | -19.92%
2010 | 141.4203 | 121.8062 | 101.0999 | 104.7193 | 78.9345 | 66.558 | 72.7166 | 59.8266 | 40.5528 | 93.8188 | 65.5638 | 65.0589 | 113.8325 | 84.5046 | 68.3392 | 144.7212 | 108.2285 | 167.0258 | 232.1683 | 87.7041 | -27.93%
2013 | 110.5534 | 114.6135 | 84.5494 | 97.4551 | 64.3578 | 57.4811 | 53.249 | 50.2581 | 32.3975 | 56.9762 | 52.8107 | 49.069 | 65.7007 | 70.4619 | 50.4713 | 89.3821 | 92.7012 | 98.7375 | 132.1061 | 60.9178 | -30.54%
2016 | 106.6688 | 110.7798 | 84.6088 | 94.3879 | 64.7259 | 54.9734 | 62.6226 | 50.2509 | 30.4552 | 80.7775 | 53.0105 | 51.331 | 100.0016 | 72.231 | 54.7857 | 130.2122 | 94.7718 | 99.6493 | 132.6352 | 74.7638 | 22.73%
2019 | 117.3283 | 107.3615 | 81.073 | 91.2977 | 61.6115 | 53.4755 | 62.1079 | 49.1369 | 28.1303 | 82.3529 | 53.2599 | 54.8002 | 102.5167 | 73.672 | 57.9364 | 132.5045 | 97.414 | 101.4789 | 135.0049 | 74.8932 | 0.173%
% HVAC EUI Savings vs. 90.1-2004 Baseline
2004 | 0% | 0% | 0% | 0% | 0% | 0% | 0% | 0% | 0% | 0% | 0% | 0% | 0% | 0% | 0% | 0% | 0% | 0% | 0% | 0%
2007 | -8.824% | -3.753% | -6.039% | -3.637% | -17.45% | -15.08% | -14.96% | -9.324% | -12.82% | -23.86% | -16.87% | -26.59% | -25.16% | -21.19% | -29.46% | -24.81% | -25.29% | -26.47% | -21.55% | -19.92%
2010 | -36.46% | -38.66% | -38.7% | -39.16% | -49.58% | -50.84% | -44.53% | -43.67% | -47.11% | -41.89% | -41.14% | -39.04% | -36.96% | -39.65% | -37.16% | -36.93% | -38.62% | -35.85% | -27.51% | -42.29%
2013 | -50.33% | -42.28% | -48.74% | -43.38% | -58.89% | -57.54% | -59.38% | -52.68% | -57.75% | -64.71% | -52.59% | -54.02% | -63.62% | -49.68% | -53.59% | -61.04% | -47.43% | -62.08% | -58.75% | -59.92%
2016 | -52.07% | -44.21% | -48.7% | -45.16% | -58.66% | -59.39% | -52.23% | -52.69% | -60.28% | -49.97% | -52.41% | -51.9% | -44.62% | -48.41% | -49.62% | -43.25% | -46.25% | -61.73% | -58.59% | -50.81%
2019 | -47.28% | -45.94% | -50.84% | -46.96% | -60.65% | -60.5% | -52.63% | -53.74% | -63.31% | -48.99% | -52.19% | -48.65% | -43.23% | -47.39% | -46.72% | -42.25% | -44.75% | -61.02% | -57.85% | -50.72%
Strip Mall - 90.1 HVAC Energy Use - Site EUI (kWh/m2/yr)
Strip Mall | Ho Chi Minh City | Dubai | Honolulu | New Delhi | Tampa | Tucson | Atlanta | El Paso | San Diego | New York | Albuquerque | Seattle | Buffalo | Denver | Port Angeles | Rochester | Great Falls | International Falls | Fairbanks | National | % National HVAC Energy Improvement per Publication Year
Year | 0A | 0B | 1A | 1B | 2A | 2B | 3A | 3B | 3C | 4A | 4B | 4C | 5A | 5B | 5C | 6A | 6B | 7 | 8 | All | All
2004 | 199.4737 | 175.4941 | 141.0815 | 149.686 | 131.8857 | 115.7199 | 125.0792 | 95.412 | 55.0128 | 165.2392 | 101.0744 | 113.809 | 192.9037 | 135.9959 | 119.8979 | 254.9131 | 186.6195 | 286.7809 | 362.9349 | 148.0532 | 0% |  | Year
2007 | 193.8565 | 171.6457 | 139.855 | 147.3605 | 125.1709 | 111.4502 | 99.7362 | 81.318 | 53.4953 | 114.7179 | 74.6683 | 72.255 | 135.7169 | 98.0525 | 73.5852 | 177.013 | 128.2991 | 202.0358 | 275.3008 | 114.7065 | -22.52% | Building Type | 2004 | 2007 | 2010 | 2013 | 2016 | 2019
2010 | 147.0867 | 125.4832 | 101.2604 | 108.7898 | 87.8906 | 76.9699 | 74.0623 | 59.5908 | 40.2729 | 95.0572 | 61.337 | 66.1409 | 118.7312 | 83.6727 | 70.6364 | 157.0453 | 115.8794 | 182.1545 | 255.8234 | 91.2503 | -20.45% | Stand-Alone Retail | 151.9759 | 121.6965 | 87.7041 | 60.9178 | 74.7638 | 74.8932
2013 | 114.2874 | 104.6172 | 76.0025 | 86.8474 | 65.8738 | 56.068 | 59.9337 | 44.2277 | 32.5057 | 82.094 | 47.7067 | 57.9005 | 106.1387 | 70.279 | 62.4811 | 140.1394 | 104.0418 | 160.6944 | 193.0818 | 75.8435 | -16.88% | Strip Mall | 148.0532 | 114.7065 | 91.2503 | 75.8435 | 77.7425 | 78.1596
2016 | 108.3885 | 99.4066 | 71.7115 | 82.7784 | 62.5037 | 53.1378 | 59.935 | 46.3499 | 31.3283 | 86.2866 | 50.6236 | 63.1788 | 111.6615 | 77.3459 | 68.4066 | 144.3772 | 108.4164 | 166.9867 | 196.909 | 77.7425 | 2.504%
2019 | 106.0391 | 97.2671 | 69.1069 | 80.4622 | 60.7536 | 51.5485 | 59.9509 | 45.8237 | 29.6565 | 88.2215 | 54.1796 | 64.8572 | 113.514 | 78.3572 | 71.4922 | 146.2615 | 110.9333 | 169.1089 | 199.382 | 78.1596 | 0.5365%
% HVAC EUI Savings vs. 90.1-2004 Baseline
2004 | 0% | 0% | 0% | 0% | 0% | 0% | 0% | 0% | 0% | 0% | 0% | 0% | 0% | 0% | 0% | 0% | 0% | 0% | 0% | 0%
2007 | -2.524% | -1.938% | -0.7437% | -1.351% | -4.289% | -3.154% | -19.33% | -13.27% | -1.979% | -31.29% | -23.7% | -38.94% | -31.67% | -27.1% | -42.59% | -33.95% | -33.08% | -32.55% | -27.36% | -22.52%
2010 | -23.54% | -25.18% | -24.14% | -23.76% | -28.1% | -28.62% | -38.91% | -33.73% | -19.22% | -43.47% | -35.67% | -44.67% | -41.08% | -37.37% | -45.3% | -42.65% | -40.12% | -40.18% | -33.44% | -38.37%
2013 | -38.27% | -35.69% | -39.46% | -36.51% | -42.16% | -44.06% | -49.69% | -48.19% | -29.35% | -51.5% | -47.91% | -52.39% | -48.05% | -46.93% | -52.8% | -50.02% | -46.83% | -48.43% | -53.03% | -48.77%
2016 | -40.92% | -38.32% | -42.06% | -38.87% | -44.32% | -46.23% | -49.69% | -46.19% | -30.89% | -48.9% | -45.29% | -47.44% | -44.99% | -41.89% | -47.35% | -48.18% | -44.35% | -46.01% | -51.84% | -47.49%
2019 | -41.98% | -39.39% | -43.64% | -40.22% | -45.43% | -47.4% | -49.68% | -46.69% | -33.07% | -47.7% | -42.1% | -45.87% | -43.97% | -41.16% | -44.51% | -47.35% | -42.92% | -45.2% | -51.07% | -47.21%

## Schools
Primary School - 90.1 HVAC Energy Use - Site EUI (kWh/m2/yr)
Primary School | Ho Chi Minh City | Dubai | Honolulu | New Delhi | Tampa | Tucson | Atlanta | El Paso | San Diego | New York | Albuquerque | Seattle | Buffalo | Denver | Port Angeles | Rochester | Great Falls | International Falls | Fairbanks | National | % National HVAC Energy Improvement per Publication Year
Year | 0A | 0B | 1A | 1B | 2A | 2B | 3A | 3B | 3C | 4A | 4B | 4C | 5A | 5B | 5C | 6A | 6B | 7 | 8 | All | All
2004 | 225.6733 | 167.8145 | 141.3773 | 140.9601 | 125.381 | 89.6107 | 104.6768 | 75.2039 | 68.8054 | 124.8736 | 76.8974 | 87.1741 | 134.7864 | 95.1104 | 88.2179 | 178.3136 | 130.6426 | 200.3098 | 256.6355 | 117.167 | 0%
2007 | 210.3787 | 154.5858 | 128.9697 | 131.6278 | 113.7973 | 77.7896 | 90.6549 | 65.6957 | 59.9833 | 99.743 | 63.8357 | 68.4776 | 119.293 | 76.7664 | 66.2561 | 142.7082 | 100.8212 | 157.1886 | 224.3929 | 100.355 | -14.35%
2010 | 136.6501 | 112.9709 | 110.2857 | 95.3538 | 85.4276 | 64.5658 | 67.5125 | 55.3738 | 41.8386 | 62.8517 | 51.9682 | 46.2222 | 67.0945 | 59.881 | 47.2123 | 97.3149 | 77.7007 | 110.8464 | 173.4311 | 69.5458 | -30.7%
2013 | 113.8725 | 106.3347 | 79.6388 | 88.3748 | 64.056 | 58.1835 | 50.5859 | 47.2931 | 31.8825 | 45.3481 | 43.7743 | 43.5495 | 49.2923 | 51.2582 | 33.6621 | 72.1354 | 56.9783 | 80.8799 | 126.5016 | 52.7977 | -24.08%
2016 | 98.4295 | 95.395 | 70.1076 | 83.0355 | 61.1885 | 54.9691 | 51.2979 | 45.6344 | 30.5852 | 46.1288 | 43.1638 | 44.5428 | 52.4112 | 53.312 | 36.3756 | 75.3227 | 54.826 | 85.3977 | 128.7021 | 52.7412 | -0.107%
2019 | 91.8289 | 85.1248 | 64.25 | 74.4014 | 56.5607 | 47.0732 | 45.7003 | 40.1229 | 27.0753 | 41.7307 | 38.2462 | 38.3243 | 47.2179 | 47.2887 | 31.1847 | 67.5566 | 50.0838 | 75.2831 | 114.2755 | 47.4905 | -9.956%
% HVAC EUI Savings vs. 90.1-2004 Baseline
2004 | 0% | 0% | 0% | 0% | 0% | 0% | 0% | 0% | 0% | 0% | 0% | 0% | 0% | 0% | 0% | 0% | 0% | 0% | 0% | 0%
2007 | -6.777% | -7.883% | -8.776% | -6.621% | -9.239% | -13.19% | -13.4% | -12.64% | -12.82% | -20.12% | -16.99% | -21.45% | -11.49% | -19.29% | -24.9% | -19.97% | -22.83% | -21.53% | -12.56% | -14.35%
2010 | -39.45% | -32.68% | -21.99% | -32.35% | -31.87% | -27.95% | -35.5% | -26.37% | -39.19% | -49.67% | -32.42% | -46.98% | -50.22% | -37.04% | -46.48% | -45.42% | -40.52% | -44.66% | -32.42% | -40.64%
2013 | -49.54% | -36.64% | -43.67% | -37.31% | -48.91% | -35.07% | -51.67% | -37.11% | -53.66% | -63.68% | -43.07% | -50.04% | -63.43% | -46.11% | -61.84% | -59.55% | -56.39% | -59.62% | -50.71% | -54.94%
2016 | -56.38% | -43.15% | -50.41% | -41.09% | -51.2% | -38.66% | -50.99% | -39.32% | -55.55% | -63.06% | -43.87% | -48.9% | -61.12% | -43.95% | -58.77% | -57.76% | -58.03% | -57.37% | -49.85% | -54.99%
2019 | -59.31% | -49.27% | -54.55% | -47.22% | -54.89% | -47.47% | -56.34% | -46.65% | -60.65% | -66.58% | -50.26% | -56.04% | -64.97% | -50.28% | -64.65% | -62.11% | -61.66% | -62.42% | -55.47% | -59.47%
Secondary School - 90.1 HVAC Energy Use - Site EUI (kWh/m2/yr)
Secondary School | Ho Chi Minh City | Dubai | Honolulu | New Delhi | Tampa | Tucson | Atlanta | El Paso | San Diego | New York | Albuquerque | Seattle | Buffalo | Denver | Port Angeles | Rochester | Great Falls | International Falls | Fairbanks | National | % National HVAC Energy Improvement per Publication Year
Year | 0A | 0B | 1A | 1B | 2A | 2B | 3A | 3B | 3C | 4A | 4B | 4C | 5A | 5B | 5C | 6A | 6B | 7 | 8 | All | All
2004 | 236.1074 | 161.1754 | 160.8309 | 140.636 | 150.9248 | 100.7442 | 113.8887 | 82.1812 | 73.7142 | 118.7551 | 90.6036 | 71.5302 | 107.7011 | 98.3851 | 67.48 | 163.6599 | 117.6543 | 185.7916 | 225.9601 | 117.6241 | 0% |  | Year
2007 | 200.1566 | 140.9382 | 141.4769 | 124.6995 | 125.6763 | 84.0066 | 91.521 | 65.9353 | 55.3813 | 86.9584 | 70.6608 | 50.7928 | 84.3038 | 74.6916 | 44.0806 | 113.0338 | 96.0562 | 135.3653 | 188.3348 | 92.4917 | -21.37% | Building Type | 2004 | 2007 | 2010 | 2013 | 2016 | 2019
2010 | 172.5846 | 118.0993 | 112.5346 | 102.9691 | 90.1725 | 63.1696 | 66.1437 | 50.5309 | 43.9517 | 57.1501 | 53.0026 | 38.0638 | 57.3269 | 54.3236 | 33.6539 | 79.8143 | 60.7807 | 87.3049 | 127.3996 | 65.6326 | -29.04% | Primary School | 117.167 | 100.355 | 69.5458 | 52.7977 | 52.7412 | 47.4905
2013 | 123.5096 | 99.1042 | 76.4973 | 88.9874 | 66.3814 | 55.0582 | 50.8888 | 45.4547 | 33.8667 | 43.7327 | 43.5994 | 36.5224 | 44.3781 | 49.737 | 26.1397 | 62.7343 | 45.2252 | 67.7488 | 97.7791 | 50.9851 | -22.32% | Secondary School | 117.6241 | 92.4917 | 65.6326 | 50.9851 | 50.5447 | 47.4062
2016 | 110.8668 | 91.1663 | 71.1855 | 85.1906 | 62.6301 | 52.1711 | 50.5325 | 43.838 | 32.9661 | 44.1823 | 42.0422 | 38.1315 | 46.68 | 50.8593 | 29.1288 | 64.7561 | 47.0302 | 70.9881 | 97.3916 | 50.5447 | -0.8639%
2019 | 101.7154 | 86.5597 | 67.3923 | 75.7126 | 59.8037 | 49.1603 | 47.0915 | 40.8568 | 30.9216 | 41.1959 | 38.6373 | 36.3235 | 43.5442 | 46.5418 | 27.8461 | 60.4534 | 44.6137 | 65.2967 | 89.0644 | 47.4062 | -6.209%
% HVAC EUI Savings vs. 90.1-2004 Baseline
2004 | 0% | 0% | 0% | 0% | 0% | 0% | 0% | 0% | 0% | 0% | 0% | 0% | 0% | 0% | 0% | 0% | 0% | 0% | 0% | 0%
2007 | -15.93% | -12.06% | -13.69% | -11.31% | -20.14% | -18.68% | -21.37% | -21.6% | -26.64% | -25.46% | -25.93% | -23.79% | -17.36% | -24.91% | -26.52% | -28.39% | -16.53% | -25.17% | -14.66% | -21.37%
2010 | -28.15% | -25.67% | -34.16% | -26.72% | -48.45% | -41.93% | -45.61% | -42.09% | -43.26% | -49.33% | -48.9% | -38.39% | -37.37% | -46.33% | -38.34% | -47.02% | -43.53% | -49.17% | -38.4% | -44.2%
2013 | -49.89% | -36.99% | -59.65% | -36.64% | -67.43% | -50.98% | -60.19% | -48.84% | -57.91% | -60.08% | -61.13% | -40.16% | -46.98% | -51.15% | -46.86% | -56.6% | -55.44% | -58.93% | -49.95% | -56.65%
2016 | -55.5% | -41.72% | -63.41% | -39.33% | -70.42% | -54.2% | -60.53% | -50.99% | -59.22% | -59.72% | -63.15% | -38.31% | -45.27% | -49.97% | -43.47% | -55.47% | -54.06% | -57.31% | -50.1% | -57.03%
2019 | -59.55% | -44.46% | -66.09% | -46.06% | -72.68% | -57.56% | -63.81% | -54.95% | -62.19% | -62.11% | -67.58% | -40.39% | -47.6% | -54.51% | -44.93% | -57.88% | -55.91% | -60.15% | -53.34% | -59.7%

## Healthcare
Hospital - 90.1 HVAC Energy Use - Site EUI (kWh/m2/yr)
Hospital | Ho Chi Minh City | Dubai | Honolulu | New Delhi | Tampa | Tucson | Atlanta | El Paso | San Diego | New York | Albuquerque | Seattle | Buffalo | Denver | Port Angeles | Rochester | Great Falls | International Falls | Fairbanks | National | % National HVAC Energy Improvement per Publication Year
Year | 0A | 0B | 1A | 1B | 2A | 2B | 3A | 3B | 3C | 4A | 4B | 4C | 5A | 5B | 5C | 6A | 6B | 7 | 8 | All | All
2004 | 323.2015 | 293.7924 | 307.5033 | 288.2102 | 300.7993 | 299.4045 | 300.9005 | 277.8797 | 261.5861 | 313.685 | 276.9537 | 264.7284 | 309.8571 | 288.6234 | 263.141 | 351.3587 | 333.5431 | 375.3658 | 416.4565 | 302.7086 | 0%
2007 | 333.1784 | 297.512 | 297.846 | 275.7262 | 306.0151 | 295.8103 | 306.2791 | 280.0019 | 261.7018 | 321.7186 | 278.8468 | 267.0553 | 323.0741 | 294.505 | 268.1858 | 372.8418 | 346.8286 | 402.8822 | 462.5124 | 309.3346 | 2.189%
2010 | 197.0398 | 178.0644 | 177.8531 | 177.0667 | 182.4143 | 186.7725 | 182.4148 | 179.4911 | 149.8312 | 192.6515 | 183.2361 | 165.859 | 194.7969 | 192.3996 | 168.7431 | 232.1039 | 223.0471 | 252.0766 | 290.8608 | 187.6998 | -39.32%
2013 | 188.0825 | 170.8849 | 172.7187 | 168.8186 | 171.0708 | 154.3066 | 166.6431 | 151.1263 | 139.3679 | 173.6111 | 151.0935 | 144.3045 | 173.3356 | 153.2344 | 143.7932 | 189.7671 | 172.4202 | 204.7788 | 230.7636 | 167.5172 | -10.75%
2016 | 183.8187 | 167.7888 | 171.5227 | 166.2081 | 169.2606 | 147.5968 | 164.6818 | 148.0095 | 134.6423 | 172.3479 | 149.2211 | 141.27 | 172.2872 | 151.6716 | 138.459 | 186.1894 | 168.281 | 197.7605 | 220.8991 | 165.539 | -1.181%
2019 | 145.7934 | 132.2965 | 126.9735 | 125.4289 | 123.6708 | 109.2653 | 116.3853 | 108.5165 | 91.0326 | 122.5728 | 112.5328 | 96.4669 | 126.8126 | 116.3249 | 136.8224 | 142.996 | 167.6062 | 194.8858 | 215.6382 | 120.5093 | -27.2%
% HVAC EUI Savings vs. 90.1-2004 Baseline
2004 | 0% | 0% | 0% | 0% | 0% | 0% | 0% | 0% | 0% | 0% | 0% | 0% | 0% | 0% | 0% | 0% | 0% | 0% | 0% | 0%
2007 | 3.087% | 1.266% | -3.141% | -4.332% | 1.734% | -1.2% | 1.787% | 0.7637% | 0.04425% | 2.561% | 0.6835% | 0.879% | 4.266% | 2.038% | 1.917% | 6.114% | 3.983% | 7.331% | 11.06% | 2.189%
2010 | -39.03% | -39.39% | -42.16% | -38.56% | -39.36% | -37.62% | -39.38% | -35.41% | -42.72% | -38.58% | -33.84% | -37.35% | -37.13% | -33.34% | -35.87% | -33.94% | -33.13% | -32.85% | -30.16% | -37.99%
2013 | -41.81% | -41.83% | -43.83% | -41.43% | -43.13% | -48.46% | -44.62% | -45.61% | -46.72% | -44.65% | -45.44% | -45.49% | -44.06% | -46.91% | -45.36% | -45.99% | -48.31% | -45.45% | -44.59% | -44.66%
2016 | -43.13% | -42.89% | -44.22% | -42.33% | -43.73% | -50.7% | -45.27% | -46.74% | -48.53% | -45.06% | -46.12% | -46.64% | -44.4% | -47.45% | -47.38% | -47.01% | -49.55% | -47.32% | -46.96% | -45.31%
2019 | -54.89% | -54.97% | -58.71% | -56.48% | -58.89% | -63.51% | -61.32% | -60.95% | -65.2% | -60.92% | -59.37% | -63.56% | -59.07% | -59.7% | -48% | -59.3% | -49.75% | -48.08% | -48.22% | -60.19%
Outpatient Healthcare - 90.1 HVAC Energy Use - Site EUI (kWh/m2/yr)
Outpatient Healthcare | Ho Chi Minh City | Dubai | Honolulu | New Delhi | Tampa | Tucson | Atlanta | El Paso | San Diego | New York | Albuquerque | Seattle | Buffalo | Denver | Port Angeles | Rochester | Great Falls | International Falls | Fairbanks | National | % National HVAC Energy Improvement per Publication Year
Year | 0A | 0B | 1A | 1B | 2A | 2B | 3A | 3B | 3C | 4A | 4B | 4C | 5A | 5B | 5C | 6A | 6B | 7 | 8 | All | All
2004 | 306.9679 | 292.917 | 251.4987 | 261.0558 | 253.7755 | 230.7282 | 236.9577 | 213.1342 | 196.1594 | 253.1074 | 219.9056 | 197.4249 | 246.0381 | 220.5533 | 168.5781 | 308.9746 | 279.6605 | 339.9141 | 393.0971 | 242.9975 | 0% |  | Year
2007 | 287.0942 | 274.9389 | 234.6385 | 244.1402 | 232.6684 | 218.2545 | 214.7604 | 201.0658 | 176.2499 | 217.0679 | 189.1135 | 159.4328 | 205.7699 | 195.5227 | 161.6972 | 267.6899 | 247.0049 | 290.8767 | 342.5758 | 214.8247 | -11.59% | Building Type | 2004 | 2007 | 2010 | 2013 | 2016 | 2019
2010 | 234.2194 | 216.6232 | 189.2384 | 191.6678 | 182.0756 | 171.2435 | 166.3364 | 149.6106 | 121.8906 | 152.4 | 146.8832 | 113.0914 | 153.0463 | 151.9488 | 106.6669 | 205.84 | 195.4241 | 228.9684 | 285.2555 | 161.4681 | -24.84% | Hospital | 302.7086 | 309.3346 | 187.6998 | 167.5172 | 165.539 | 120.5093
2013 | 218.291 | 206.3577 | 180.4435 | 184.1903 | 174.8062 | 148.286 | 155.3063 | 130.1027 | 119.916 | 142.5274 | 123.4211 | 107.8761 | 142.626 | 121.1735 | 98.059 | 172.2563 | 145.5243 | 192.5185 | 232.6794 | 148.8892 | -7.79% | Outpatient Healthcare | 242.9975 | 214.8247 | 161.4681 | 148.8892 | 138.144 | 133.7993
2016 | 209.3684 | 192.493 | 169.6326 | 171.1405 | 162.1157 | 137.4137 | 136.6141 | 118.2 | 106.8049 | 133.4252 | 114.2787 | 96.4284 | 137.3246 | 112.505 | 90.0791 | 169.0017 | 135.7728 | 191.9555 | 234.0354 | 138.144 | -7.217%
2019 | 203.7968 | 186.8542 | 165.0475 | 164.8803 | 158.271 | 133.0214 | 125.1401 | 115.9027 | 104.4448 | 130.535 | 112.0975 | 95.2243 | 134.4453 | 110.9533 | 89.067 | 163.1117 | 133.136 | 187.9386 | 230.7852 | 133.7993 | -3.145%
% HVAC EUI Savings vs. 90.1-2004 Baseline
2004 | 0% | 0% | 0% | 0% | 0% | 0% | 0% | 0% | 0% | 0% | 0% | 0% | 0% | 0% | 0% | 0% | 0% | 0% | 0% | 0%
2007 | -6.149% | -6.119% | -5.483% | -5.869% | -7.017% | -4.166% | -7.377% | -4.343% | -7.611% | -11.49% | -11.12% | -14.35% | -13% | -8.672% | -2.615% | -11.75% | -9.791% | -13.06% | -12.13% | -11.59%
2010 | -22.51% | -25.97% | -20.25% | -24.08% | -23.84% | -19.87% | -23.47% | -22.86% | -28.39% | -32.1% | -26.37% | -31.86% | -30.01% | -23.77% | -23.53% | -29.35% | -25.26% | -29.56% | -25.9% | -33.55%
2013 | -27.44% | -29.46% | -23.11% | -26.67% | -26.25% | -27.54% | -27.14% | -29.88% | -29.15% | -35.25% | -34.84% | -33.83% | -33.37% | -34.43% | -26.8% | -38.91% | -40.22% | -39.27% | -38.52% | -38.73%
2016 | -30.2% | -34.18% | -26.62% | -31.2% | -30.47% | -31.17% | -33.35% | -34.16% | -34.16% | -38.15% | -38.14% | -38.15% | -35.09% | -37.44% | -29.83% | -39.84% | -43.14% | -39.42% | -38.19% | -43.15%
2019 | -31.92% | -36.1% | -28.11% | -33.37% | -31.75% | -32.63% | -37.16% | -34.99% | -35.06% | -39.08% | -38.93% | -38.61% | -36.01% | -37.97% | -30.22% | -41.51% | -43.93% | -40.49% | -38.97% | -44.94%

## Restaurant
Full Service Restaurant - 90.1 HVAC Energy Use - Site EUI (kWh/m2/yr)
Full Service Restaurant | Ho Chi Minh City | Dubai | Honolulu | New Delhi | Tampa | Tucson | Atlanta | El Paso | San Diego | New York | Albuquerque | Seattle | Buffalo | Denver | Port Angeles | Rochester | Great Falls | International Falls | Fairbanks | National | % National HVAC Energy Improvement per Publication Year
Year | 0A | 0B | 1A | 1B | 2A | 2B | 3A | 3B | 3C | 4A | 4B | 4C | 5A | 5B | 5C | 6A | 6B | 7 | 8 | All | All
2004 | 726.0969 | 657.7163 | 535.3451 | 600.8945 | 541.0512 | 488.0335 | 535.7636 | 433.6627 | 280.1417 | 636.7179 | 459.6607 | 451.9765 | 733.9387 | 608.9645 | 500.6413 | 890.9757 | 736.0147 | 1022.1722 | 1280.4732 | 591.7757 | 0%
2007 | 684.0893 | 612.8664 | 509.9395 | 538.4482 | 473.4748 | 405.3279 | 417.6421 | 355.4077 | 225.0807 | 465.0298 | 350.5603 | 292.7549 | 524.0851 | 420.5767 | 298.8305 | 682.3829 | 518.9062 | 806.5908 | 1060.9736 | 455.7365 | -22.99%
2010 | 509.0808 | 425.7122 | 334.5506 | 365.2168 | 317.666 | 242.2044 | 290.5812 | 231.5313 | 127.5283 | 331.165 | 240.0687 | 211.973 | 416.3596 | 321.3614 | 266.9362 | 568.1796 | 431.4943 | 689.3226 | 947.3084 | 327.4961 | -28.14%
2013 | 460.8617 | 394.0624 | 278.8864 | 335.2571 | 285.0218 | 216.7281 | 265.8656 | 210.2992 | 105.4268 | 308.1939 | 216.527 | 189.5073 | 393.72 | 297.2056 | 220.7604 | 542.9315 | 407.7842 | 660.7595 | 893.4755 | 301.3541 | -7.982%
2016 | 454.8893 | 388.4215 | 275.3269 | 332.6595 | 280.9895 | 215.1141 | 264.8168 | 209.8862 | 103.3074 | 309.0634 | 218.2117 | 192.056 | 393.9265 | 299.6402 | 223.7765 | 542.5076 | 408.1863 | 660.1998 | 888.2585 | 300.6687 | -0.2274%
2019 | 442.4229 | 378.8842 | 266.7025 | 322.72 | 273.5444 | 210.1362 | 259.1868 | 206.4843 | 99.7098 | 305.6398 | 218.9507 | 192.0832 | 391.4702 | 301.5368 | 224.5318 | 540.0839 | 410.4959 | 657.4608 | 882.335 | 296.6065 | -1.351%
% HVAC EUI Savings vs. 90.1-2004 Baseline
2004 | 0% | 0% | 0% | 0% | 0% | 0% | 0% | 0% | 0% | 0% | 0% | 0% | 0% | 0% | 0% | 0% | 0% | 0% | 0% | 0%
2007 | -5.785% | -6.819% | -4.746% | -10.39% | -12.49% | -16.95% | -22.05% | -18.05% | -19.65% | -26.96% | -23.73% | -35.23% | -28.59% | -30.94% | -40.31% | -23.41% | -29.5% | -21.09% | -17.14% | -22.99%
2010 | -29.89% | -35.27% | -37.51% | -39.22% | -41.29% | -50.37% | -45.76% | -46.61% | -54.48% | -47.99% | -47.77% | -53.1% | -43.27% | -47.23% | -46.68% | -36.23% | -41.37% | -32.56% | -26.02% | -44.66%
2013 | -36.53% | -40.09% | -47.91% | -44.21% | -47.32% | -55.59% | -50.38% | -51.51% | -62.37% | -51.6% | -52.89% | -58.07% | -46.36% | -51.19% | -55.9% | -39.06% | -44.6% | -35.36% | -30.22% | -49.08%
2016 | -37.35% | -40.94% | -48.57% | -44.64% | -48.07% | -55.92% | -50.57% | -51.6% | -63.12% | -51.46% | -52.53% | -57.51% | -46.33% | -50.8% | -55.3% | -39.11% | -44.54% | -35.41% | -30.63% | -49.19%
2019 | -39.07% | -42.39% | -50.18% | -46.29% | -49.44% | -56.94% | -51.62% | -52.39% | -64.41% | -52% | -52.37% | -57.5% | -46.66% | -50.48% | -55.15% | -39.38% | -44.23% | -35.68% | -31.09% | -49.88%
Quick Service Restaurant - 90.1 HVAC Energy Use - Site EUI (kWh/m2/yr)
Quick Service Restaurant | Ho Chi Minh City | Dubai | Honolulu | New Delhi | Tampa | Tucson | Atlanta | El Paso | San Diego | New York | Albuquerque | Seattle | Buffalo | Denver | Port Angeles | Rochester | Great Falls | International Falls | Fairbanks | National | % National HVAC Energy Improvement per Publication Year
Year | 0A | 0B | 1A | 1B | 2A | 2B | 3A | 3B | 3C | 4A | 4B | 4C | 5A | 5B | 5C | 6A | 6B | 7 | 8 | All | All
2004 | 813.4869 | 760.1169 | 567.1765 | 667.5681 | 566.1124 | 490.9233 | 553.7742 | 449.8914 | 279.8222 | 685.3701 | 486.5953 | 496.3511 | 834.3137 | 650.2922 | 568.8981 | 1082.0469 | 845.2651 | 1294.6424 | 1641.9782 | 640.5325 | 0% |  | Year
2007 | 774.117 | 715.3071 | 551.4667 | 614.3774 | 521.195 | 443.2919 | 504.9114 | 405.6077 | 225.9978 | 626.0939 | 441.2355 | 405.9544 | 680.2889 | 521.458 | 389.3719 | 886.3089 | 667.7355 | 1060.3713 | 1413.4458 | 562.111 | -12.24% | Building Type | 2004 | 2007 | 2010 | 2013 | 2016 | 2019
2010 | 594.9614 | 526.7663 | 404.2208 | 437.3021 | 397.0713 | 294.2885 | 384.0875 | 301.4022 | 190.0352 | 523.6937 | 357.534 | 364.7074 | 663.1804 | 491.007 | 418.1013 | 866.9526 | 657.1069 | 1053.1381 | 1423.5483 | 475.5908 | -15.39% | Full Service Restaurant | 591.7757 | 455.7365 | 327.4961 | 301.3541 | 300.6687 | 296.6065
2013 | 531.5845 | 483.188 | 342.4698 | 396.7246 | 337.305 | 262.9049 | 352.2735 | 272.5771 | 141.8419 | 400.945 | 284.9273 | 249.6581 | 523.3829 | 422.0945 | 289.3389 | 731.1483 | 566.1244 | 887.3131 | 1180.4539 | 390.8657 | -17.81% | Quick Service Restaurant | 640.5325 | 562.111 | 475.5908 | 390.8657 | 387.7879 | 374.9414
2016 | 526.7066 | 478.8122 | 340.0668 | 394.4531 | 335.141 | 261.3507 | 349.715 | 270.4131 | 140.9453 | 398.6614 | 288.0238 | 249.419 | 517.0464 | 419.7393 | 288.5857 | 723.8195 | 560.1585 | 879.2789 | 1165.5811 | 387.7879 | -0.7874%
2019 | 503.5245 | 460.7352 | 321.9181 | 377.8706 | 319.0607 | 251.0688 | 337.3648 | 261.9604 | 135.8402 | 389.073 | 276.0323 | 246.6931 | 501.3366 | 407.2576 | 289.5063 | 698.9996 | 543.839 | 846.377 | 1141.6459 | 374.9414 | -3.313%
% HVAC EUI Savings vs. 90.1-2004 Baseline
2004 | 0% | 0% | 0% | 0% | 0% | 0% | 0% | 0% | 0% | 0% | 0% | 0% | 0% | 0% | 0% | 0% | 0% | 0% | 0% | 0%
2007 | -5.422% | -6.813% | -2.935% | -8.852% | -8.302% | -9.76% | -9.12% | -10.21% | -19.21% | -9.31% | -9.868% | -20% | -20.99% | -21.16% | -35.86% | -21.97% | -24.12% | -22.92% | -17.85% | -12.24%
2010 | -30.1% | -35.48% | -30.44% | -38.32% | -31.24% | -40.29% | -31.67% | -34.24% | -32.05% | -25.39% | -28.08% | -29.13% | -23.32% | -26.16% | -30.12% | -24.14% | -25.56% | -23.63% | -17.06% | -25.75%
2013 | -38.82% | -42.1% | -41.97% | -45.07% | -42.29% | -46.72% | -37.61% | -40.89% | -49.25% | -44.67% | -43.87% | -54.58% | -42.36% | -37.47% | -55.84% | -39.38% | -37.93% | -39.85% | -36.04% | -38.98%
2016 | -39.5% | -42.77% | -42.42% | -45.45% | -42.69% | -47.04% | -38.09% | -41.39% | -49.57% | -45.03% | -43.2% | -54.63% | -43.23% | -37.86% | -55.99% | -40.21% | -38.74% | -40.64% | -37.2% | -39.46%
2019 | -42.69% | -45.52% | -45.81% | -48.21% | -45.66% | -49.15% | -40.39% | -43.34% | -51.4% | -46.54% | -45.81% | -55.24% | -45.37% | -39.91% | -55.81% | -42.99% | -40.95% | -43.85% | -39.07% | -41.46%

## Hotel
Large Hotel - 90.1 HVAC Energy Use - Site EUI (kWh/m2/yr)
Large Hotel | Ho Chi Minh City | Dubai | Honolulu | New Delhi | Tampa | Tucson | Atlanta | El Paso | San Diego | New York | Albuquerque | Seattle | Buffalo | Denver | Port Angeles | Rochester | Great Falls | International Falls | Fairbanks | National | % National HVAC Energy Improvement per Publication Year
Year | 0A | 0B | 1A | 1B | 2A | 2B | 3A | 3B | 3C | 4A | 4B | 4C | 5A | 5B | 5C | 6A | 6B | 7 | 8 | All | All
2004 | 264.1784 | 286.8393 | 213.4615 | 247.1086 | 217.711 | 175.2007 | 177.6461 | 132.3459 | 151.2882 | 183.1053 | 174.1797 | 142.944 | 180.7027 | 216.7507 | 140.287 | 206.0074 | 162.3461 | 230.3719 | 280.896 | 184.5916 | 0%
2007 | 229.9843 | 204.2296 | 151.7803 | 172.0861 | 147.1807 | 104.9704 | 132.9648 | 101.0713 | 71.7515 | 160.0218 | 111.0806 | 112.2698 | 181.5579 | 143.0074 | 124.6481 | 227.9715 | 183.7505 | 256.3261 | 339.2235 | 149.0286 | -19.27%
2010 | 178.0364 | 206.2806 | 133.4898 | 172.2844 | 118.8173 | 103.7937 | 92.4507 | 106.0641 | 71.3967 | 78.6053 | 120.4499 | 118.8383 | 75.0426 | 155.437 | 50.2533 | 100.6509 | 78.821 | 118.5039 | 166.5571 | 97.7747 | -34.39%
2013 | 154.2485 | 137.9995 | 114.9691 | 114.7588 | 107.2075 | 74.538 | 84.4283 | 64.2121 | 65.8029 | 71.144 | 55.3404 | 48.6778 | 70.2364 | 57.2193 | 46.2022 | 94.4861 | 73.1343 | 112.4211 | 153.1409 | 79.5844 | -18.6%
2016 | 145.5597 | 131.1983 | 108.3171 | 109.1938 | 101.9691 | 73.0398 | 80.0053 | 63.9575 | 61.2968 | 67.2073 | 55.3678 | 46.3339 | 66.2308 | 57.9462 | 43.9401 | 87.8673 | 70.8493 | 105.0142 | 140.16 | 75.7993 | -4.756%
2019 | 135.7359 | 118.403 | 94.5713 | 98.9637 | 82.9252 | 64.2692 | 59.0881 | 54.7863 | 51.8923 | 52.2067 | 48.5737 | 33.6946 | 49.0073 | 48.7843 | 31.9741 | 62.084 | 52.1885 | 70.423 | 88.5688 | 59.6136 | -21.35%
% HVAC EUI Savings vs. 90.1-2004 Baseline
2004 | 0% | 0% | 0% | 0% | 0% | 0% | 0% | 0% | 0% | 0% | 0% | 0% | 0% | 0% | 0% | 0% | 0% | 0% | 0% | 0%
2007 | -12.94% | -28.8% | -28.9% | -30.36% | -32.4% | -40.09% | -25.15% | -23.63% | -52.57% | -12.61% | -36.23% | -21.46% | 0.4733% | -34.02% | -11.15% | 10.66% | 13.18% | 11.27% | 20.76% | -19.27%
2010 | -32.61% | -28.08% | -37.46% | -30.28% | -45.42% | -40.76% | -47.96% | -19.86% | -52.81% | -57.07% | -30.85% | -16.86% | -58.47% | -28.29% | -64.18% | -51.14% | -51.45% | -48.56% | -40.71% | -47.03%
2013 | -41.61% | -51.89% | -46.14% | -53.56% | -50.76% | -57.46% | -52.47% | -51.48% | -56.5% | -61.15% | -68.23% | -65.95% | -61.13% | -73.6% | -67.07% | -54.13% | -54.95% | -51.2% | -45.48% | -56.89%
2016 | -44.9% | -54.26% | -49.26% | -55.81% | -53.16% | -58.31% | -54.96% | -51.67% | -59.48% | -63.3% | -68.21% | -67.59% | -63.35% | -73.27% | -68.68% | -57.35% | -56.36% | -54.42% | -50.1% | -58.94%
2019 | -48.62% | -58.72% | -55.7% | -59.95% | -61.91% | -63.32% | -66.74% | -58.6% | -65.7% | -71.49% | -72.11% | -76.43% | -72.88% | -77.49% | -77.21% | -69.86% | -67.85% | -69.43% | -68.47% | -67.71%
Small Hotel - 90.1 HVAC Energy Use - Site EUI (kWh/m2/yr)
Small Hotel | Ho Chi Minh City | Dubai | Honolulu | New Delhi | Tampa | Tucson | Atlanta | El Paso | San Diego | New York | Albuquerque | Seattle | Buffalo | Denver | Port Angeles | Rochester | Great Falls | International Falls | Fairbanks | National | % National HVAC Energy Improvement per Publication Year
Year | 0A | 0B | 1A | 1B | 2A | 2B | 3A | 3B | 3C | 4A | 4B | 4C | 5A | 5B | 5C | 6A | 6B | 7 | 8 | All | All
2004 | 116.229 | 107.6948 | 90.0962 | 93.7837 | 83.3801 | 72.672 | 73.1205 | 65.8175 | 55.6749 | 79.829 | 64.3344 | 57.9034 | 89.8962 | 73.715 | 57.8141 | 115.9134 | 90.0069 | 128.0562 | 148.1277 | 80.0019 | 0% |  | Year
2007 | 103.527 | 97.4968 | 83.4549 | 85.6114 | 75.248 | 67.111 | 63.0803 | 58.718 | 50.743 | 62.9259 | 54.6464 | 46.9109 | 67.7436 | 58.6751 | 45.3267 | 85.3055 | 66.6958 | 88.2192 | 101.9518 | 66.2207 | -17.23% | Building Type | 2004 | 2007 | 2010 | 2013 | 2016 | 2019
2010 | 92.5725 | 87.5002 | 73.9095 | 77.226 | 66.8584 | 58.6986 | 56.2085 | 52.9716 | 44.6595 | 56.6881 | 50.1305 | 42.568 | 60.9798 | 53.4484 | 41.5603 | 76.4633 | 60.7728 | 81.2478 | 98.7688 | 59.3307 | -10.4% | Large Hotel | 184.5916 | 149.0286 | 97.7747 | 79.5844 | 75.7993 | 59.6136
2013 | 83.6286 | 78.4462 | 64.9413 | 69.0378 | 59.3983 | 51.7984 | 50.633 | 47.0451 | 41.3499 | 52.2435 | 44.755 | 40.7568 | 56.5967 | 48.8557 | 39.7934 | 70.7881 | 55.8133 | 76.7291 | 93.0591 | 53.9133 | -9.131% | Small Hotel | 80.0019 | 66.2207 | 59.3307 | 53.9133 | 41.8946 | 40.5906
2016 | 67.6177 | 64.2119 | 52.5812 | 56.504 | 47.8431 | 41.9652 | 39.7221 | 37.5427 | 33.8635 | 39.72 | 34.8927 | 31.4038 | 42.3569 | 37.2721 | 30.4722 | 53.1723 | 41.6157 | 57.0065 | 67.3221 | 41.8946 | -22.29%
2019 | 65.1413 | 61.7674 | 50.0128 | 53.9806 | 45.6381 | 39.8875 | 38.1649 | 35.836 | 31.8924 | 38.9172 | 34.4642 | 30.5408 | 41.8074 | 36.4104 | 29.8009 | 52.6317 | 41.0592 | 56.3386 | 66.439 | 40.5906 | -3.113%
% HVAC EUI Savings vs. 90.1-2004 Baseline
2004 | 0% | 0% | 0% | 0% | 0% | 0% | 0% | 0% | 0% | 0% | 0% | 0% | 0% | 0% | 0% | 0% | 0% | 0% | 0% | 0%
2007 | -4.808% | -3.555% | -3.111% | -3.307% | -3.735% | -3.174% | -5.652% | -5.364% | -3.26% | -9.231% | -5.562% | -7.69% | -12.26% | -6.939% | -8.901% | -14.86% | -14.36% | -17.29% | -16.44% | -17.23%
2010 | -8.955% | -7.04% | -7.583% | -6.701% | -7.589% | -7.976% | -9.52% | -9.706% | -7.281% | -12.64% | -8.155% | -10.73% | -16% | -9.35% | -11.59% | -19.15% | -18.01% | -20.32% | -17.57% | -25.84%
2013 | -12.34% | -10.2% | -11.78% | -10.01% | -11.02% | -11.91% | -12.66% | -14.18% | -9.469% | -15.07% | -11.24% | -12% | -18.43% | -11.47% | -12.85% | -21.9% | -21.06% | -22.28% | -19.6% | -32.61%
2016 | -18.4% | -15.16% | -17.57% | -15.09% | -16.32% | -17.53% | -18.8% | -21.36% | -14.42% | -21.9% | -16.9% | -18.54% | -26.31% | -16.81% | -19.49% | -30.46% | -29.81% | -30.84% | -28.77% | -47.63%
2019 | -19.34% | -16.01% | -18.78% | -16.11% | -17.34% | -18.71% | -19.68% | -22.65% | -15.72% | -22.34% | -17.15% | -19.14% | -26.61% | -17.21% | -19.97% | -30.72% | -30.15% | -31.13% | -29.08% | -49.26%

## Warehouse
Warehouse - 90.1 HVAC Energy Use - Site EUI (kWh/m2/yr)
Warehouse | Ho Chi Minh City | Dubai | Honolulu | New Delhi | Tampa | Tucson | Atlanta | El Paso | San Diego | New York | Albuquerque | Seattle | Buffalo | Denver | Port Angeles | Rochester | Great Falls | International Falls | Fairbanks | National | % National HVAC Energy Improvement per Publication Year
Year | 0A | 0B | 1A | 1B | 2A | 2B | 3A | 3B | 3C | 4A | 4B | 4C | 5A | 5B | 5C | 6A | 6B | 7 | 8 | All | All
2004 | 31.0339 | 33.1854 | 22.3928 | 27.6794 | 17.0603 | 18.843 | 27.5105 | 15.1461 | 7.9206 | 58.0485 | 27.63 | 26.1793 | 88.6843 | 52.1812 | 24.3984 | 136.6302 | 90.9995 | 136.6009 | 141.9266 | 46.3112 | 0%
2007 | 27.4444 | 28.4572 | 18.7298 | 23.0294 | 11.6221 | 15.0467 | 20.3591 | 10.958 | 4.2117 | 49.4018 | 20.8221 | 20.5653 | 80.1886 | 43.9337 | 18.4351 | 128.8153 | 80.1736 | 128.747 | 135.0285 | 39.4109 | -14.9%
2010 | 18.2754 | 20.5676 | 11.4567 | 14.5107 | 9.1598 | 10.4513 | 15.4586 | 8.5026 | 3.659 | 40.5912 | 17.8612 | 17.8669 | 66.4041 | 36.6209 | 16.036 | 99.6871 | 60.8814 | 99.1855 | 110.9542 | 31.7925 | -19.33%
2013 | 15.9544 | 19.9064 | 10.052 | 13.7409 | 7.9608 | 9.0185 | 14.8738 | 7.8166 | 3.3666 | 36.6622 | 14.6658 | 14.9789 | 60.3327 | 31.2154 | 12.5183 | 90.3113 | 53.1032 | 77.412 | 79.3062 | 28.6674 | -9.83%
2016 | 14.3751 | 15.8142 | 9.1294 | 12.0909 | 7.1249 | 8.3279 | 15.1082 | 7.8166 | 3.0109 | 37.0816 | 15.5471 | 16.8368 | 59.7134 | 32.2271 | 14.9875 | 89.2783 | 54.6917 | 81.6915 | 84.0228 | 28.5864 | -0.2826%
2019 | 14.1183 | 15.6074 | 8.8645 | 11.9013 | 7.2416 | 8.1734 | 14.9031 | 7.7236 | 2.9087 | 37.1873 | 15.6471 | 17.0994 | 59.8134 | 32.3914 | 15.2346 | 89.2685 | 54.7526 | 81.6599 | 83.8654 | 28.6076 | 0.07418%
% HVAC EUI Savings vs. 90.1-2004 Baseline
2004 | 0% | 0% | 0% | 0% | 0% | 0% | 0% | 0% | 0% | 0% | 0% | 0% | 0% | 0% | 0% | 0% | 0% | 0% | 0% | 0%
2007 | -11.57% | -14.25% | -16.36% | -16.8% | -31.88% | -20.15% | -26% | -27.65% | -46.83% | -14.9% | -24.64% | -21.44% | -9.58% | -15.81% | -24.44% | -5.72% | -11.9% | -5.75% | -4.86% | -14.9%
2010 | -41.11% | -38.02% | -48.84% | -47.58% | -46.31% | -44.53% | -43.81% | -43.86% | -53.8% | -30.07% | -35.36% | -31.75% | -25.12% | -29.82% | -34.27% | -27.04% | -33.1% | -27.39% | -21.82% | -31.35%
2013 | -48.59% | -40.01% | -55.11% | -50.36% | -53.34% | -52.14% | -45.93% | -48.39% | -57.5% | -36.84% | -46.92% | -42.78% | -31.97% | -40.18% | -48.69% | -33.9% | -41.64% | -43.33% | -44.12% | -38.1%
2016 | -53.68% | -52.35% | -59.23% | -56.32% | -58.24% | -55.8% | -45.08% | -48.39% | -61.99% | -36.12% | -43.73% | -35.69% | -32.67% | -38.24% | -38.57% | -34.66% | -39.9% | -40.2% | -40.8% | -38.27%
2019 | -54.51% | -52.97% | -60.41% | -57% | -57.55% | -56.62% | -45.83% | -49.01% | -63.28% | -35.94% | -43.37% | -34.68% | -32.55% | -37.93% | -37.56% | -34.66% | -39.83% | -40.22% | -40.91% | -38.23%
Year
[22 empty] | Building Type | 2004 | 2007 | 2010 | 2013 | 2016 | 2019
[22 empty] | Warehouse | 46.3112 | 39.4109 | 31.7925 | 28.6674 | 28.5864 | 28.6076

## Multifamily
High-Rise Apartment - 90.1 HVAC Energy Use - Site EUI (kWh/m2/yr)
High-Rise Apartment | Ho Chi Minh City | Dubai | Honolulu | New Delhi | Tampa | Tucson | Atlanta | El Paso | San Diego | New York | Albuquerque | Seattle | Buffalo | Denver | Port Angeles | Rochester | Great Falls | International Falls | Fairbanks | National | % National HVAC Energy Improvement per Publication Year
Year | 0A | 0B | 1A | 1B | 2A | 2B | 3A | 3B | 3C | 4A | 4B | 4C | 5A | 5B | 5C | 6A | 6B | 7 | 8 | All | All
2004 | 92.3719 | 78.363 | 66.1041 | 64.375 | 61.0129 | 53.5308 | 60.4167 | 45.4387 | 25.9731 | 88.5596 | 49.8139 | 52.153 | 112.9382 | 69.9738 | 44.6043 | 151.0966 | 108.2368 | 143.5833 | 141.9035 | 77.2427 | 0%
2007 | 92.1458 | 78.1117 | 65.984 | 64.1489 | 54.7484 | 45.4185 | 60.4862 | 44.175 | 15.4553 | 82.3901 | 45.8803 | 46.669 | 102.6664 | 62.161 | 36.8145 | 137.8225 | 96.6394 | 119.1474 | 128.512 | 71.4231 | -7.534%
2010 | 87.7685 | 73.7064 | 63.8735 | 61.7399 | 51.0272 | 42.0255 | 49.6614 | 38.5847 | 13.007 | 62.5421 | 38.4039 | 34.3375 | 76.07 | 50.0673 | 29.4306 | 102.4179 | 72.6721 | 93.3081 | 110.6593 | 57.2922 | -19.78%
2013 | 72.8344 | 61.7438 | 48.877 | 50.6834 | 40.1046 | 34.6349 | 40.2624 | 31.3351 | 9.3546 | 38.6807 | 32.0398 | 29.4841 | 46.5996 | 42.6923 | 24.9816 | 66.7532 | 51.2519 | 70.3698 | 87.2198 | 40.5274 | -29.26%
2016 | 69.5304 | 58.7135 | 47.0146 | 49.4452 | 38.975 | 33.4832 | 40.0079 | 30.7924 | 9.1252 | 37.4876 | 30.7985 | 29.3203 | 45.7612 | 41.8288 | 24.9926 | 63.2354 | 48.6307 | 67.6103 | 79.677 | 39.5604 | -2.386%
2019 | 65.0003 | 56.4722 | 46.0165 | 45.874 | 37.4064 | 32.4754 | 31.2033 | 27.1265 | 8.9501 | 39.496 | 26.6515 | 19.5693 | 48.1542 | 33.988 | 15.1094 | 66.7868 | 46.2174 | 62.0104 | 73.8592 | 37.8047 | -4.438%
% HVAC EUI Savings vs. 90.1-2004 Baseline
2004 | 0% | 0% | 0% | 0% | 0% | 0% | 0% | 0% | 0% | 0% | 0% | 0% | 0% | 0% | 0% | 0% | 0% | 0% | 0% | 0%
2007 | -0.2448% | -0.3207% | -0.1818% | -0.3513% | -10.27% | -15.15% | 0.115% | -2.781% | -40.49% | -6.966% | -7.896% | -10.52% | -9.095% | -11.17% | -17.46% | -8.785% | -10.71% | -17.02% | -9.437% | -7.534%
2010 | -4.984% | -5.942% | -3.374% | -4.093% | -16.37% | -21.49% | -17.8% | -15.08% | -49.92% | -29.38% | -22.91% | -34.16% | -32.64% | -28.45% | -34.02% | -32.22% | -32.86% | -35.01% | -22.02% | -25.83%
2013 | -21.15% | -21.21% | -26.06% | -21.27% | -34.27% | -35.3% | -33.36% | -31.04% | -63.98% | -56.32% | -35.68% | -43.47% | -58.74% | -38.99% | -43.99% | -55.82% | -52.65% | -50.99% | -38.54% | -47.53%
2016 | -24.73% | -25.08% | -28.88% | -23.19% | -36.12% | -37.45% | -33.78% | -32.23% | -64.87% | -57.67% | -38.17% | -43.78% | -59.48% | -40.22% | -43.97% | -58.15% | -55.07% | -52.91% | -43.85% | -48.78%
2019 | -29.63% | -27.94% | -30.39% | -28.74% | -38.69% | -39.33% | -48.35% | -40.3% | -65.54% | -55.4% | -46.5% | -62.48% | -57.36% | -51.43% | -66.13% | -55.8% | -57.3% | -56.81% | -47.95% | -51.06%
Mid-Rise Apartment - 90.1 HVAC Energy Use - Site EUI (kWh/m2/yr)
Mid-Rise Apartment | Ho Chi Minh City | Dubai | Honolulu | New Delhi | Tampa | Tucson | Atlanta | El Paso | San Diego | New York | Albuquerque | Seattle | Buffalo | Denver | Port Angeles | Rochester | Great Falls | International Falls | Fairbanks | National | % National HVAC Energy Improvement per Publication Year
Year | 0A | 0B | 1A | 1B | 2A | 2B | 3A | 3B | 3C | 4A | 4B | 4C | 5A | 5B | 5C | 6A | 6B | 7 | 8 | All | All
2004 | 84.6162 | 77.1955 | 59.046 | 61.264 | 51.3107 | 45.0065 | 46.513 | 37.9243 | 27.9461 | 65.1534 | 39.4706 | 37.529 | 86.6721 | 56.4646 | 36.0367 | 119.0765 | 84.571 | 125.6492 | 138.604 | 60.5455 | 0% |  | Year
2007 | 71.8697 | 65.8632 | 50.5326 | 52.3457 | 41.1074 | 35.124 | 40.7316 | 30.9759 | 15.9306 | 57.4846 | 33.6184 | 32.0915 | 77.1264 | 47.8892 | 29.1371 | 106.8005 | 73.7146 | 104.5186 | 125.4746 | 52.1126 | -13.93% | Building Type | 2004 | 2007 | 2010 | 2013 | 2016 | 2019
2010 | 69.1801 | 62.8662 | 48.5706 | 50.9101 | 39.8038 | 33.917 | 35.9924 | 29.3187 | 15.9696 | 47.0562 | 30.7038 | 27.0262 | 62.1706 | 41.3413 | 26.3306 | 87.2065 | 60.5826 | 89.0453 | 114.9416 | 44.888 | -13.86% | High-Rise Apartment | 77.2427 | 71.4231 | 57.2922 | 40.5274 | 39.5604 | 37.8047
2013 | 59.6264 | 54.5965 | 38.985 | 44.1859 | 33.0902 | 29.5137 | 30.4566 | 25.2539 | 12.7413 | 25.4737 | 25.6562 | 22.7912 | 31.1052 | 34.4611 | 21.7624 | 45.3946 | 34.9982 | 48.5822 | 64.8379 | 29.9381 | -33.3% | Mid-Rise Apartment | 60.5455 | 52.1126 | 44.888 | 29.9381 | 29.5783 | 27.0506
2016 | 57.7894 | 52.8065 | 38.1901 | 43.4451 | 32.4256 | 28.8464 | 30.4911 | 24.8959 | 12.2344 | 25.0554 | 25.1148 | 22.9375 | 30.9652 | 34.4452 | 22.1 | 44.0494 | 34.0588 | 47.4098 | 58.8457 | 29.5783 | -1.202%
2019 | 46.6521 | 45.5213 | 34.3849 | 36.8697 | 28.3484 | 27.4728 | 22.5015 | 22.6973 | 11.9003 | 26.0435 | 21.2183 | 14.9646 | 32.3414 | 24.3066 | 13.8357 | 45.9582 | 31.9444 | 44.8443 | 53.6882 | 27.0506 | -8.546%
% HVAC EUI Savings vs. 90.1-2004 Baseline
2004 | 0% | 0% | 0% | 0% | 0% | 0% | 0% | 0% | 0% | 0% | 0% | 0% | 0% | 0% | 0% | 0% | 0% | 0% | 0% | 0%
2007 | -13.8% | -14.46% | -12.88% | -13.85% | -16.72% | -18.46% | -9.569% | -15.29% | -46.26% | -8.66% | -11.75% | -10.43% | -8.452% | -12.26% | -15.47% | -8.125% | -10.03% | -14.72% | -9.252% | -13.93%
2010 | -16.71% | -18.29% | -15.85% | -16.08% | -18.86% | -20.72% | -17.41% | -18.94% | -46.11% | -20.44% | -17.6% | -20.14% | -21.69% | -21.61% | -21.76% | -21.09% | -22.16% | -25.49% | -16.67% | -25.86%
2013 | -27.05% | -28.84% | -30.35% | -26.53% | -29.86% | -28.94% | -26.58% | -27.88% | -58.54% | -44.81% | -27.73% | -28.26% | -49.2% | -31.45% | -32% | -48.76% | -45.8% | -53.67% | -51.98% | -50.55%
2016 | -29.04% | -31.12% | -31.55% | -27.68% | -30.95% | -30.19% | -26.52% | -28.67% | -60.49% | -45.28% | -28.82% | -27.98% | -49.33% | -31.47% | -31.25% | -49.66% | -46.67% | -54.49% | -56.21% | -51.15%
2019 | -41.1% | -40.42% | -37.31% | -37.89% | -37.64% | -32.75% | -39.74% | -33.51% | -61.78% | -44.16% | -36.64% | -43.27% | -48.11% | -45.96% | -49.77% | -48.39% | -48.62% | -56.28% | -59.84% | -55.32%

## Combined
90.1 HVAC Energy Use - Site EUI (kWh/m2/yr) - by Building Type | [17 empty] | Sorted by Total HVAC Site EUI % Savings |  | Sorted by Total HVAC Site EUI Savings |  | HVAC EUI % Savings - National Weighted Average
Year | Large Office | Medium Office | Small Office | Stand-Alone Retail | Strip Mall | Primary School | Secondary School | Hospital | Outpatient Healthcare | Full Service Restaurant | Quick Service Restaurant | Large Hotel | Small Hotel | Warehouse | High-Rise Apartment | Mid-Rise Apartment |  | Building Type | Site EUI % Savings | Building Type | Site EUI Delta | Building Type | Site EUI % Savings
2004 | 90.9052 | 60.8009 | 48.4107 | 151.9759 | 148.0532 | 117.167 | 117.6241 | 302.7086 | 242.9975 | 591.7757 | 640.5325 | 184.5916 | 80.0019 | 46.3112 | 77.2427 | 60.5455 |  | Warehouse | 38.23% | Warehouse | 17.7036 | Large Office | 46.3%
2007 | 82.8056 | 50.7929 | 39.7359 | 121.6965 | 114.7065 | 100.355 | 92.4917 | 309.3346 | 214.8247 | 455.7365 | 562.111 | 149.0286 | 66.2207 | 39.4109 | 71.4231 | 52.1126 |  | Quick Service Restaurant | 41.46% | Small Office | 21.1261 | Medium Office | 49.65%
2010 | 61.7612 | 36.3846 | 35.3393 | 87.7041 | 91.2503 | 69.5458 | 65.6326 | 187.6998 | 161.4681 | 327.4961 | 475.5908 | 97.7747 | 59.3307 | 31.7925 | 57.2922 | 44.888 |  | Small Office | 43.64% | Medium Office | 30.1882 | Small Office | 43.64%
2013 | 55.0359 | 31.736 | 29.08 | 60.9178 | 75.8435 | 52.7977 | 50.9851 | 167.5172 | 148.8892 | 301.3541 | 390.8657 | 79.5844 | 53.9133 | 28.6674 | 40.5274 | 29.9381 |  | Outpatient Healthcare | 44.94% | Mid-Rise Apartment | 33.4949 | Stand-Alone Retail | 50.72%
2016 | 52.3533 | 30.9617 | 28.4799 | 74.7638 | 77.7425 | 52.7412 | 50.5447 | 165.539 | 138.144 | 300.6687 | 387.7879 | 75.7993 | 41.8946 | 28.5864 | 39.5604 | 29.5783 |  | Large Office | 46.3% | Small Hotel | 39.4113 | Strip Mall | 47.21%
2019 | 48.8127 | 30.6127 | 27.2847 | 74.8932 | 78.1596 | 47.4905 | 47.4062 | 120.5093 | 133.7993 | 296.6065 | 374.9414 | 59.6136 | 40.5906 | 28.6076 | 37.8047 | 27.0506 |  | Strip Mall | 47.21% | High-Rise Apartment | 39.438 | Primary School | 59.47%
[18 empty] | Small Hotel | 49.26% | Large Office | 42.0924 | Secondary School | 59.7%
% National HVAC Site EUI Savings per Publication Year | [17 empty] | Medium Office | 49.65% | Primary School | 69.6766 | Hospital | 60.19%
2004 | 0% | 0% | 0% | 0% | 0% | 0% | 0% | 0% | 0% | 0% | 0% | 0% | 0% | 0% | 0% | 0% |  | Full Service Restaurant | 49.88% | Strip Mall | 69.8935 | Outpatient Healthcare | 44.94%
2007 | 8.91% | 16.46% | 17.92% | 19.92% | 22.52% | 14.35% | 21.37% | -2.189% | 11.59% | 22.99% | 12.24% | 19.27% | 17.23% | 14.9% | 7.534% | 13.93% |  | Stand-Alone Retail | 50.72% | Secondary School | 70.2179 | Full Service Restaurant | 49.88%
2010 | 25.41% | 28.37% | 11.06% | 27.93% | 20.45% | 30.7% | 29.04% | 39.32% | 24.84% | 28.14% | 15.39% | 34.39% | 10.4% | 19.33% | 19.78% | 13.86% |  | High-Rise Apartment | 51.06% | Stand-Alone Retail | 77.0827 | Quick Service Restaurant | 41.46%
2013 | 10.89% | 12.78% | 17.71% | 30.54% | 16.88% | 24.08% | 22.32% | 10.75% | 7.79% | 7.982% | 17.81% | 18.6% | 9.131% | 9.83% | 29.26% | 33.3% |  | Mid-Rise Apartment | 55.32% | Outpatient Healthcare | 109.1982 | Large Hotel | 67.71%
2016 | 4.874% | 2.44% | 2.064% | -22.73% | -2.504% | 0.107% | 0.8639% | 1.181% | 7.217% | 0.2274% | 0.7874% | 4.756% | 22.29% | 0.2826% | 2.386% | 1.202% |  | Primary School | 59.47% | Large Hotel | 124.978 | Small Hotel | 49.26%
2019 | 6.763% | 1.127% | 4.197% | -0.173% | -0.5365% | 9.956% | 6.209% | 27.2% | 3.145% | 1.351% | 3.313% | 21.35% | 3.113% | -0.07418% | 4.438% | 8.546% |  | Secondary School | 59.7% | Hospital | 182.1992 | Warehouse | 38.23%
[18 empty] | Hospital | 60.19% | Quick Service Restaurant | 265.5911 | High-Rise Apartment | 51.06% | Weighted Ave.
% National HVAC Site EUI Savings, 90.1-2019 vs. 2004 Baseline | [17 empty] | Large Hotel | 67.71% | Full Service Restaurant | 295.1692 | Mid-Rise Apartment | 55.32% | 50.73%
2019 | 42.0924 | 30.1882 | 21.1261 | 77.0827 | 69.8935 | 69.6766 | 70.2179 | 182.1992 | 109.1982 | 295.1692 | 265.5911 | 124.978 | 39.4113 | 17.7036 | 39.438 | 33.4949 | Site EUI Delta
2019 | 46.3% | 49.65% | 43.64% | 50.72% | 47.21% | 59.47% | 59.7% | 60.19% | 44.94% | 49.88% | 41.46% | 67.71% | 49.26% | 38.23% | 51.06% | 55.32% | Site EUI % Savings

## MPF
Mechanical Performance Factors - Site Energy - 2007
2007 | Ho Chi Minh City | Dubai | Honolulu | New Delhi | Tampa | Tucson | Atlanta | El Paso | San Diego | New York | Albuquerque | Seattle | Buffalo | Denver | Port Angeles | Rochester | Great Falls | International Falls | Fairbanks
Building Type | 0A | 0B | 1A | 1B | 2A | 2B | 3A | 3B | 3C | 4A | 4B | 4C | 5A | 5B | 5C | 6A | 6B | 7 | 8
Large Office | 0.9456 | 0.96029 | 0.95308 | 0.96492 | 0.92805 | 0.89685 | 0.93952 | 0.97346 | 0.88996 | 0.90267 | 0.92857 | 0.89121 | 0.87206 | 0.89174 | 0.86602 | 0.87024 | 0.87679 | 0.83261 | 0.87323
Medium Office | 0.91159 | 0.9284 | 0.93383 | 0.93231 | 0.88329 | 0.87669 | 0.87199 | 0.90248 | 0.75911 | 0.79923 | 0.81274 | 0.7658 | 0.7977 | 0.77566 | 0.7444 | 0.80649 | 0.76884 | 0.78188 | 0.8483
Small Office | 0.82021 | 0.83393 | 0.83878 | 0.84254 | 0.83368 | 0.85333 | 0.82081 | 0.8394 | 0.88815 | 0.85039 | 0.87865 | 0.89609 | 0.77564 | 0.78756 | 0.8361 | 0.77566 | 0.76585 | 0.72507 | 0.77586
Stand-Alone Retail | 0.91176 | 0.96247 | 0.93961 | 0.96363 | 0.82547 | 0.84918 | 0.85043 | 0.90676 | 0.87182 | 0.76138 | 0.83131 | 0.73407 | 0.74841 | 0.7881 | 0.70537 | 0.75192 | 0.74706 | 0.73531 | 0.78454
Strip Mall | 0.97184 | 0.97807 | 0.99131 | 0.98446 | 0.94909 | 0.9631 | 0.79738 | 0.85228 | 0.97241 | 0.69425 | 0.73875 | 0.63488 | 0.70355 | 0.721 | 0.61373 | 0.69441 | 0.68749 | 0.7045 | 0.75854
Primary School | 0.93223 | 0.92117 | 0.91224 | 0.93379 | 0.90761 | 0.86808 | 0.86605 | 0.87357 | 0.87178 | 0.79875 | 0.83014 | 0.78553 | 0.88505 | 0.80713 | 0.75105 | 0.80032 | 0.77173 | 0.78473 | 0.87436
Secondary School | 0.84774 | 0.87444 | 0.87966 | 0.88668 | 0.83271 | 0.83386 | 0.8036 | 0.80232 | 0.7513 | 0.73225 | 0.77989 | 0.71009 | 0.78276 | 0.75918 | 0.65324 | 0.69066 | 0.81643 | 0.72859 | 0.83349
Hospital | 1.0309 | 1.0127 | 0.96859 | 0.95668 | 1.0173 | 0.988 | 1.0179 | 1.0076 | 1.0004 | 1.0256 | 1.0068 | 1.0088 | 1.0427 | 1.0204 | 1.0192 | 1.0611 | 1.0398 | 1.0733 | 1.1106
Outpatient Healthcare | 0.93526 | 0.93862 | 0.93296 | 0.9352 | 0.91683 | 0.94594 | 0.90632 | 0.94338 | 0.8985 | 0.85761 | 0.85998 | 0.80756 | 0.83633 | 0.88651 | 0.95918 | 0.86638 | 0.88323 | 0.85574 | 0.87148
Full Service Restaurant | 0.94215 | 0.93181 | 0.95254 | 0.89608 | 0.8751 | 0.83053 | 0.77953 | 0.81955 | 0.80345 | 0.73035 | 0.76265 | 0.64772 | 0.71407 | 0.69064 | 0.5969 | 0.76588 | 0.70502 | 0.78909 | 0.82858
Quick Service Restaurant | 0.9516 | 0.94105 | 0.9723 | 0.92032 | 0.92066 | 0.90298 | 0.91176 | 0.90157 | 0.80765 | 0.91351 | 0.90678 | 0.81788 | 0.81539 | 0.80188 | 0.68443 | 0.8191 | 0.78997 | 0.81905 | 0.86082
Large Hotel | 0.87056 | 0.712 | 0.71104 | 0.6964 | 0.67604 | 0.59914 | 0.74848 | 0.76369 | 0.47427 | 0.87393 | 0.63774 | 0.78541 | 1.0047 | 0.65978 | 0.88852 | 1.1066 | 1.1318 | 1.1127 | 1.2076
Small Hotel | 0.89072 | 0.90531 | 0.92629 | 0.91286 | 0.90247 | 0.92348 | 0.86269 | 0.89213 | 0.91142 | 0.78826 | 0.84941 | 0.81016 | 0.75358 | 0.79597 | 0.78401 | 0.73594 | 0.74101 | 0.68891 | 0.68827
Warehouse | 0.88434 | 0.85752 | 0.83642 | 0.832 | 0.68124 | 0.79853 | 0.74005 | 0.72349 | 0.53173 | 0.85104 | 0.75361 | 0.78556 | 0.9042 | 0.84194 | 0.75559 | 0.9428 | 0.88103 | 0.9425 | 0.9514
High-Rise Apartment | 0.99755 | 0.99679 | 0.99818 | 0.99649 | 0.89732 | 0.84845 | 1.0011 | 0.97219 | 0.59505 | 0.93034 | 0.92104 | 0.89485 | 0.90905 | 0.88835 | 0.82536 | 0.91215 | 0.89285 | 0.82981 | 0.90563
Mid-Rise Apartment | 0.84936 | 0.8532 | 0.85582 | 0.85443 | 0.80115 | 0.78042 | 0.8757 | 0.81678 | 0.57005 | 0.8823 | 0.85173 | 0.85511 | 0.88986 | 0.84813 | 0.80854 | 0.89691 | 0.87163 | 0.83183 | 0.90527
Mechanical Performance Factors - Site Energy - 2010
2010 | Ho Chi Minh City | Dubai | Honolulu | New Delhi | Tampa | Tucson | Atlanta | El Paso | San Diego | New York | Albuquerque | Seattle | Buffalo | Denver | Port Angeles | Rochester | Great Falls | International Falls | Fairbanks
Building Type | 0A | 0B | 1A | 1B | 2A | 2B | 3A | 3B | 3C | 4A | 4B | 4C | 5A | 5B | 5C | 6A | 6B | 7 | 8
Large Office | 0.73321 | 0.79148 | 0.751 | 0.80454 | 0.68791 | 0.7994 | 0.69054 | 0.81989 | 0.64458 | 0.64169 | 0.74863 | 0.62809 | 0.6411 | 0.68804 | 0.61289 | 0.63907 | 0.66291 | 0.61965 | 0.65119
Medium Office | 0.714 | 0.74976 | 0.74595 | 0.74269 | 0.66859 | 0.67732 | 0.63567 | 0.68829 | 0.50461 | 0.53602 | 0.58916 | 0.47216 | 0.55108 | 0.55889 | 0.47093 | 0.56457 | 0.53836 | 0.55298 | 0.61767
Small Office | 0.75637 | 0.76912 | 0.76542 | 0.77416 | 0.75672 | 0.77679 | 0.74393 | 0.76055 | 0.76736 | 0.73955 | 0.78439 | 0.80979 | 0.6794 | 0.70938 | 0.78079 | 0.64184 | 0.66158 | 0.60771 | 0.67688
Stand-Alone Retail | 0.63541 | 0.61339 | 0.61299 | 0.60842 | 0.50417 | 0.49163 | 0.55465 | 0.5633 | 0.52886 | 0.58111 | 0.58856 | 0.6096 | 0.63039 | 0.60351 | 0.62841 | 0.63074 | 0.6138 | 0.64151 | 0.72491
Strip Mall | 0.73737 | 0.71503 | 0.71774 | 0.72679 | 0.66641 | 0.66514 | 0.59212 | 0.62456 | 0.73206 | 0.57527 | 0.60685 | 0.58116 | 0.61549 | 0.61526 | 0.58914 | 0.61607 | 0.62094 | 0.63517 | 0.70487
Primary School | 0.60552 | 0.67319 | 0.78008 | 0.67646 | 0.68134 | 0.72051 | 0.64496 | 0.73632 | 0.60807 | 0.50332 | 0.67581 | 0.53023 | 0.49778 | 0.62959 | 0.53518 | 0.54575 | 0.59476 | 0.55338 | 0.67579
Secondary School | 0.73096 | 0.73274 | 0.69971 | 0.73217 | 0.59747 | 0.62703 | 0.58078 | 0.61487 | 0.59625 | 0.48124 | 0.58499 | 0.53214 | 0.53228 | 0.55215 | 0.49872 | 0.48768 | 0.5166 | 0.46991 | 0.56381
Hospital | 0.60965 | 0.60609 | 0.57838 | 0.61437 | 0.60643 | 0.62381 | 0.60623 | 0.64593 | 0.57278 | 0.61416 | 0.66161 | 0.62653 | 0.62867 | 0.66661 | 0.64126 | 0.66059 | 0.66872 | 0.67155 | 0.69842
Outpatient Healthcare | 0.76301 | 0.73954 | 0.75244 | 0.7342 | 0.71747 | 0.74219 | 0.70197 | 0.70195 | 0.62139 | 0.60212 | 0.66794 | 0.57283 | 0.62204 | 0.68894 | 0.63274 | 0.6662 | 0.69879 | 0.67361 | 0.72566
Full Service Restaurant | 0.70112 | 0.64726 | 0.62493 | 0.60779 | 0.58713 | 0.49629 | 0.54237 | 0.5339 | 0.45523 | 0.52011 | 0.52227 | 0.46899 | 0.56729 | 0.52772 | 0.53319 | 0.6377 | 0.58626 | 0.67437 | 0.73981
Quick Service Restaurant | 0.73137 | 0.69301 | 0.71269 | 0.65507 | 0.7014 | 0.59946 | 0.69358 | 0.66994 | 0.67913 | 0.7641 | 0.73477 | 0.73478 | 0.79488 | 0.75506 | 0.73493 | 0.80122 | 0.7774 | 0.81346 | 0.86697
Large Hotel | 0.67393 | 0.71915 | 0.62536 | 0.6972 | 0.54576 | 0.59243 | 0.52042 | 0.80142 | 0.47193 | 0.42929 | 0.69153 | 0.83136 | 0.41528 | 0.71712 | 0.35822 | 0.48858 | 0.48551 | 0.5144 | 0.59295
Small Hotel | 0.79647 | 0.81248 | 0.82034 | 0.82345 | 0.80185 | 0.80772 | 0.76871 | 0.80482 | 0.80215 | 0.71012 | 0.77922 | 0.73515 | 0.67834 | 0.72507 | 0.71886 | 0.65966 | 0.6752 | 0.63447 | 0.66678
Warehouse | 0.58889 | 0.61978 | 0.51162 | 0.52424 | 0.53691 | 0.55465 | 0.56192 | 0.56137 | 0.46196 | 0.69926 | 0.64644 | 0.68248 | 0.74877 | 0.7018 | 0.65726 | 0.72961 | 0.66903 | 0.7261 | 0.78177
High-Rise Apartment | 0.95016 | 0.94058 | 0.96626 | 0.95907 | 0.83633 | 0.78507 | 0.82198 | 0.84916 | 0.50079 | 0.70621 | 0.77095 | 0.6584 | 0.67355 | 0.71551 | 0.65982 | 0.67783 | 0.67142 | 0.64985 | 0.77982
Mid-Rise Apartment | 0.81758 | 0.81438 | 0.82259 | 0.83099 | 0.77574 | 0.7536 | 0.77381 | 0.77309 | 0.57144 | 0.72224 | 0.77789 | 0.72014 | 0.71731 | 0.73216 | 0.73066 | 0.73236 | 0.71635 | 0.70868 | 0.82928
Mechanical Performance Factors - Site Energy - 2013
2013 | Ho Chi Minh City | Dubai | Honolulu | New Delhi | Tampa | Tucson | Atlanta | El Paso | San Diego | New York | Albuquerque | Seattle | Buffalo | Denver | Port Angeles | Rochester | Great Falls | International Falls | Fairbanks
Building Type | 0A | 0B | 1A | 1B | 2A | 2B | 3A | 3B | 3C | 4A | 4B | 4C | 5A | 5B | 5C | 6A | 6B | 7 | 8
Large Office | 0.6561 | 0.75815 | 0.70818 | 0.76141 | 0.64018 | 0.77309 | 0.6378 | 0.80293 | 0.62824 | 0.55533 | 0.71063 | 0.57074 | 0.50839 | 0.64136 | 0.57894 | 0.50187 | 0.61417 | 0.47759 | 0.48805
Medium Office | 0.5928 | 0.67391 | 0.63892 | 0.66402 | 0.55576 | 0.61224 | 0.54246 | 0.63613 | 0.45955 | 0.47807 | 0.52719 | 0.397 | 0.49272 | 0.49262 | 0.39076 | 0.50444 | 0.46976 | 0.37489 | 0.42782
Small Office | 0.53405 | 0.66309 | 0.55252 | 0.66803 | 0.56912 | 0.67939 | 0.59801 | 0.68779 | 0.65836 | 0.61649 | 0.65274 | 0.70889 | 0.58759 | 0.59907 | 0.70066 | 0.58023 | 0.58902 | 0.54029 | 0.61438
Stand-Alone Retail | 0.49672 | 0.57717 | 0.51264 | 0.56622 | 0.41106 | 0.42458 | 0.40616 | 0.47321 | 0.4225 | 0.35291 | 0.47407 | 0.45978 | 0.36384 | 0.50322 | 0.46411 | 0.38956 | 0.52574 | 0.37923 | 0.41248
Strip Mall | 0.57294 | 0.59613 | 0.53871 | 0.5802 | 0.49948 | 0.48451 | 0.47917 | 0.46354 | 0.59087 | 0.49682 | 0.472 | 0.50875 | 0.55022 | 0.51677 | 0.52112 | 0.54975 | 0.55751 | 0.56034 | 0.532
Primary School | 0.50459 | 0.63364 | 0.56331 | 0.62695 | 0.51089 | 0.64929 | 0.48326 | 0.62887 | 0.46337 | 0.36315 | 0.56926 | 0.49957 | 0.36571 | 0.53893 | 0.38158 | 0.40454 | 0.43614 | 0.40377 | 0.49292
Secondary School | 0.52311 | 0.61488 | 0.47564 | 0.63275 | 0.43983 | 0.54651 | 0.44683 | 0.5531 | 0.45943 | 0.36826 | 0.48121 | 0.51059 | 0.41205 | 0.50553 | 0.38737 | 0.38332 | 0.38439 | 0.36465 | 0.43273
Hospital | 0.58194 | 0.58165 | 0.56168 | 0.58575 | 0.56872 | 0.51538 | 0.55381 | 0.54386 | 0.53278 | 0.55346 | 0.54556 | 0.5451 | 0.55941 | 0.53091 | 0.54645 | 0.54009 | 0.51694 | 0.54554 | 0.55411
Outpatient Healthcare | 0.71112 | 0.70449 | 0.71747 | 0.70556 | 0.68882 | 0.64269 | 0.65542 | 0.61043 | 0.61132 | 0.56311 | 0.56125 | 0.54642 | 0.57969 | 0.54941 | 0.58168 | 0.55751 | 0.52036 | 0.56637 | 0.59191
Full Service Restaurant | 0.63471 | 0.59914 | 0.52095 | 0.55793 | 0.52679 | 0.44408 | 0.49624 | 0.48494 | 0.37633 | 0.48404 | 0.47106 | 0.41929 | 0.53645 | 0.48805 | 0.44096 | 0.60937 | 0.55404 | 0.64643 | 0.69777
Quick Service Restaurant | 0.65346 | 0.63568 | 0.60382 | 0.59428 | 0.59583 | 0.53553 | 0.63613 | 0.60587 | 0.5069 | 0.58501 | 0.58555 | 0.50299 | 0.62732 | 0.64908 | 0.5086 | 0.67571 | 0.66976 | 0.68537 | 0.71892
Large Hotel | 0.58388 | 0.4811 | 0.53859 | 0.46441 | 0.49243 | 0.42544 | 0.47526 | 0.48518 | 0.43495 | 0.38854 | 0.31772 | 0.34054 | 0.38868 | 0.26399 | 0.32934 | 0.45865 | 0.45048 | 0.488 | 0.54519
Small Hotel | 0.71952 | 0.72841 | 0.7208 | 0.73614 | 0.71238 | 0.71277 | 0.69246 | 0.71478 | 0.7427 | 0.65444 | 0.69566 | 0.70388 | 0.62958 | 0.66276 | 0.6883 | 0.6107 | 0.6201 | 0.59918 | 0.62824
Warehouse | 0.5141 | 0.59985 | 0.44889 | 0.49643 | 0.46663 | 0.47861 | 0.54066 | 0.51608 | 0.42504 | 0.63158 | 0.53079 | 0.57217 | 0.68031 | 0.59821 | 0.51308 | 0.66099 | 0.58356 | 0.5667 | 0.55878
High-Rise Apartment | 0.78849 | 0.78792 | 0.73939 | 0.78731 | 0.65731 | 0.64701 | 0.66641 | 0.68961 | 0.36016 | 0.43678 | 0.64319 | 0.56534 | 0.41261 | 0.61012 | 0.56007 | 0.44179 | 0.47352 | 0.4901 | 0.61464
Mid-Rise Apartment | 0.70467 | 0.70725 | 0.66025 | 0.72124 | 0.6449 | 0.65577 | 0.6548 | 0.6659 | 0.45592 | 0.39098 | 0.65001 | 0.6073 | 0.35888 | 0.61031 | 0.6039 | 0.38122 | 0.41383 | 0.38665 | 0.46779
Mechanical Performance Factors - Site Energy - 2016
2016 | Ho Chi Minh City | Dubai | Honolulu | New Delhi | Tampa | Tucson | Atlanta | El Paso | San Diego | New York | Albuquerque | Seattle | Buffalo | Denver | Port Angeles | Rochester | Great Falls | International Falls | Fairbanks
Building Type | 0A | 0B | 1A | 1B | 2A | 2B | 3A | 3B | 3C | 4A | 4B | 4C | 5A | 5B | 5C | 6A | 6B | 7 | 8
Large Office | 0.62241 | 0.74204 | 0.6899 | 0.75602 | 0.609 | 0.76732 | 0.60419 | 0.81054 | 0.62738 | 0.50983 | 0.70047 | 0.55954 | 0.4778 | 0.63243 | 0.56227 | 0.45329 | 0.60137 | 0.42179 | 0.39212
Medium Office | 0.55059 | 0.64982 | 0.62357 | 0.65765 | 0.54431 | 0.6046 | 0.52926 | 0.62578 | 0.45683 | 0.46708 | 0.50788 | 0.38382 | 0.48112 | 0.47883 | 0.37975 | 0.48318 | 0.44706 | 0.30239 | 0.30721
Small Office | 0.51015 | 0.62892 | 0.53526 | 0.64467 | 0.54922 | 0.6538 | 0.58442 | 0.66524 | 0.62831 | 0.6056 | 0.61846 | 0.67991 | 0.58959 | 0.59199 | 0.69087 | 0.57396 | 0.58282 | 0.53643 | 0.59007
Stand-Alone Retail | 0.47927 | 0.55786 | 0.513 | 0.5484 | 0.41342 | 0.40606 | 0.47766 | 0.47314 | 0.39717 | 0.50033 | 0.47587 | 0.48097 | 0.5538 | 0.51586 | 0.50378 | 0.56751 | 0.53748 | 0.38273 | 0.41414
Strip Mall | 0.54337 | 0.56644 | 0.5083 | 0.55301 | 0.47392 | 0.45919 | 0.47918 | 0.48579 | 0.56947 | 0.52219 | 0.50085 | 0.55513 | 0.57885 | 0.56874 | 0.57054 | 0.56638 | 0.58095 | 0.58228 | 0.54255
Primary School | 0.43616 | 0.56846 | 0.49589 | 0.58907 | 0.48802 | 0.61342 | 0.49006 | 0.60681 | 0.44452 | 0.3694 | 0.56132 | 0.51096 | 0.38885 | 0.56053 | 0.41234 | 0.42242 | 0.41966 | 0.42633 | 0.5015
Secondary School | 0.46956 | 0.56563 | 0.44261 | 0.60575 | 0.41498 | 0.51786 | 0.4437 | 0.53343 | 0.44722 | 0.37205 | 0.46402 | 0.53308 | 0.43342 | 0.51694 | 0.43167 | 0.39568 | 0.39973 | 0.38208 | 0.43101
Hospital | 0.56874 | 0.57111 | 0.55779 | 0.57669 | 0.5627 | 0.49297 | 0.5473 | 0.53264 | 0.51472 | 0.54943 | 0.53879 | 0.53364 | 0.55602 | 0.5255 | 0.52618 | 0.52991 | 0.50453 | 0.52685 | 0.53043
Outpatient Healthcare | 0.68205 | 0.65716 | 0.67449 | 0.65557 | 0.63882 | 0.59557 | 0.57653 | 0.55458 | 0.54448 | 0.52715 | 0.51967 | 0.48843 | 0.55814 | 0.5101 | 0.53435 | 0.54698 | 0.48549 | 0.56472 | 0.59536
Full Service Restaurant | 0.62649 | 0.59056 | 0.5143 | 0.55361 | 0.51934 | 0.44078 | 0.49428 | 0.48398 | 0.36877 | 0.4854 | 0.47472 | 0.42492 | 0.53673 | 0.49205 | 0.44698 | 0.60889 | 0.55459 | 0.64588 | 0.6937
Quick Service Restaurant | 0.64747 | 0.62992 | 0.59958 | 0.59088 | 0.592 | 0.53237 | 0.63151 | 0.60106 | 0.5037 | 0.58167 | 0.59192 | 0.50251 | 0.61973 | 0.64546 | 0.50727 | 0.66894 | 0.6627 | 0.67917 | 0.70986
Large Hotel | 0.55099 | 0.45739 | 0.50743 | 0.44189 | 0.46837 | 0.41689 | 0.45036 | 0.48326 | 0.40517 | 0.36704 | 0.31788 | 0.32414 | 0.36652 | 0.26734 | 0.31322 | 0.42653 | 0.43641 | 0.45585 | 0.49897
Small Hotel | 0.58176 | 0.59624 | 0.58361 | 0.60249 | 0.5738 | 0.57746 | 0.54324 | 0.57041 | 0.60824 | 0.49756 | 0.54236 | 0.54235 | 0.47118 | 0.50562 | 0.52707 | 0.45872 | 0.46236 | 0.44517 | 0.45449
Warehouse | 0.46321 | 0.47654 | 0.40769 | 0.43682 | 0.41763 | 0.44196 | 0.54918 | 0.51608 | 0.38014 | 0.6388 | 0.56269 | 0.64313 | 0.67333 | 0.6176 | 0.61428 | 0.65343 | 0.60101 | 0.59803 | 0.59202
High-Rise Apartment | 0.75272 | 0.74925 | 0.71122 | 0.76808 | 0.6388 | 0.62549 | 0.6622 | 0.67767 | 0.35133 | 0.4233 | 0.61827 | 0.5622 | 0.40519 | 0.59778 | 0.56032 | 0.41851 | 0.4493 | 0.47088 | 0.56149
Mid-Rise Apartment | 0.68296 | 0.68406 | 0.64679 | 0.70914 | 0.63195 | 0.64094 | 0.65554 | 0.65646 | 0.43779 | 0.38456 | 0.63629 | 0.61119 | 0.35727 | 0.61003 | 0.61326 | 0.36993 | 0.40272 | 0.37732 | 0.42456
Mechanical Performance Factors - Site Energy - 2019
2019 | Ho Chi Minh City | Dubai | Honolulu | New Delhi | Tampa | Tucson | Atlanta | El Paso | San Diego | New York | Albuquerque | Seattle | Buffalo | Denver | Port Angeles | Rochester | Great Falls | International Falls | Fairbanks
Building Type | 0A | 0B | 1A | 1B | 2A | 2B | 3A | 3B | 3C | 4A | 4B | 4C | 5A | 5B | 5C | 6A | 6B | 7 | 8
Large Office | 0.59058 | 0.7073 | 0.64554 | 0.7105 | 0.56782 | 0.7263 | 0.54296 | 0.77837 | 0.59046 | 0.47415 | 0.68473 | 0.54718 | 0.43913 | 0.62056 | 0.56425 | 0.42489 | 0.59235 | 0.38829 | 0.35978
Medium Office | 0.56958 | 0.64318 | 0.60369 | 0.62943 | 0.53811 | 0.59028 | 0.5071 | 0.62575 | 0.4362 | 0.46903 | 0.5197 | 0.39078 | 0.47948 | 0.48395 | 0.39653 | 0.47369 | 0.44514 | 0.27248 | 0.27621
Small Office | 0.49352 | 0.60695 | 0.50461 | 0.60657 | 0.52114 | 0.61677 | 0.55502 | 0.6265 | 0.57771 | 0.58303 | 0.58276 | 0.64277 | 0.5763 | 0.56707 | 0.65741 | 0.56514 | 0.56933 | 0.52639 | 0.58018
Stand-Alone Retail | 0.52716 | 0.54065 | 0.49156 | 0.53044 | 0.39352 | 0.39499 | 0.47373 | 0.46265 | 0.36685 | 0.51009 | 0.47811 | 0.51348 | 0.56773 | 0.52615 | 0.53275 | 0.5775 | 0.55246 | 0.38976 | 0.42153
Strip Mall | 0.53159 | 0.55425 | 0.48984 | 0.53754 | 0.46065 | 0.44546 | 0.4793 | 0.48027 | 0.53908 | 0.5339 | 0.53604 | 0.56988 | 0.58845 | 0.57617 | 0.59628 | 0.57377 | 0.59444 | 0.58968 | 0.54936
Primary School | 0.40691 | 0.50726 | 0.45446 | 0.52782 | 0.45111 | 0.52531 | 0.43658 | 0.53352 | 0.39351 | 0.33418 | 0.49737 | 0.43963 | 0.35032 | 0.4972 | 0.3535 | 0.37886 | 0.38337 | 0.37583 | 0.44528
Secondary School | 0.4308 | 0.53705 | 0.41903 | 0.53836 | 0.39625 | 0.48797 | 0.41349 | 0.49715 | 0.41948 | 0.3469 | 0.42644 | 0.50781 | 0.40431 | 0.47306 | 0.41266 | 0.36938 | 0.37919 | 0.35145 | 0.39416
Hospital | 0.45109 | 0.45031 | 0.41292 | 0.4352 | 0.41114 | 0.36494 | 0.38679 | 0.39052 | 0.348 | 0.39075 | 0.40632 | 0.3644 | 0.40926 | 0.40303 | 0.51996 | 0.40698 | 0.5025 | 0.51919 | 0.51779
Outpatient Healthcare | 0.6639 | 0.63791 | 0.65626 | 0.63159 | 0.62367 | 0.57653 | 0.52811 | 0.5438 | 0.53245 | 0.51573 | 0.50975 | 0.48233 | 0.54644 | 0.50307 | 0.52834 | 0.52791 | 0.47606 | 0.5529 | 0.58709
Full Service Restaurant | 0.60932 | 0.57606 | 0.49819 | 0.53707 | 0.50558 | 0.43058 | 0.48377 | 0.47614 | 0.35593 | 0.48002 | 0.47633 | 0.42498 | 0.53338 | 0.49516 | 0.44849 | 0.60617 | 0.55773 | 0.6432 | 0.68907
Quick Service Restaurant | 0.61897 | 0.60614 | 0.56758 | 0.56604 | 0.5636 | 0.51142 | 0.60921 | 0.58227 | 0.48545 | 0.56768 | 0.56727 | 0.49701 | 0.6009 | 0.62627 | 0.50889 | 0.646 | 0.64339 | 0.65375 | 0.69529
Large Hotel | 0.5138 | 0.41279 | 0.44304 | 0.40049 | 0.3809 | 0.36683 | 0.33262 | 0.41396 | 0.343 | 0.28512 | 0.27887 | 0.23572 | 0.2712 | 0.22507 | 0.22792 | 0.30137 | 0.32146 | 0.30569 | 0.31531
Small Hotel | 0.56046 | 0.57354 | 0.5551 | 0.57559 | 0.54735 | 0.54887 | 0.52194 | 0.54447 | 0.57283 | 0.48751 | 0.53571 | 0.52744 | 0.46506 | 0.49393 | 0.51546 | 0.45406 | 0.45618 | 0.43995 | 0.44853
Warehouse | 0.45493 | 0.47031 | 0.39586 | 0.42997 | 0.42447 | 0.43376 | 0.54172 | 0.50994 | 0.36723 | 0.64062 | 0.56631 | 0.65316 | 0.67445 | 0.62075 | 0.62441 | 0.65336 | 0.60168 | 0.5978 | 0.59091
High-Rise Apartment | 0.70368 | 0.72065 | 0.69612 | 0.7126 | 0.61309 | 0.60667 | 0.51647 | 0.59699 | 0.34459 | 0.44598 | 0.53502 | 0.37523 | 0.42638 | 0.48572 | 0.33874 | 0.44201 | 0.427 | 0.43188 | 0.52049
Mid-Rise Apartment | 0.55134 | 0.58969 | 0.58234 | 0.60182 | 0.55249 | 0.61042 | 0.48377 | 0.59849 | 0.42583 | 0.39973 | 0.53757 | 0.39875 | 0.37315 | 0.43047 | 0.38393 | 0.38596 | 0.37772 | 0.3569 | 0.38735