## IECC Data-SI
Year | Building Type | CZ | Floor Area (m2) | Heating- Elec (GJ/yr) | Heating- Gas (GJ/yr) | Cooling (GJ/yr) | Interior Lighting (GJ/yr) | Exterior Lighting (GJ/yr) | Interior Equipment- Elec (GJ/yr) | Interior Equipment- Gas (GJ/yr) | Exterior Equipment (GJ/yr) | Fan (GJ/yr) | All Pumps (GJ/yr) | SWH Pumps (GJ/yr) | HVAC Pumps (GJ/yr) | Heat Rejection (GJ/yr) | Humidification (GJ/yr) | Heat Recovery (GJ/yr) | SWH- Elec (GJ/yr) | SWH- Gas (GJ/yr) | Refrigeration (GJ/yr) | HVAC Total Electric (GJ/yr) | HVAC Total Gas (GJ/yr) | Total Electric (GJ/yr) | Total Gas (GJ/yr) | Grand Total (GJ/yr)
2006 | Full Service Restaurant | 0A | 511.15 | 0 | 0 | 912.68 | 160.17 | 58.15 | 460.72 | 469.79 | 0 | 333.12 | 0.45 | 0.45 | 0 | 0 | 0 | 0 | 75.38 | 215.63 | 67.17 | 1245.8 | 0 | 2067.84 | 685.41 | 2753.25
2006 | Full Service Restaurant | 0B | 511.15 | 0 | 0.66 | 817.99 | 160.17 | 58.16 | 460.72 | 469.79 | 0 | 370.89 | 0.45 | 0.45 | 0 | 0 | 0 | 0 | 75.38 | 214.49 | 66.98 | 1188.88 | 0.66 | 2010.73 | 684.93 | 2695.66
2006 | Full Service Restaurant | 1A | 511.15 | 0 | 0.02 | 631.75 | 160.17 | 58.17 | 460.72 | 469.79 | 0 | 313.97 | 0.45 | 0.45 | 0 | 0 | 0 | 0 | 75.38 | 235.09 | 66.95 | 945.72 | 0.02 | 1767.56 | 704.89 | 2472.45
2006 | Full Service Restaurant | 1B | 511.15 | 0 | 29.9 | 692.9 | 160.17 | 58.09 | 460.72 | 469.79 | 0 | 365.88 | 0.45 | 0.45 | 0 | 0 | 0 | 0 | 75.38 | 235.58 | 66.89 | 1058.78 | 29.9 | 1880.48 | 735.26 | 2615.74
2006 | Full Service Restaurant | 2A | 511.15 | 0 | 66.7 | 559.25 | 160.17 | 58.07 | 460.72 | 469.79 | 0 | 322.86 | 0.45 | 0.45 | 0 | 0 | 0 | 0 | 75.38 | 257.3 | 66.93 | 882.11 | 66.7 | 1703.83 | 793.79 | 2497.62
2006 | Full Service Restaurant | 2B | 511.15 | 0 | 59.17 | 380.13 | 160.17 | 58.12 | 460.72 | 469.79 | 0 | 370.22 | 0.45 | 0.45 | 0 | 0 | 0 | 0 | 75.39 | 258.69 | 66.25 | 750.35 | 59.17 | 1571.44 | 787.64 | 2359.08
2006 | Full Service Restaurant | 3A | 511.15 | 0 | 287.18 | 360.83 | 160.17 | 58.1 | 460.72 | 469.79 | 0 | 322.96 | 0.45 | 0.45 | 0 | 0 | 0 | 0 | 75.39 | 295.36 | 66.68 | 683.79 | 287.18 | 1505.3 | 1052.33 | 2557.63
2006 | Full Service Restaurant | 3B | 511.15 | 0 | 152.32 | 274.6 | 160.17 | 58.1 | 460.72 | 469.79 | 0 | 367.2 | 0.45 | 0.45 | 0 | 0 | 0 | 0 | 75.39 | 285.64 | 66.21 | 641.8 | 152.32 | 1462.82 | 907.75 | 2370.57
2006 | Full Service Restaurant | 3C | 511.15 | 0 | 85.96 | 104.49 | 160.17 | 58.09 | 460.72 | 469.79 | 0 | 310.41 | 0.45 | 0.45 | 0 | 0 | 0 | 0 | 75.39 | 299.74 | 66.73 | 414.9 | 85.96 | 1236.44 | 855.49 | 2091.93
2006 | Full Service Restaurant | 4A | 511.15 | 0 | 599.8 | 253.39 | 160.17 | 58.02 | 460.72 | 469.79 | 0 | 309.44 | 0.45 | 0.45 | 0 | 0 | 0 | 0 | 75.39 | 325.35 | 66.59 | 562.83 | 599.8 | 1384.16 | 1394.94 | 2779.1
2006 | Full Service Restaurant | 4B | 511.15 | 0 | 305.76 | 163.92 | 160.17 | 58.06 | 460.72 | 469.79 | 0 | 366.89 | 0.45 | 0.45 | 0 | 0 | 0 | 0 | 75.39 | 316.89 | 66.06 | 530.81 | 305.76 | 1351.65 | 1092.44 | 2444.09
2006 | Full Service Restaurant | 4C | 511.15 | 0 | 480.34 | 45.3 | 160.17 | 57.95 | 460.72 | 469.79 | 0 | 302.26 | 0.45 | 0.45 | 0 | 0 | 0 | 0 | 75.39 | 334.41 | 66.47 | 347.56 | 480.34 | 1168.7 | 1284.53 | 2453.23
2006 | Full Service Restaurant | 5A | 511.15 | 0 | 855.82 | 183.45 | 160.17 | 58.03 | 460.72 | 469.79 | 0 | 302.48 | 0.45 | 0.45 | 0 | 0 | 0 | 0 | 75.39 | 350.74 | 66.5 | 485.93 | 855.82 | 1307.18 | 1676.35 | 2983.53
2006 | Full Service Restaurant | 5B | 511.15 | 0 | 546.14 | 113.35 | 160.17 | 58.04 | 460.72 | 469.79 | 0 | 358.91 | 0.45 | 0.45 | 0 | 0 | 0 | 0 | 75.39 | 343.61 | 66.06 | 472.26 | 546.14 | 1293.08 | 1359.54 | 2652.62
2006 | Full Service Restaurant | 5C | 511.15 | 0 | 614.5 | 16.13 | 160.17 | 57.95 | 460.72 | 469.79 | 0 | 288.66 | 0.45 | 0.45 | 0 | 0 | 0 | 0 | 75.39 | 348.81 | 66.52 | 304.79 | 614.5 | 1125.98 | 1433.09 | 2559.07
2006 | Full Service Restaurant | 6A | 511.15 | 0 | 1141.25 | 185.08 | 160.17 | 58.01 | 460.72 | 469.79 | 0 | 309.9 | 0.45 | 0.45 | 0 | 0 | 0 | 0 | 75.39 | 369.59 | 66.35 | 494.98 | 1141.25 | 1316.06 | 1980.63 | 3296.69
2006 | Full Service Restaurant | 6B | 511.15 | 0 | 858.27 | 70.85 | 160.17 | 57.97 | 460.72 | 469.79 | 0 | 335.84 | 0.45 | 0.45 | 0 | 0 | 0 | 0 | 75.39 | 364.78 | 65.97 | 406.69 | 858.27 | 1227.34 | 1692.84 | 2920.18
2006 | Full Service Restaurant | 7 | 511.15 | 0 | 1412.74 | 154.31 | 160.17 | 57.93 | 460.72 | 469.79 | 0 | 305.27 | 0.45 | 0.45 | 0 | 0 | 0 | 0 | 75.39 | 391.94 | 66.37 | 459.58 | 1412.74 | 1280.6 | 2274.47 | 3555.07
2006 | Full Service Restaurant | 8 | 511.15 | 0 | 1960.98 | 100.65 | 160.17 | 57.61 | 460.72 | 469.79 | 0 | 297.58 | 0.45 | 0.45 | 0 | 0 | 0 | 0 | 75.39 | 422.05 | 66.3 | 398.23 | 1960.98 | 1218.87 | 2852.81 | 4071.68
2009 | Full Service Restaurant | 0A | 511.15 | 0 | 0 | 871.87 | 160.17 | 38.57 | 460.72 | 469.79 | 0 | 332.91 | 0.45 | 0.45 | 0 | 0 | 0 | 0 | 75.33 | 215.05 | 69.04 | 1204.78 | 0 | 2009.06 | 684.84 | 2693.9
2009 | Full Service Restaurant | 0B | 511.15 | 0 | 0 | 766.54 | 160.17 | 38.58 | 460.72 | 469.79 | 0 | 370.71 | 0.45 | 0.45 | 0 | 0 | 0 | 0 | 75.35 | 214.15 | 68.22 | 1137.25 | 0 | 1940.73 | 683.93 | 2624.66
2009 | Full Service Restaurant | 1A | 511.15 | 0 | 0 | 606.84 | 160.17 | 38.58 | 460.72 | 469.79 | 0 | 313.99 | 0.45 | 0.45 | 0 | 0 | 0 | 0 | 75.38 | 235.07 | 67.3 | 920.83 | 0 | 1723.44 | 704.85 | 2428.29
2009 | Full Service Restaurant | 1B | 511.15 | 0 | 4.11 | 631.74 | 160.17 | 38.53 | 460.72 | 469.79 | 0 | 364.63 | 0.45 | 0.45 | 0 | 0 | 0 | 0 | 75.38 | 235.52 | 67.23 | 996.37 | 4.11 | 1798.85 | 709.41 | 2508.26
2009 | Full Service Restaurant | 2A | 511.15 | 0 | 18.58 | 511.61 | 160.17 | 38.52 | 460.72 | 469.79 | 0 | 320.36 | 0.45 | 0.45 | 0 | 0 | 0 | 0 | 75.4 | 257.49 | 66.61 | 831.97 | 18.58 | 1633.84 | 745.85 | 2379.69
2009 | Full Service Restaurant | 2B | 511.15 | 0 | 11.33 | 347.48 | 160.17 | 38.55 | 460.72 | 469.79 | 0 | 366.88 | 0.45 | 0.45 | 0 | 0 | 0 | 0 | 75.42 | 259.06 | 64.93 | 714.36 | 11.33 | 1514.59 | 740.17 | 2254.76
2009 | Full Service Restaurant | 3A | 511.15 | 0 | 146.53 | 272.12 | 160.17 | 38.54 | 460.72 | 469.79 | 0 | 318.7 | 0.45 | 0.45 | 0 | 0 | 0 | 0 | 75.45 | 296.13 | 64.36 | 590.82 | 146.53 | 1390.52 | 912.45 | 2302.97
2009 | Full Service Restaurant | 3B | 511.15 | 0 | 48.95 | 256.76 | 160.17 | 38.54 | 460.72 | 469.79 | 0 | 361.25 | 0.45 | 0.45 | 0 | 0 | 0 | 0 | 75.44 | 286.28 | 64.17 | 618.01 | 48.95 | 1417.5 | 805.01 | 2222.51
2009 | Full Service Restaurant | 3C | 511.15 | 0 | 10.56 | 105.01 | 160.17 | 38.53 | 460.72 | 469.79 | 0 | 305.28 | 0.45 | 0.45 | 0 | 0 | 0 | 0 | 75.44 | 300.36 | 64.91 | 410.29 | 10.56 | 1210.51 | 780.71 | 1991.22
2009 | Full Service Restaurant | 4A | 511.15 | 0 | 362.4 | 173 | 160.17 | 38.48 | 460.72 | 469.79 | 0 | 305.04 | 0.45 | 0.45 | 0 | 0 | 0 | 0 | 75.49 | 326.58 | 62.71 | 478.04 | 362.4 | 1276.07 | 1158.77 | 2434.84
2009 | Full Service Restaurant | 4B | 511.15 | 0 | 133.19 | 158.98 | 160.17 | 38.51 | 460.72 | 469.79 | 0 | 360.84 | 0.45 | 0.45 | 0 | 0 | 0 | 0 | 75.47 | 317.86 | 62.95 | 519.82 | 133.19 | 1318.08 | 920.84 | 2238.92
2009 | Full Service Restaurant | 4C | 511.15 | 0 | 207.88 | 44.9 | 160.17 | 38.44 | 460.72 | 469.79 | 0 | 297.71 | 0.45 | 0.45 | 0 | 0 | 0 | 0 | 75.51 | 335.9 | 62.03 | 342.61 | 207.88 | 1139.92 | 1013.57 | 2153.49
2009 | Full Service Restaurant | 5A | 511.15 | 0 | 601.97 | 97.91 | 160.17 | 38.49 | 460.72 | 469.79 | 0 | 299.3 | 0.45 | 0.45 | 0 | 0 | 0 | 0 | 75.52 | 352.2 | 61.79 | 397.21 | 601.97 | 1194.34 | 1423.95 | 2618.29
2009 | Full Service Restaurant | 5B | 511.15 | 0 | 326.23 | 108.95 | 160.17 | 38.5 | 460.72 | 469.79 | 0 | 354.37 | 0.45 | 0.45 | 0 | 0 | 0 | 0 | 75.5 | 344.86 | 62.06 | 463.32 | 326.23 | 1260.7 | 1140.87 | 2401.57
2009 | Full Service Restaurant | 5C | 511.15 | 0 | 293.03 | 16.6 | 160.17 | 38.44 | 460.72 | 469.79 | 0 | 283.29 | 0.45 | 0.45 | 0 | 0 | 0 | 0 | 75.54 | 350.56 | 61.21 | 299.89 | 293.03 | 1096.41 | 1113.38 | 2209.79
2009 | Full Service Restaurant | 6A | 511.15 | 0 | 883.07 | 108.91 | 160.17 | 38.48 | 460.72 | 469.79 | 0 | 310.04 | 0.45 | 0.45 | 0 | 0 | 0 | 0 | 75.52 | 371.06 | 61.55 | 418.95 | 883.07 | 1215.83 | 1723.91 | 2939.74
2009 | Full Service Restaurant | 6B | 511.15 | 0 | 583.09 | 70.3 | 160.17 | 38.45 | 460.72 | 469.79 | 0 | 334.95 | 0.45 | 0.45 | 0 | 0 | 0 | 0 | 75.52 | 366.29 | 61.14 | 405.25 | 583.09 | 1201.7 | 1419.16 | 2620.86
2009 | Full Service Restaurant | 7 | 511.15 | 0 | 1157.52 | 97.67 | 160.17 | 38.43 | 460.72 | 469.79 | 0 | 307.01 | 0.45 | 0.45 | 0 | 0 | 0 | 0 | 75.53 | 393.56 | 60.97 | 404.68 | 1157.52 | 1200.95 | 2020.87 | 3221.82
2009 | Full Service Restaurant | 8 | 511.15 | 0 | 1724.42 | 38.25 | 160.17 | 38.21 | 460.72 | 469.79 | 0 | 296.38 | 0.45 | 0.45 | 0 | 0 | 0 | 0 | 75.55 | 423.89 | 59.97 | 334.63 | 1724.42 | 1129.7 | 2618.1 | 3747.8
2012 | Full Service Restaurant | 0A | 511.15 | 0 | 0 | 739.27 | 84.52 | 38.57 | 460.72 | 469.79 | 0 | 301.92 | 0.45 | 0.45 | 0 | 0 | 0 | 0 | 75.33 | 214.96 | 69.22 | 1041.19 | 0 | 1769.98 | 684.75 | 2454.73
2012 | Full Service Restaurant | 0B | 511.15 | 0 | 0 | 646.63 | 84.52 | 38.58 | 460.72 | 469.79 | 0 | 333.3 | 0.45 | 0.45 | 0 | 0 | 0 | 0 | 75.35 | 214.07 | 68.37 | 979.93 | 0 | 1707.91 | 683.85 | 2391.76
2012 | Full Service Restaurant | 1A | 511.15 | 0 | 0 | 508.65 | 84.52 | 38.58 | 460.72 | 469.79 | 0 | 287.38 | 0.45 | 0.45 | 0 | 0 | 0 | 0 | 75.38 | 235 | 67.52 | 796.03 | 0 | 1523.19 | 704.79 | 2227.98
2012 | Full Service Restaurant | 1B | 511.15 | 0 | 3.88 | 529.89 | 84.52 | 38.53 | 460.72 | 469.79 | 0 | 328.71 | 0.45 | 0.45 | 0 | 0 | 0 | 0 | 75.37 | 235.45 | 67.47 | 858.6 | 3.88 | 1585.66 | 709.12 | 2294.78
2012 | Full Service Restaurant | 2A | 511.15 | 0 | 20.28 | 410.18 | 84.52 | 38.52 | 460.72 | 469.79 | 0 | 295.82 | 0.45 | 0.45 | 0 | 0 | 0 | 0 | 75.4 | 257.43 | 66.83 | 706 | 20.28 | 1432.43 | 747.5 | 2179.93
2012 | Full Service Restaurant | 2B | 511.15 | 0 | 11.56 | 297.1 | 84.52 | 38.55 | 460.72 | 469.79 | 0 | 337.21 | 0.45 | 0.45 | 0 | 0 | 0 | 0 | 75.41 | 259.01 | 65.08 | 634.31 | 11.56 | 1359.04 | 740.36 | 2099.4
2012 | Full Service Restaurant | 3A | 511.15 | 0 | 157.11 | 229.76 | 84.52 | 38.54 | 460.72 | 469.79 | 0 | 296.57 | 0.45 | 0.45 | 0 | 0 | 0 | 0 | 75.45 | 296.11 | 64.45 | 526.33 | 157.11 | 1250.46 | 923 | 2173.46
2012 | Full Service Restaurant | 3B | 511.15 | 0 | 54.82 | 219.73 | 84.52 | 38.54 | 460.72 | 469.79 | 0 | 334.23 | 0.45 | 0.45 | 0 | 0 | 0 | 0 | 75.44 | 286.25 | 64.25 | 553.96 | 54.82 | 1277.87 | 810.85 | 2088.72
2012 | Full Service Restaurant | 3C | 511.15 | 0 | 12.83 | 87.64 | 84.52 | 38.53 | 460.72 | 469.79 | 0 | 281.37 | 0.45 | 0.45 | 0 | 0 | 0 | 0 | 75.44 | 300.37 | 64.95 | 369.01 | 12.83 | 1093.61 | 782.98 | 1876.59
2012 | Full Service Restaurant | 4A | 511.15 | 0 | 381.4 | 146.66 | 84.52 | 38.48 | 460.72 | 469.79 | 0 | 283.66 | 0.45 | 0.45 | 0 | 0 | 0 | 0 | 75.49 | 326.56 | 62.8 | 430.32 | 381.4 | 1152.78 | 1177.74 | 2330.52
2012 | Full Service Restaurant | 4B | 511.15 | 0 | 146.27 | 138.23 | 84.52 | 38.51 | 460.72 | 469.79 | 0 | 336.53 | 0.45 | 0.45 | 0 | 0 | 0 | 0 | 75.47 | 317.85 | 63.02 | 474.76 | 146.27 | 1197.45 | 933.91 | 2131.36
2012 | Full Service Restaurant | 4C | 511.15 | 0 | 231.1 | 38.31 | 84.52 | 38.44 | 460.72 | 469.79 | 0 | 276.55 | 0.45 | 0.45 | 0 | 0 | 0 | 0 | 75.51 | 335.89 | 62.07 | 314.86 | 231.1 | 1036.57 | 1036.78 | 2073.35
2012 | Full Service Restaurant | 5A | 511.15 | 0 | 615.94 | 83.04 | 84.52 | 38.49 | 460.72 | 469.79 | 0 | 278.37 | 0.45 | 0.45 | 0 | 0 | 0 | 0 | 75.51 | 352.18 | 61.87 | 361.41 | 615.94 | 1082.97 | 1437.9 | 2520.87
2012 | Full Service Restaurant | 5B | 511.15 | 0 | 340.57 | 94.65 | 84.52 | 38.5 | 460.72 | 469.79 | 0 | 331.33 | 0.45 | 0.45 | 0 | 0 | 0 | 0 | 75.49 | 344.85 | 62.13 | 425.98 | 340.57 | 1147.77 | 1155.21 | 2302.98
2012 | Full Service Restaurant | 5C | 511.15 | 0 | 377.42 | 9.95 | 84.52 | 38.44 | 460.72 | 469.79 | 0 | 194.68 | 0.45 | 0.45 | 0 | 0 | 0 | 0 | 75.54 | 350.57 | 61.22 | 204.63 | 377.42 | 925.5 | 1197.78 | 2123.28
2012 | Full Service Restaurant | 6A | 511.15 | 0 | 888.59 | 92.25 | 84.52 | 38.48 | 460.72 | 469.79 | 0 | 284.8 | 0.45 | 0.45 | 0 | 0 | 0 | 0 | 75.52 | 371.05 | 61.61 | 377.05 | 888.59 | 1098.34 | 1729.43 | 2827.77
2012 | Full Service Restaurant | 6B | 511.15 | 0 | 599.56 | 59.76 | 84.52 | 38.45 | 460.72 | 469.79 | 0 | 309.35 | 0.45 | 0.45 | 0 | 0 | 0 | 0 | 75.52 | 366.28 | 61.17 | 369.11 | 599.56 | 1089.93 | 1435.63 | 2525.56
2012 | Full Service Restaurant | 7 | 511.15 | 0 | 1147.3 | 65.81 | 84.52 | 38.43 | 460.72 | 469.79 | 0 | 283.29 | 0.45 | 0.45 | 0 | 0 | 0 | 0 | 75.53 | 393.54 | 61.05 | 349.1 | 1147.3 | 1069.79 | 2010.63 | 3080.42
2012 | Full Service Restaurant | 8 | 511.15 | 0 | 1741.88 | 16.28 | 84.52 | 38.21 | 460.72 | 469.79 | 0 | 201.25 | 0.45 | 0.45 | 0 | 0 | 0 | 0 | 75.55 | 423.87 | 60.05 | 217.53 | 1741.88 | 937.03 | 2635.54 | 3572.57
2015 | Full Service Restaurant | 0A | 511.15 | 0 | 0 | 662.17 | 72.53 | 32.7 | 449.99 | 469.79 | 0 | 168.29 | 0.45 | 0.45 | 0 | 0 | 0 | 0 | 75.34 | 215 | 56.95 | 830.46 | 0 | 1518.41 | 684.79 | 2203.2
2015 | Full Service Restaurant | 0B | 511.15 | 0 | 0 | 554.77 | 72.46 | 32.69 | 449.99 | 469.79 | 0 | 156.79 | 0.45 | 0.45 | 0 | 0 | 0 | 0 | 75.35 | 214.03 | 56.27 | 711.56 | 0 | 1398.77 | 683.81 | 2082.58
2015 | Full Service Restaurant | 1A | 511.15 | 0 | 0 | 411.66 | 72.45 | 32.69 | 449.99 | 469.79 | 0 | 96.59 | 0.45 | 0.45 | 0 | 0 | 0 | 0 | 75.38 | 234.87 | 55.37 | 508.25 | 0 | 1194.58 | 704.66 | 1899.24
2015 | Full Service Restaurant | 1B | 511.15 | 0 | 7.8 | 448.87 | 72.64 | 32.65 | 449.99 | 469.79 | 0 | 148.07 | 0.45 | 0.45 | 0 | 0 | 0 | 0 | 75.37 | 235.32 | 55.41 | 596.94 | 7.8 | 1283.45 | 712.9 | 1996.35
2015 | Full Service Restaurant | 2A | 511.15 | 0 | 24.56 | 361.34 | 72.42 | 32.63 | 449.99 | 469.79 | 0 | 131.02 | 0.45 | 0.45 | 0 | 0 | 0 | 0 | 75.39 | 257.21 | 54.9 | 492.36 | 24.56 | 1178.13 | 751.56 | 1929.69
2015 | Full Service Restaurant | 2B | 511.15 | 0 | 20.1 | 243.52 | 72.37 | 32.66 | 449.99 | 469.79 | 0 | 130.34 | 0.45 | 0.45 | 0 | 0 | 0 | 0 | 75.41 | 258.78 | 53.29 | 373.86 | 20.1 | 1058.02 | 748.66 | 1806.68
2015 | Full Service Restaurant | 3A | 511.15 | 0 | 159.79 | 197.91 | 72.52 | 32.65 | 449.99 | 469.79 | 0 | 120.03 | 0.45 | 0.45 | 0 | 0 | 0 | 0 | 75.44 | 295.78 | 52.75 | 317.94 | 159.79 | 1001.74 | 925.36 | 1927.1
2015 | Full Service Restaurant | 3B | 511.15 | 0 | 73.99 | 177.95 | 72.5 | 32.65 | 449.99 | 469.79 | 0 | 126.72 | 0.45 | 0.45 | 0 | 0 | 0 | 0 | 75.43 | 286 | 52.43 | 304.67 | 73.99 | 988.13 | 829.78 | 1817.91
2015 | Full Service Restaurant | 3C | 511.15 | 0 | 26.75 | 82.5 | 72.73 | 32.71 | 449.99 | 469.79 | 0 | 81.64 | 0.45 | 0.45 | 0 | 0 | 0 | 0 | 75.41 | 299.87 | 53.75 | 164.14 | 26.75 | 849.18 | 796.41 | 1645.59
2015 | Full Service Restaurant | 4A | 511.15 | 0 | 379.23 | 124.07 | 72.67 | 32.72 | 449.99 | 469.79 | 0 | 88.82 | 0.45 | 0.45 | 0 | 0 | 0 | 0 | 75.48 | 326.21 | 51.11 | 212.89 | 379.23 | 895.3 | 1175.22 | 2070.52
2015 | Full Service Restaurant | 4B | 511.15 | 0 | 175.65 | 112.03 | 72.37 | 32.64 | 449.99 | 469.79 | 0 | 129.03 | 0.45 | 0.45 | 0 | 0 | 0 | 0 | 75.46 | 317.6 | 51.09 | 241.06 | 175.65 | 923.06 | 963.03 | 1886.09
2015 | Full Service Restaurant | 4C | 511.15 | 0 | 255.14 | 33.74 | 72.76 | 32.71 | 449.99 | 469.79 | 0 | 82.48 | 0.45 | 0.45 | 0 | 0 | 0 | 0 | 75.48 | 335.35 | 50.91 | 116.22 | 255.14 | 798.52 | 1060.28 | 1858.8
2015 | Full Service Restaurant | 5A | 511.15 | 0 | 598.6 | 70.95 | 72.54 | 32.66 | 449.99 | 469.79 | 0 | 87.09 | 0.45 | 0.45 | 0 | 0 | 0 | 0 | 75.5 | 351.82 | 50.17 | 158.04 | 598.6 | 839.35 | 1420.2 | 2259.55
2015 | Full Service Restaurant | 5B | 511.15 | 0 | 366.93 | 77.12 | 72.5 | 32.7 | 449.99 | 469.79 | 0 | 130.56 | 0.45 | 0.45 | 0 | 0 | 0 | 0 | 75.49 | 344.6 | 50.12 | 207.68 | 366.93 | 888.92 | 1181.32 | 2070.24
2015 | Full Service Restaurant | 5C | 511.15 | 0 | 342.3 | 14.94 | 72.78 | 32.69 | 449.99 | 469.79 | 0 | 79.92 | 0.45 | 0.45 | 0 | 0 | 0 | 0 | 75.51 | 349.99 | 50.12 | 94.86 | 342.3 | 776.39 | 1162.08 | 1938.47
2015 | Full Service Restaurant | 6A | 511.15 | 0 | 841.45 | 80.81 | 72.56 | 32.68 | 449.99 | 469.79 | 0 | 119.26 | 0.45 | 0.45 | 0 | 0 | 0 | 0 | 75.51 | 370.7 | 49.78 | 200.07 | 841.45 | 881.04 | 1681.94 | 2562.98
2015 | Full Service Restaurant | 6B | 511.15 | 0 | 604.08 | 49.98 | 72.42 | 32.64 | 449.99 | 469.79 | 0 | 124.81 | 0.45 | 0.45 | 0 | 0 | 0 | 0 | 75.51 | 365.97 | 49.31 | 174.79 | 604.08 | 855.11 | 1439.84 | 2294.95
2015 | Full Service Restaurant | 7 | 511.15 | 0 | 1100.61 | 56.94 | 72.47 | 32.7 | 449.99 | 469.79 | 0 | 91.98 | 0.45 | 0.45 | 0 | 0 | 0 | 0 | 75.52 | 393.19 | 49.19 | 148.92 | 1100.61 | 829.23 | 1963.59 | 2792.82
2015 | Full Service Restaurant | 8 | 511.15 | 0 | 1583.86 | 18.33 | 73.3 | 32.89 | 449.99 | 469.79 | 0 | 91.24 | 0.45 | 0.45 | 0 | 0 | 0 | 0 | 75.54 | 423.47 | 48.23 | 109.57 | 1583.86 | 789.97 | 2477.11 | 3267.08
2018 | Full Service Restaurant | 0A | 511.15 | 0 | 0 | 651.81 | 59.78 | 21.16 | 449.99 | 469.79 | 0 | 167.09 | 0.45 | 0.45 | 0 | 0 | 0 | 0 | 75.34 | 215 | 56.96 | 818.9 | 0 | 1482.58 | 684.78 | 2167.36
2018 | Full Service Restaurant | 0B | 511.15 | 0 | 0 | 549.6 | 59.73 | 21.16 | 449.99 | 469.79 | 0 | 156.53 | 0.45 | 0.45 | 0 | 0 | 0 | 0 | 75.35 | 214.02 | 56.28 | 706.13 | 0 | 1369.09 | 683.81 | 2052.9
2018 | Full Service Restaurant | 1A | 511.15 | 0 | 0 | 406.66 | 59.72 | 21.16 | 449.99 | 469.79 | 0 | 95.85 | 0.45 | 0.45 | 0 | 0 | 0 | 0 | 75.38 | 234.87 | 55.38 | 502.51 | 0 | 1164.59 | 704.66 | 1869.25
2018 | Full Service Restaurant | 1B | 511.15 | 0 | 8.35 | 444.19 | 59.87 | 21.13 | 449.99 | 469.79 | 0 | 146.99 | 0.45 | 0.45 | 0 | 0 | 0 | 0 | 75.37 | 235.32 | 55.43 | 591.18 | 8.35 | 1253.42 | 713.47 | 1966.89
2018 | Full Service Restaurant | 2A | 511.15 | 0 | 25.58 | 354.74 | 59.7 | 21.12 | 449.99 | 469.79 | 0 | 129.95 | 0.45 | 0.45 | 0 | 0 | 0 | 0 | 75.39 | 257.21 | 54.91 | 484.69 | 25.58 | 1146.25 | 752.58 | 1898.83
2018 | Full Service Restaurant | 2B | 511.15 | 0 | 21.2 | 240.91 | 59.66 | 21.14 | 449.99 | 469.79 | 0 | 129.22 | 0.45 | 0.45 | 0 | 0 | 0 | 0 | 75.41 | 258.78 | 53.29 | 370.13 | 21.2 | 1030.07 | 749.77 | 1779.84
2018 | Full Service Restaurant | 3A | 511.15 | 0 | 162.71 | 195.28 | 59.78 | 21.14 | 449.99 | 469.79 | 0 | 119.01 | 0.45 | 0.45 | 0 | 0 | 0 | 0 | 75.44 | 295.78 | 52.76 | 314.29 | 162.71 | 973.83 | 928.28 | 1902.11
2018 | Full Service Restaurant | 3B | 511.15 | 0 | 76.51 | 175.83 | 59.77 | 21.13 | 449.99 | 469.79 | 0 | 126.2 | 0.45 | 0.45 | 0 | 0 | 0 | 0 | 75.43 | 286.01 | 52.43 | 302.03 | 76.51 | 961.23 | 832.31 | 1793.54
2018 | Full Service Restaurant | 3C | 511.15 | 0 | 28.75 | 77.26 | 59.95 | 21.17 | 449.99 | 469.79 | 0 | 80.93 | 0.45 | 0.45 | 0 | 0 | 0 | 0 | 75.41 | 299.87 | 53.75 | 158.19 | 28.75 | 818.91 | 798.41 | 1617.32
2018 | Full Service Restaurant | 4A | 511.15 | 0 | 386.4 | 121.39 | 59.95 | 21.18 | 449.99 | 469.79 | 0 | 87.8 | 0.45 | 0.45 | 0 | 0 | 0 | 0 | 75.48 | 326.21 | 51.11 | 209.19 | 386.4 | 867.34 | 1182.4 | 2049.74
2018 | Full Service Restaurant | 4B | 511.15 | 0 | 183.86 | 109.54 | 59.69 | 21.13 | 449.99 | 469.79 | 0 | 127.86 | 0.45 | 0.45 | 0 | 0 | 0 | 0 | 75.47 | 317.61 | 51.06 | 237.4 | 183.86 | 895.18 | 971.26 | 1866.44
2018 | Full Service Restaurant | 4C | 511.15 | 0 | 263.65 | 32.66 | 60.03 | 21.18 | 449.99 | 469.79 | 0 | 81.34 | 0.45 | 0.45 | 0 | 0 | 0 | 0 | 75.48 | 335.36 | 50.91 | 114 | 263.65 | 772.05 | 1068.79 | 1840.84
2018 | Full Service Restaurant | 5A | 511.15 | 0 | 604.64 | 69.42 | 59.82 | 21.14 | 449.99 | 469.79 | 0 | 86.2 | 0.45 | 0.45 | 0 | 0 | 0 | 0 | 75.5 | 351.82 | 50.17 | 155.62 | 604.64 | 812.69 | 1426.24 | 2238.93
2018 | Full Service Restaurant | 5B | 511.15 | 0 | 376.08 | 75.56 | 59.78 | 21.17 | 449.99 | 469.79 | 0 | 129.09 | 0.45 | 0.45 | 0 | 0 | 0 | 0 | 75.49 | 344.61 | 50.09 | 204.65 | 376.08 | 861.61 | 1190.47 | 2052.08
2018 | Full Service Restaurant | 5C | 511.15 | 0 | 351.02 | 14.45 | 60.02 | 21.17 | 449.99 | 469.79 | 0 | 79.02 | 0.45 | 0.45 | 0 | 0 | 0 | 0 | 75.51 | 349.99 | 50.12 | 93.47 | 351.02 | 750.72 | 1170.8 | 1921.52
2018 | Full Service Restaurant | 6A | 511.15 | 0 | 869.09 | 76.58 | 59.81 | 21.16 | 449.99 | 469.79 | 0 | 90.74 | 0.45 | 0.45 | 0 | 0 | 0 | 0 | 75.51 | 370.7 | 49.77 | 167.32 | 869.09 | 824.01 | 1709.58 | 2533.59
2018 | Full Service Restaurant | 6B | 511.15 | 0 | 611.2 | 49.18 | 59.7 | 21.13 | 449.99 | 469.79 | 0 | 123.74 | 0.45 | 0.45 | 0 | 0 | 0 | 0 | 75.51 | 365.97 | 49.3 | 172.92 | 611.2 | 829 | 1446.96 | 2275.96
2018 | Full Service Restaurant | 7 | 511.15 | 0 | 1106.37 | 55.52 | 59.73 | 21.17 | 449.99 | 469.79 | 0 | 91.22 | 0.45 | 0.45 | 0 | 0 | 0 | 0 | 75.52 | 393.19 | 49.18 | 146.74 | 1106.37 | 802.79 | 1969.34 | 2772.13
2018 | Full Service Restaurant | 8 | 511.15 | 0 | 1589.28 | 17.96 | 60.4 | 21.31 | 449.99 | 469.79 | 0 | 90.47 | 0.45 | 0.45 | 0 | 0 | 0 | 0 | 75.54 | 423.47 | 48.23 | 108.43 | 1589.28 | 764.34 | 2482.53 | 3246.87
2006 | High-Rise Apartment | 0A | 7836.48 | 0 | 0 | 1942.8 | 369.98 | 213.71 | 1137.32 | 0 | 36.18 | 486.11 | 82.46 | 0.11415 | 82.3459 | 103.4 | 0 | 0 | 0 | 744.73 | 0 | 2614.6559 | 0 | 4371.95 | 744.73 | 5116.68
2006 | High-Rise Apartment | 0B | 7836.48 | 0.68 | 0.17 | 1562.9 | 369.98 | 213.75 | 1137.32 | 0 | 36.18 | 480.58 | 98.64 | 0.11415 | 98.5259 | 83.38 | 0 | 0 | 0 | 740.91 | 0 | 2226.0659 | 0.17 | 3983.4 | 741.08 | 4724.48
2006 | High-Rise Apartment | 1A | 7836.48 | 0.02 | 0 | 1357.8 | 369.98 | 213.77 | 1137.32 | 0 | 36.18 | 378.82 | 73.39 | 0.11415 | 73.2759 | 64.85 | 0 | 0 | 0 | 814.24 | 0 | 1874.7659 | 0 | 3632.13 | 814.24 | 4446.37
2006 | High-Rise Apartment | 1B | 7836.48 | 15.71 | 40.43 | 1206.54 | 369.98 | 213.5 | 1137.32 | 0 | 36.18 | 415.05 | 83.2 | 0.11415 | 83.0859 | 62.64 | 0 | 0 | 0 | 816.27 | 0 | 1783.0259 | 40.43 | 3540.13 | 856.7 | 4396.83
2006 | High-Rise Apartment | 2A | 7836.48 | 42.96 | 139.81 | 1011.32 | 369.98 | 213.43 | 1137.32 | 0 | 36.18 | 315.62 | 71.39 | 0.11415 | 71.2759 | 51.75 | 0 | 0 | 0 | 893.8 | 0 | 1492.9259 | 139.81 | 3249.95 | 1033.61 | 4283.56
2006 | High-Rise Apartment | 2B | 7836.48 | 41.39 | 120.14 | 792.24 | 369.98 | 213.58 | 1137.32 | 0 | 36.18 | 332.39 | 73.96 | 0.11415 | 73.8459 | 30.89 | 0 | 0 | 0 | 898.81 | 0 | 1270.7559 | 120.14 | 3027.92 | 1018.95 | 4046.87
2006 | High-Rise Apartment | 3A | 7836.48 | 221.49 | 791.51 | 511.21 | 369.98 | 213.54 | 1137.32 | 0 | 36.18 | 261.09 | 66.3 | 0.11415 | 66.1859 | 24.41 | 0 | 0 | 0 | 1030.01 | 0 | 1084.3859 | 791.51 | 2841.53 | 1821.53 | 4663.06
2006 | High-Rise Apartment | 3B | 7836.48 | 107.92 | 365.19 | 547.98 | 369.98 | 213.53 | 1137.32 | 0 | 36.18 | 289.7 | 62.9 | 0.11415 | 62.7859 | 21.73 | 0 | 0 | 0 | 995.22 | 0 | 1030.1159 | 365.19 | 2787.24 | 1360.41 | 4147.65
2006 | High-Rise Apartment | 3C | 7836.48 | 50.28 | 161.16 | 102.89 | 369.98 | 213.5 | 1137.32 | 0 | 36.18 | 145.78 | 39.19 | 0.11415 | 39.0759 | 4.79 | 0 | 0 | 0 | 1045.57 | 0 | 342.8159 | 161.16 | 2099.92 | 1206.72 | 3306.64
2006 | High-Rise Apartment | 4A | 7836.48 | 406.15 | 1470.41 | 365.04 | 369.98 | 213.22 | 1137.32 | 0 | 36.18 | 266.74 | 70.78 | 0.11415 | 70.6659 | 17.61 | 0 | 0 | 0 | 1137.27 | 0 | 1126.2059 | 1470.41 | 2883.02 | 2607.68 | 5490.7
2006 | High-Rise Apartment | 4B | 7836.48 | 170.66 | 584.19 | 392.58 | 369.98 | 213.38 | 1137.32 | 0 | 36.18 | 272.93 | 60.92 | 0.11415 | 60.8059 | 14.64 | 0 | 0 | 0 | 1107.03 | 0 | 911.6159 | 584.19 | 2668.59 | 1691.22 | 4359.81
2006 | High-Rise Apartment | 4C | 7836.48 | 237.38 | 849.06 | 65.27 | 369.98 | 212.97 | 1137.32 | 0 | 36.18 | 187.19 | 48.55 | 0.11415 | 48.4359 | 2.81 | 0 | 0 | 0 | 1169.7 | 0 | 541.0859 | 849.06 | 2297.65 | 2018.76 | 4316.41
2006 | High-Rise Apartment | 5A | 7836.48 | 543.45 | 1965 | 176.14 | 369.98 | 213.28 | 1137.32 | 0 | 36.18 | 259.72 | 60.99 | 0.11415 | 60.8759 | 8.03 | 0 | 0 | 0 | 1228.15 | 0 | 1048.2159 | 1965 | 2805.09 | 3193.15 | 5998.24
2006 | High-Rise Apartment | 5B | 7836.48 | 279.92 | 982.7 | 255.91 | 369.98 | 213.29 | 1137.32 | 0 | 36.18 | 266.77 | 53.83 | 0.11415 | 53.7159 | 9.21 | 0 | 0 | 0 | 1202.64 | 0 | 865.5259 | 982.7 | 2622.4 | 2185.33 | 4807.73
2006 | High-Rise Apartment | 5C | 7836.48 | 194.23 | 696.81 | 21.89 | 369.98 | 212.96 | 1137.32 | 0 | 36.18 | 167.04 | 43.22 | 0.11415 | 43.1059 | 0.99 | 0 | 0 | 0 | 1221.21 | 0 | 427.2559 | 696.81 | 2183.81 | 1918.02 | 4101.83
2006 | High-Rise Apartment | 6A | 7836.48 | 758.32 | 2695.57 | 200.45 | 369.98 | 213.18 | 1137.32 | 0 | 36.18 | 296.17 | 82.26 | 0.11415 | 82.1459 | 10.1 | 0 | 0 | 0 | 1295.46 | 0 | 1347.1859 | 2695.57 | 3103.96 | 3991.02 | 7094.98
2006 | High-Rise Apartment | 6B | 7836.48 | 527.37 | 1834.05 | 144.17 | 369.98 | 213.03 | 1137.32 | 0 | 36.18 | 294.94 | 56.55 | 0.11415 | 56.4359 | 5.37 | 0 | 0 | 0 | 1278.33 | 0 | 1028.2859 | 1834.05 | 2784.91 | 3112.38 | 5897.29
2006 | High-Rise Apartment | 7 | 7836.48 | 707.53 | 2454.9 | 147.49 | 369.98 | 212.9 | 1137.32 | 0 | 36.18 | 295.79 | 63.65 | 0.11415 | 63.5359 | 6.66 | 0 | 0 | 0 | 1375.51 | 0 | 1221.0059 | 2454.9 | 2977.5 | 3830.41 | 6807.91
2006 | High-Rise Apartment | 8 | 7836.48 | 837.56 | 2728.15 | 72.84 | 369.98 | 211.73 | 1137.32 | 0 | 36.18 | 342.81 | 58.79 | 0.11415 | 58.6759 | 2.96 | 0 | 0 | 0 | 1483.45 | 0 | 1314.8459 | 2728.15 | 3070.17 | 4211.6 | 7281.77
2009 | High-Rise Apartment | 0A | 7836.48 | 0 | 0 | 1927.68 | 334.41 | 168.7 | 1137.32 | 0 | 36.18 | 481.18 | 81.49 | 0.11415 | 81.3759 | 102.26 | 0 | 0 | 0 | 744.73 | 0 | 2592.4959 | 0 | 4269.21 | 744.73 | 5013.94
2009 | High-Rise Apartment | 0B | 7836.48 | 0.61 | 0.19 | 1547.62 | 334.41 | 168.73 | 1137.32 | 0 | 36.18 | 476.52 | 97.41 | 0.11415 | 97.2959 | 82.51 | 0 | 0 | 0 | 740.91 | 0 | 2204.5559 | 0.19 | 3881.31 | 741.1 | 4622.41
2009 | High-Rise Apartment | 1A | 7836.48 | 0.02 | 0 | 1343.08 | 334.41 | 168.75 | 1137.32 | 0 | 36.18 | 374.79 | 72.5 | 0.11415 | 72.3859 | 64.05 | 0 | 0 | 0 | 814.24 | 0 | 1854.3259 | 0 | 3531.1 | 814.24 | 4345.34
2009 | High-Rise Apartment | 1B | 7836.48 | 15.71 | 41.13 | 1199.31 | 334.41 | 168.54 | 1137.32 | 0 | 36.18 | 411.26 | 81.75 | 0.11415 | 81.6359 | 61.9 | 0 | 0 | 0 | 816.27 | 0 | 1769.8159 | 41.13 | 3446.37 | 857.4 | 4303.77
2009 | High-Rise Apartment | 2A | 7836.48 | 35.29 | 114.75 | 973.91 | 334.41 | 168.48 | 1137.32 | 0 | 36.18 | 300.75 | 65.76 | 0.11415 | 65.6459 | 48.81 | 0 | 0 | 0 | 893.8 | 0 | 1424.4059 | 114.75 | 3100.92 | 1008.55 | 4109.47
2009 | High-Rise Apartment | 2B | 7836.48 | 31.37 | 88.12 | 752.13 | 334.41 | 168.6 | 1137.32 | 0 | 36.18 | 314.97 | 67.29 | 0.11415 | 67.1759 | 28.93 | 0 | 0 | 0 | 898.81 | 0 | 1194.5759 | 88.12 | 2871.2 | 986.93 | 3858.13
2009 | High-Rise Apartment | 3A | 7836.48 | 194.92 | 696.64 | 488.65 | 334.41 | 168.57 | 1137.32 | 0 | 36.18 | 246.99 | 60.77 | 0.11415 | 60.6559 | 23.03 | 0 | 0 | 0 | 1030.02 | 0 | 1014.2459 | 696.64 | 2690.84 | 1726.67 | 4417.51
2009 | High-Rise Apartment | 3B | 7836.48 | 87.75 | 297.36 | 517.34 | 334.41 | 168.56 | 1137.32 | 0 | 36.18 | 273.67 | 56.8 | 0.11415 | 56.6859 | 20.31 | 0 | 0 | 0 | 995.22 | 0 | 955.7559 | 297.36 | 2632.34 | 1292.58 | 3924.92
2009 | High-Rise Apartment | 3C | 7836.48 | 38.82 | 123.57 | 95.19 | 334.41 | 168.54 | 1137.32 | 0 | 36.18 | 140.18 | 34.06 | 0.11415 | 33.9459 | 4.42 | 0 | 0 | 0 | 1045.56 | 0 | 312.5559 | 123.57 | 1989.12 | 1169.13 | 3158.25
2009 | High-Rise Apartment | 4A | 7836.48 | 355.77 | 1287.68 | 357.26 | 334.41 | 168.31 | 1137.32 | 0 | 36.18 | 251.43 | 65.52 | 0.11415 | 65.4059 | 16.89 | 0 | 0 | 0 | 1137.27 | 0 | 1046.7559 | 1287.68 | 2723.1 | 2424.95 | 5148.05
2009 | High-Rise Apartment | 4B | 7836.48 | 134.48 | 459.94 | 379.25 | 334.41 | 168.44 | 1137.32 | 0 | 36.18 | 257.17 | 56.06 | 0.11415 | 55.9459 | 14.07 | 0 | 0 | 0 | 1107.03 | 0 | 840.9159 | 459.94 | 2517.38 | 1566.97 | 4084.35
2009 | High-Rise Apartment | 4C | 7836.48 | 224.76 | 803.31 | 64.29 | 334.41 | 168.12 | 1137.32 | 0 | 36.18 | 183.56 | 47.59 | 0.11415 | 47.4759 | 2.77 | 0 | 0 | 0 | 1169.7 | 0 | 522.8559 | 803.31 | 2199 | 1973.02 | 4172.02
2009 | High-Rise Apartment | 5A | 7836.48 | 524.03 | 1891.73 | 174.2 | 334.41 | 168.37 | 1137.32 | 0 | 36.18 | 254.56 | 59.13 | 0.11415 | 59.0159 | 7.9 | 0 | 0 | 0 | 1228.15 | 0 | 1019.7059 | 1891.73 | 2696.09 | 3119.89 | 5815.98
2009 | High-Rise Apartment | 5B | 7836.48 | 263.67 | 926.74 | 252.53 | 334.41 | 168.37 | 1137.32 | 0 | 36.18 | 260.95 | 52.36 | 0.11415 | 52.2459 | 9.08 | 0 | 0 | 0 | 1202.64 | 0 | 838.4759 | 926.74 | 2514.89 | 2129.37 | 4644.26
2009 | High-Rise Apartment | 5C | 7836.48 | 179.49 | 644.5 | 21.79 | 334.41 | 168.11 | 1137.32 | 0 | 36.18 | 163.12 | 41.92 | 0.11415 | 41.8059 | 0.99 | 0 | 0 | 0 | 1221.21 | 0 | 407.1959 | 644.5 | 2083.32 | 1865.71 | 3949.03
2009 | High-Rise Apartment | 6A | 7836.48 | 722.89 | 2560.13 | 199.13 | 334.41 | 168.29 | 1137.32 | 0 | 36.18 | 286.9 | 77.9 | 0.11415 | 77.7859 | 9.88 | 0 | 0 | 0 | 1295.46 | 0 | 1296.5859 | 2560.13 | 2972.91 | 3855.59 | 6828.5
2009 | High-Rise Apartment | 6B | 7836.48 | 493.95 | 1718.47 | 142.18 | 334.41 | 168.17 | 1137.32 | 0 | 36.18 | 285.22 | 54.24 | 0.11415 | 54.1259 | 5.28 | 0 | 0 | 0 | 1278.32 | 0 | 980.7559 | 1718.47 | 2656.95 | 2996.8 | 5653.75
2009 | High-Rise Apartment | 7 | 7836.48 | 655.28 | 2279.57 | 151.55 | 334.41 | 168.06 | 1137.32 | 0 | 36.18 | 285.79 | 61.61 | 0.11415 | 61.4959 | 6.78 | 0 | 0 | 0 | 1375.51 | 0 | 1160.8959 | 2279.57 | 2836.98 | 3655.08 | 6492.06
2009 | High-Rise Apartment | 8 | 7836.48 | 728.26 | 2437.96 | 77.29 | 334.41 | 167.14 | 1137.32 | 0 | 36.18 | 321.28 | 56.74 | 0.11415 | 56.6259 | 3.12 | 0 | 0 | 0 | 1483.45 | 0 | 1186.5759 | 2437.96 | 2861.74 | 3921.41 | 6783.15
2012 | High-Rise Apartment | 0A | 7836.48 | 0 | 0 | 1781.92 | 276.31 | 168.7 | 1137.32 | 0 | 20.97 | 416.97 | 70.03 | 0.11415 | 69.9159 | 89.92 | 0 | 0 | 0 | 744.73 | 0 | 2358.7259 | 0 | 3962.15 | 744.73 | 4706.88
2012 | High-Rise Apartment | 0B | 7836.48 | 0.17 | 0 | 1412.16 | 276.31 | 168.73 | 1137.32 | 0 | 20.97 | 413.49 | 78.21 | 0.11415 | 78.0959 | 69.84 | 0 | 0 | 0 | 740.91 | 0 | 1973.7559 | 0 | 3577.21 | 740.91 | 4318.12
2012 | High-Rise Apartment | 1A | 7836.48 | 0 | 0 | 1273.82 | 276.31 | 168.75 | 1137.32 | 0 | 20.97 | 338.84 | 63.23 | 0.11415 | 63.1159 | 58.74 | 0 | 0 | 0 | 814.25 | 0 | 1734.5159 | 0 | 3338.01 | 814.25 | 4152.26
2012 | High-Rise Apartment | 1B | 7836.48 | 5.07 | 8.75 | 1079.69 | 276.31 | 168.54 | 1137.32 | 0 | 20.97 | 356.39 | 64.46 | 0.11415 | 64.3459 | 51.93 | 0 | 0 | 0 | 816.27 | 0 | 1557.4259 | 8.75 | 3160.68 | 825.02 | 3985.7
2012 | High-Rise Apartment | 2A | 7836.48 | 28.65 | 87.29 | 935.94 | 276.31 | 168.48 | 1137.32 | 0 | 20.97 | 280.83 | 60.81 | 0.11415 | 60.6959 | 46.15 | 0 | 0 | 0 | 893.8 | 0 | 1352.2659 | 87.29 | 2955.48 | 981.09 | 3936.57
2012 | High-Rise Apartment | 2B | 7836.48 | 23.69 | 60.46 | 710 | 276.31 | 168.6 | 1137.32 | 0 | 20.97 | 292.78 | 61.42 | 0.11415 | 61.3059 | 27.08 | 0 | 0 | 0 | 898.81 | 0 | 1114.8559 | 60.46 | 2718.18 | 959.27 | 3677.45
2012 | High-Rise Apartment | 3A | 7836.48 | 174.59 | 585.6 | 477.51 | 276.31 | 168.57 | 1137.32 | 0 | 20.97 | 233.65 | 57.71 | 0.11415 | 57.5959 | 22.33 | 0 | 0 | 0 | 1030.01 | 0 | 965.6759 | 585.6 | 2568.98 | 1615.62 | 4184.6
2012 | High-Rise Apartment | 3B | 7836.48 | 72.96 | 231.85 | 503.03 | 276.31 | 168.56 | 1137.32 | 0 | 20.97 | 258.99 | 53.28 | 0.11415 | 53.1659 | 19.6 | 0 | 0 | 0 | 995.22 | 0 | 907.7459 | 231.85 | 2511.04 | 1227.07 | 3738.11
2012 | High-Rise Apartment | 3C | 7836.48 | 31.2 | 91.75 | 94.85 | 276.31 | 168.54 | 1137.32 | 0 | 20.97 | 136.2 | 31.85 | 0.11415 | 31.7359 | 4.38 | 0 | 0 | 0 | 1045.57 | 0 | 298.3659 | 91.75 | 1901.62 | 1137.32 | 3038.94
2012 | High-Rise Apartment | 4A | 7836.48 | 226.97 | 766.44 | 351.08 | 276.31 | 168.31 | 1137.32 | 0 | 20.97 | 221.66 | 57.09 | 0.11415 | 56.9759 | 16.13 | 0 | 0 | 0 | 1137.28 | 0 | 872.8159 | 766.44 | 2475.86 | 1903.73 | 4379.59
2012 | High-Rise Apartment | 4B | 7836.48 | 75.12 | 235.42 | 394.44 | 276.31 | 168.44 | 1137.32 | 0 | 20.97 | 238.81 | 51.57 | 0.11415 | 51.4559 | 14.49 | 0 | 0 | 0 | 1107.03 | 0 | 774.3159 | 235.42 | 2377.48 | 1342.45 | 3719.93
2012 | High-Rise Apartment | 4C | 7836.48 | 137.98 | 460.24 | 77.53 | 276.31 | 168.12 | 1137.32 | 0 | 20.97 | 161.5 | 44.08 | 0.11415 | 43.9659 | 3.32 | 0 | 0 | 0 | 1169.71 | 0 | 424.2959 | 460.24 | 2027.14 | 1629.95 | 3657.09
2012 | High-Rise Apartment | 5A | 7836.48 | 357.68 | 1228.5 | 177.48 | 276.31 | 168.37 | 1137.32 | 0 | 20.97 | 219.69 | 51.85 | 0.11415 | 51.7359 | 7.88 | 0 | 0 | 0 | 1228.17 | 0 | 814.4659 | 1228.5 | 2417.56 | 2456.67 | 4874.23
2012 | High-Rise Apartment | 5B | 7836.48 | 178.24 | 589.58 | 269.09 | 276.31 | 168.37 | 1137.32 | 0 | 20.97 | 235.5 | 49.02 | 0.11415 | 48.9059 | 9.65 | 0 | 0 | 0 | 1202.64 | 0 | 741.3859 | 589.58 | 2344.47 | 1792.22 | 4136.69
2012 | High-Rise Apartment | 5C | 7836.48 | 127.12 | 429.19 | 34.84 | 276.31 | 168.11 | 1137.32 | 0 | 20.97 | 149.76 | 39.77 | 0.11415 | 39.6559 | 1.56 | 0 | 0 | 0 | 1221.22 | 0 | 352.9359 | 429.19 | 1955.78 | 1650.41 | 3606.19
2012 | High-Rise Apartment | 6A | 7836.48 | 485.11 | 1633.98 | 206.34 | 276.31 | 168.29 | 1137.32 | 0 | 20.97 | 243.26 | 58.46 | 0.11415 | 58.3459 | 9.33 | 0 | 0 | 0 | 1295.48 | 0 | 1002.3859 | 1633.98 | 2605.4 | 2929.46 | 5534.86
2012 | High-Rise Apartment | 6B | 7836.48 | 320.39 | 1069.4 | 152.77 | 276.31 | 168.17 | 1137.32 | 0 | 20.97 | 237.51 | 49.4 | 0.11415 | 49.2859 | 5.64 | 0 | 0 | 0 | 1278.32 | 0 | 765.5959 | 1069.4 | 2368.48 | 2347.72 | 4716.2
2012 | High-Rise Apartment | 7 | 7836.48 | 446.26 | 1529.52 | 169.96 | 276.31 | 168.06 | 1137.32 | 0 | 20.97 | 246.96 | 56.01 | 0.11415 | 55.8959 | 7.42 | 0 | 0 | 0 | 1375.53 | 0 | 926.4959 | 1529.52 | 2529.28 | 2905.04 | 5434.32
2012 | High-Rise Apartment | 8 | 7836.48 | 565.87 | 1886.19 | 103.57 | 276.31 | 167.14 | 1137.32 | 0 | 20.97 | 288.29 | 55.71 | 0.11415 | 55.5959 | 4.11 | 0 | 0 | 0 | 1483.45 | 0 | 1017.4359 | 1886.19 | 2619.3 | 3369.64 | 5988.94
2015 | High-Rise Apartment | 0A | 7836.48 | 0 | 0 | 1562.65 | 290.24 | 158.94 | 1132.71 | 0 | 20.86 | 411.55 | 62.8 | 0.11415 | 62.6859 | 82.84 | 0 | 0 | 0 | 724.29 | 0 | 2119.7259 | 0 | 3722.59 | 724.29 | 4446.88
2015 | High-Rise Apartment | 0B | 7836.48 | 0.07 | 0 | 1247.76 | 290.24 | 158.97 | 1132.71 | 0 | 20.86 | 396.96 | 69.88 | 0.11415 | 69.7659 | 64.76 | 0 | 0 | 0 | 720.51 | 0 | 1779.3159 | 0 | 3382.2 | 720.51 | 4102.71
2015 | High-Rise Apartment | 1A | 7836.48 | 0 | 0 | 1127.04 | 290.24 | 158.99 | 1132.71 | 0 | 20.86 | 337.97 | 56.15 | 0.11415 | 56.0359 | 54.72 | 0 | 0 | 0 | 791.46 | 0 | 1575.7659 | 0 | 3178.68 | 791.46 | 3970.14
2015 | High-Rise Apartment | 1B | 7836.48 | 3.5 | 5.62 | 972.11 | 290.24 | 158.79 | 1132.71 | 0 | 20.86 | 348.74 | 59.02 | 0.11415 | 58.9059 | 49.45 | 0 | 0 | 0 | 793.25 | 0 | 1432.7059 | 5.62 | 3035.42 | 798.87 | 3834.29
2015 | High-Rise Apartment | 2A | 7836.48 | 16.57 | 49.82 | 839.88 | 290.24 | 158.74 | 1132.71 | 0 | 20.86 | 278.29 | 55.17 | 0.11415 | 55.0559 | 43.96 | 0 | 0 | 0 | 868.13 | 0 | 1233.7559 | 49.82 | 2836.42 | 917.95 | 3754.37
2015 | High-Rise Apartment | 2B | 7836.48 | 21.78 | 57.25 | 655.16 | 290.24 | 158.85 | 1132.71 | 0 | 20.86 | 292.42 | 59.81 | 0.11415 | 59.6959 | 26.81 | 0 | 0 | 0 | 872.94 | 0 | 1055.8659 | 57.25 | 2658.64 | 930.19 | 3588.83
2015 | High-Rise Apartment | 3A | 7836.48 | 119.74 | 411.62 | 434.24 | 290.24 | 158.82 | 1132.71 | 0 | 20.86 | 224.53 | 51.31 | 0.11415 | 51.1959 | 21.49 | 0 | 0 | 0 | 999.53 | 0 | 851.1959 | 411.62 | 2453.94 | 1411.15 | 3865.09
2015 | High-Rise Apartment | 3B | 7836.48 | 46.33 | 148.55 | 461.24 | 290.24 | 158.81 | 1132.71 | 0 | 20.86 | 250.72 | 48.83 | 0.11415 | 48.7159 | 19.16 | 0 | 0 | 0 | 965.95 | 0 | 826.1659 | 148.55 | 2428.9 | 1114.5 | 3543.4
2015 | High-Rise Apartment | 3C | 7836.48 | 17.38 | 47.85 | 97.81 | 290.24 | 158.79 | 1132.71 | 0 | 20.86 | 135.07 | 28.29 | 0.11415 | 28.1759 | 4.8 | 0 | 0 | 0 | 1014.55 | 0 | 283.2359 | 47.85 | 1885.95 | 1062.39 | 2948.34
2015 | High-Rise Apartment | 4A | 7836.48 | 119.92 | 404.09 | 349.09 | 290.24 | 158.58 | 1132.71 | 0 | 20.86 | 219.82 | 58.5 | 0.11415 | 58.3859 | 17.35 | 0 | 0 | 0 | 1102.92 | 0 | 764.5659 | 404.09 | 2367.06 | 1507.01 | 3874.07
2015 | High-Rise Apartment | 4B | 7836.48 | 71.05 | 229.6 | 364.92 | 290.24 | 158.7 | 1132.71 | 0 | 20.86 | 238.22 | 50.19 | 0.11415 | 50.0759 | 14.37 | 0 | 0 | 0 | 1073.79 | 0 | 738.6359 | 229.6 | 2341.25 | 1303.39 | 3644.64
2015 | High-Rise Apartment | 4C | 7836.48 | 131.44 | 452.38 | 72.33 | 290.24 | 158.4 | 1132.71 | 0 | 20.86 | 160.45 | 42.44 | 0.11415 | 42.3259 | 3.32 | 0 | 0 | 0 | 1134.26 | 0 | 409.8659 | 452.38 | 2012.17 | 1586.64 | 3598.81
2015 | High-Rise Apartment | 5A | 7836.48 | 216.09 | 748.82 | 195.14 | 290.24 | 158.63 | 1132.71 | 0 | 20.86 | 210.78 | 53.62 | 0.11415 | 53.5059 | 9.29 | 0 | 0 | 0 | 1190.53 | 0 | 684.8059 | 748.82 | 2287.35 | 1939.35 | 4226.7
2015 | High-Rise Apartment | 5B | 7836.48 | 170.71 | 582.46 | 249.34 | 290.24 | 158.63 | 1132.71 | 0 | 20.86 | 234.54 | 47.68 | 0.11415 | 47.5659 | 9.58 | 0 | 0 | 0 | 1165.97 | 0 | 711.7359 | 582.46 | 2314.28 | 1748.43 | 4062.71
2015 | High-Rise Apartment | 5C | 7836.48 | 120.76 | 420.85 | 32.92 | 290.24 | 158.38 | 1132.71 | 0 | 20.86 | 148.64 | 38.26 | 0.11415 | 38.1459 | 1.58 | 0 | 0 | 0 | 1183.89 | 0 | 342.0459 | 420.85 | 1944.35 | 1604.75 | 3549.1
2015 | High-Rise Apartment | 6A | 7836.48 | 322.88 | 1112.47 | 223.35 | 290.24 | 158.55 | 1132.71 | 0 | 20.86 | 233.2 | 60.78 | 0.11415 | 60.6659 | 10.85 | 0 | 0 | 0 | 1255.36 | 0 | 850.9459 | 1112.47 | 2453.42 | 2367.82 | 4821.24
2015 | High-Rise Apartment | 6B | 7836.48 | 240.06 | 815.2 | 161.31 | 290.24 | 158.44 | 1132.71 | 0 | 20.86 | 233.46 | 50.39 | 0.11415 | 50.2759 | 6.41 | 0 | 0 | 0 | 1238.91 | 0 | 691.5159 | 815.2 | 2293.87 | 2054.11 | 4347.98
2015 | High-Rise Apartment | 7 | 7836.48 | 330.68 | 1152.01 | 191.54 | 290.24 | 158.34 | 1132.71 | 0 | 20.86 | 242.15 | 57.6 | 0.11415 | 57.4859 | 8.85 | 0 | 0 | 0 | 1332.48 | 0 | 830.7059 | 1152.01 | 2432.96 | 2484.48 | 4917.44
2015 | High-Rise Apartment | 8 | 7836.48 | 441.38 | 1510.41 | 128.68 | 290.24 | 157.47 | 1132.71 | 0 | 20.86 | 276.46 | 56.7 | 0.11415 | 56.5859 | 5.38 | 0 | 0 | 0 | 1436.39 | 0 | 908.4859 | 1510.41 | 2509.86 | 2946.8 | 5456.66
2018 | High-Rise Apartment | 0A | 7836.48 | 0 | 0 | 1558.86 | 278.68 | 108.35 | 1132.71 | 0 | 14.51 | 410.12 | 62.66 | 0.11415 | 62.5459 | 65.38 | 0 | 0 | 0 | 724.28 | 0 | 2096.9059 | 0 | 3631.27 | 724.28 | 4355.55
2018 | High-Rise Apartment | 0B | 7836.48 | 0.07 | 0 | 1244.12 | 278.68 | 108.37 | 1132.71 | 0 | 14.51 | 395.69 | 69.7 | 0.11415 | 69.5859 | 42.67 | 0 | 0 | 0 | 720.49 | 0 | 1752.1359 | 0 | 3286.52 | 720.49 | 4007.01
2018 | High-Rise Apartment | 1A | 7836.48 | 0 | 0 | 1123.01 | 278.68 | 108.38 | 1132.71 | 0 | 14.51 | 336.59 | 55.96 | 0.11415 | 55.8459 | 27.21 | 0 | 0 | 0 | 791.43 | 0 | 1542.6559 | 0 | 3077.04 | 791.43 | 3868.47
2018 | High-Rise Apartment | 1B | 7836.48 | 3.61 | 5.97 | 968.97 | 278.68 | 108.24 | 1132.71 | 0 | 14.51 | 347.58 | 58.75 | 0.11415 | 58.6359 | 32.95 | 0 | 0 | 0 | 793.24 | 0 | 1411.7459 | 5.97 | 2946.01 | 799.21 | 3745.22
2018 | High-Rise Apartment | 2A | 7836.48 | 16.87 | 51 | 836.75 | 278.68 | 108.21 | 1132.71 | 0 | 14.51 | 277.22 | 54.93 | 0.11415 | 54.8159 | 28.35 | 0 | 0 | 0 | 868.12 | 0 | 1214.0059 | 51 | 2748.22 | 919.12 | 3667.34
2018 | High-Rise Apartment | 2B | 7836.48 | 22.2 | 58.82 | 652.57 | 278.68 | 108.29 | 1132.71 | 0 | 14.51 | 291.41 | 59.6 | 0.11415 | 59.4859 | 8.15 | 0 | 0 | 0 | 872.96 | 0 | 1033.8159 | 58.82 | 2568.1 | 931.78 | 3499.88
2018 | High-Rise Apartment | 3A | 7836.48 | 120.64 | 414.99 | 432.16 | 278.68 | 108.27 | 1132.71 | 0 | 14.51 | 223.75 | 51.09 | 0.11415 | 50.9759 | 10.64 | 0 | 0 | 0 | 999.53 | 0 | 838.1659 | 414.99 | 2372.44 | 1414.52 | 3786.96
2018 | High-Rise Apartment | 3B | 7836.48 | 46.96 | 150.97 | 458.92 | 278.68 | 108.26 | 1132.71 | 0 | 14.51 | 249.8 | 48.57 | 0.11415 | 48.4559 | 5.77 | 0 | 0 | 0 | 965.94 | 0 | 809.9059 | 150.97 | 2344.18 | 1116.91 | 3461.09
2018 | High-Rise Apartment | 3C | 7836.48 | 17.85 | 49.83 | 96.19 | 278.68 | 108.24 | 1132.71 | 0 | 14.51 | 134.42 | 28.09 | 0.11415 | 27.9759 | 1.35 | 0 | 0 | 0 | 1014.55 | 0 | 277.7859 | 49.83 | 1812.04 | 1064.38 | 2876.42
2018 | High-Rise Apartment | 4A | 7836.48 | 128.46 | 436.34 | 326.75 | 278.68 | 108.1 | 1132.71 | 0 | 14.51 | 215.17 | 55.63 | 0.11415 | 55.5159 | 7.49 | 0 | 0 | 0 | 1102.94 | 0 | 733.3859 | 436.34 | 2267.5 | 1539.28 | 3806.78
2018 | High-Rise Apartment | 4B | 7836.48 | 79.29 | 261.22 | 333.36 | 278.68 | 108.18 | 1132.71 | 0 | 14.51 | 229.99 | 47.33 | 0.11415 | 47.2159 | 3.48 | 0 | 0 | 0 | 1073.78 | 0 | 693.3359 | 261.22 | 2227.53 | 1335 | 3562.53
2018 | High-Rise Apartment | 4C | 7836.48 | 139.89 | 484.19 | 60.11 | 278.68 | 107.98 | 1132.71 | 0 | 14.51 | 158.46 | 38.53 | 0.11415 | 38.4159 | 0.76 | 0 | 0 | 0 | 1134.25 | 0 | 397.6359 | 484.19 | 1931.63 | 1618.44 | 3550.07
2018 | High-Rise Apartment | 5A | 7836.48 | 221.41 | 768.79 | 185.5 | 278.68 | 108.13 | 1132.71 | 0 | 14.51 | 208.84 | 52.13 | 0.11415 | 52.0159 | 3.1 | 0 | 0 | 0 | 1190.54 | 0 | 670.8659 | 768.79 | 2205.01 | 1959.33 | 4164.34
2018 | High-Rise Apartment | 5B | 7836.48 | 176.69 | 604.98 | 235.23 | 278.68 | 108.14 | 1132.71 | 0 | 14.51 | 231.19 | 46.1 | 0.11415 | 45.9859 | 2.22 | 0 | 0 | 0 | 1165.96 | 0 | 691.3159 | 604.98 | 2225.45 | 1770.94 | 3996.39
2018 | High-Rise Apartment | 5C | 7836.48 | 125.63 | 438.75 | 26.66 | 278.68 | 107.97 | 1132.71 | 0 | 14.51 | 147.65 | 36.28 | 0.11415 | 36.1659 | 0.32 | 0 | 0 | 0 | 1183.88 | 0 | 336.4259 | 438.75 | 1870.4 | 1622.63 | 3493.03
2018 | High-Rise Apartment | 6A | 7836.48 | 324.33 | 1117.35 | 221.72 | 278.68 | 108.08 | 1132.71 | 0 | 14.51 | 232.62 | 60.66 | 0.11415 | 60.5459 | 3.84 | 0 | 0 | 0 | 1255.35 | 0 | 843.0559 | 1117.35 | 2377.15 | 2372.7 | 4749.85
2018 | High-Rise Apartment | 6B | 7836.48 | 241.55 | 820.05 | 159.96 | 278.68 | 108 | 1132.71 | 0 | 14.51 | 232.99 | 50.19 | 0.11415 | 50.0759 | 1.61 | 0 | 0 | 0 | 1238.88 | 0 | 686.1859 | 820.05 | 2220.21 | 2058.94 | 4279.15
2018 | High-Rise Apartment | 7 | 7836.48 | 332.14 | 1156.83 | 189.91 | 278.68 | 107.94 | 1132.71 | 0 | 14.51 | 241.59 | 57.41 | 0.11415 | 57.2959 | 3.03 | 0 | 0 | 0 | 1332.49 | 0 | 823.9659 | 1156.83 | 2357.92 | 2489.32 | 4847.24
2018 | High-Rise Apartment | 8 | 7836.48 | 443.27 | 1515.49 | 127.3 | 278.68 | 107.34 | 1132.71 | 0 | 14.51 | 276.04 | 56.51 | 0.11415 | 56.3959 | 1.29 | 0 | 0 | 0 | 1436.39 | 0 | 904.2959 | 1515.49 | 2437.66 | 2951.87 | 5389.53
2006 | Hospital | 0A | 22436.18 | 0 | 7077.19 | 10604.45 | 4550.78 | 261.8 | 7107.46 | 2791.97 | 2714.18 | 4695.83 | 2030.54 | 0.78826 | 2029.7517 | 2295.85 | 0 | 0 | 26.4 | 1084.01 | 222.65 | 19625.8817 | 7077.19 | 34509.93 | 10953.18 | 45463.11
2006 | Hospital | 0B | 22436.18 | 44.14 | 7847.76 | 7716.2 | 4550.78 | 261.85 | 7107.46 | 2791.97 | 2714.18 | 4831.03 | 1773.91 | 0.78826 | 1773.1217 | 1723.66 | 29.03 | 0 | 26.4 | 1082.72 | 221.54 | 16117.1817 | 7847.76 | 31000.17 | 11722.45 | 42722.62
2006 | Hospital | 1A | 22436.18 | 0 | 8559.3 | 7579.5 | 4550.78 | 261.88 | 7107.46 | 2791.97 | 2714.18 | 4545.72 | 1735.4 | 0.78826 | 1734.6117 | 1963.86 | 0 | 0 | 26.4 | 1106.81 | 218.26 | 15823.6917 | 8559.3 | 30703.43 | 12458.08 | 43161.51
2006 | Hospital | 1B | 22436.18 | 158.41 | 7861.89 | 6566.45 | 4550.78 | 261.55 | 7107.46 | 2791.97 | 2714.18 | 4806.04 | 1553.86 | 0.78826 | 1553.0717 | 1291.11 | 80.45 | 0 | 26.4 | 1109.38 | 216.49 | 14455.5317 | 7861.89 | 29333.16 | 11763.24 | 41096.4
2006 | Hospital | 2A | 22436.18 | 275.37 | 9837.86 | 6775.58 | 4550.78 | 261.46 | 7107.46 | 2791.97 | 2714.18 | 4482.27 | 1696.4 | 0.78826 | 1695.6117 | 1517.04 | 326.93 | 0 | 26.4 | 1135.93 | 212.67 | 15072.8017 | 9837.86 | 29946.53 | 13765.77 | 43712.3
2006 | Hospital | 2B | 22436.18 | 1290.74 | 8806.51 | 4468.06 | 4550.78 | 261.65 | 7107.46 | 2791.97 | 2714.18 | 4727.89 | 1189.42 | 0.78826 | 1188.6317 | 690.64 | 2784.62 | 0 | 26.4 | 1141.12 | 207.67 | 15150.5817 | 8806.51 | 30019.51 | 12739.6 | 42759.11
2006 | Hospital | 3A | 22436.18 | 704.55 | 12635.09 | 4701.66 | 4550.78 | 261.6 | 7107.46 | 2791.97 | 2714.18 | 4545.63 | 1458.08 | 0.78826 | 1457.2917 | 963 | 1252.73 | 0 | 26.4 | 1201.45 | 203.72 | 13624.8617 | 12635.09 | 28489.77 | 16628.51 | 45118.28
2006 | Hospital | 3B | 22436.18 | 1164.88 | 9213 | 3642.69 | 4550.78 | 261.59 | 7107.46 | 2791.97 | 2714.18 | 4721.53 | 1124.47 | 0.78826 | 1123.6817 | 590.25 | 2694.03 | 0 | 26.4 | 1183.87 | 203 | 13937.0617 | 9213 | 28801.24 | 13188.84 | 41990.08
2006 | Hospital | 3C | 22436.18 | 351.59 | 11953.47 | 3270.53 | 4550.78 | 261.55 | 7107.46 | 2791.97 | 2714.18 | 4688.33 | 1119.65 | 0.78826 | 1118.8617 | 572.65 | 526.16 | 0 | 26.4 | 1204.29 | 201.6 | 10528.1217 | 11953.47 | 25390.87 | 15949.74 | 41340.61
2006 | Hospital | 4A | 22436.18 | 1003.19 | 16691.67 | 3971.66 | 4550.78 | 261.2 | 7107.46 | 2791.97 | 2714.18 | 4626.52 | 1365.03 | 0.78826 | 1364.2417 | 701.81 | 1771.3 | 0 | 26.4 | 1261.25 | 197.81 | 13438.7217 | 16691.67 | 28297.34 | 20744.89 | 49042.23
2006 | Hospital | 4B | 22436.18 | 1262.11 | 9803.2 | 2630.89 | 4550.78 | 261.4 | 7107.46 | 2791.97 | 2714.18 | 4773.85 | 947.6 | 0.78826 | 946.8117 | 327.65 | 3429.67 | 0 | 26.4 | 1241.57 | 196.91 | 13370.9817 | 9803.2 | 28228.89 | 13836.74 | 42065.63
2006 | Hospital | 4C | 22436.18 | 943.3 | 15619.17 | 2052.12 | 4550.78 | 260.9 | 7107.46 | 2791.97 | 2714.18 | 4696.64 | 950.63 | 0.78826 | 949.8417 | 199.67 | 937.59 | 0 | 26.4 | 1278.93 | 193.86 | 9779.1617 | 15619.17 | 24633.52 | 19690.07 | 44323.59
2006 | Hospital | 5A | 22436.18 | 1147.37 | 21434.01 | 2912.09 | 4550.78 | 261.28 | 7107.46 | 2791.97 | 2714.18 | 5265.55 | 1223.9 | 0.78826 | 1223.1117 | 441.07 | 2113.46 | 0 | 26.4 | 1320.89 | 193.23 | 13102.6517 | 21434.01 | 27956.77 | 25546.88 | 53503.65
2006 | Hospital | 5B | 22436.18 | 1435.86 | 11792.53 | 2187.14 | 4550.78 | 261.29 | 7107.46 | 2791.97 | 2714.18 | 4770.19 | 868.67 | 0.78826 | 867.8817 | 213.23 | 3441.78 | 0 | 26.4 | 1301.9 | 193.1 | 12916.0817 | 11792.53 | 27770.07 | 15886.4 | 43656.47
2006 | Hospital | 5C | 22436.18 | 1073.24 | 17880.71 | 1750.04 | 4550.78 | 260.88 | 7107.46 | 2791.97 | 2714.18 | 4961.78 | 856.71 | 0.78826 | 855.9217 | 125.69 | 980.66 | 0 | 26.4 | 1311.43 | 191.14 | 9747.3317 | 17880.71 | 24598.95 | 21984.11 | 46583.06
2006 | Hospital | 6A | 22436.18 | 1165.98 | 24349.01 | 2920.04 | 4550.78 | 261.16 | 7107.46 | 2791.97 | 2714.18 | 4894.54 | 1284.74 | 0.78826 | 1283.9517 | 468.78 | 2527.89 | 0 | 26.41 | 1371.55 | 191.99 | 13261.1817 | 24349.01 | 28113.94 | 28512.53 | 56626.47
2006 | Hospital | 6B | 22436.18 | 1590.42 | 17339.29 | 2024.22 | 4550.78 | 260.97 | 7107.46 | 2791.97 | 2714.18 | 4612.3 | 914.69 | 0.78826 | 913.9017 | 149.26 | 3593.55 | 0 | 26.41 | 1356.55 | 190.14 | 12883.6517 | 17339.29 | 27734.37 | 21487.81 | 49222.18
2006 | Hospital | 7 | 22436.18 | 1332.01 | 28414.5 | 2788.73 | 4550.78 | 260.81 | 7107.46 | 2791.97 | 2714.18 | 4941.96 | 1205.04 | 0.78826 | 1204.2517 | 345.43 | 3150.64 | 0 | 26.41 | 1432.61 | 189.78 | 13763.0217 | 28414.5 | 28613.22 | 32639.08 | 61252.3
2006 | Hospital | 8 | 22436.18 | 1644.59 | 33092.59 | 1727.89 | 4550.78 | 259.37 | 7107.46 | 2791.97 | 2714.18 | 4595.28 | 926.38 | 0.78826 | 925.5917 | 112.3 | 4029.91 | 0 | 26.42 | 1523.05 | 185.56 | 13035.5617 | 33092.59 | 27880.11 | 37407.61 | 65287.72
2009 | Hospital | 0A | 22436.18 | 0 | 9268.23 | 14353.7 | 4550.78 | 212.55 | 7107.46 | 2791.97 | 2714.18 | 5703.23 | 2301.49 | 0.78826 | 2300.7017 | 2876.31 | 0 | 0 | 26.4 | 1084.44 | 222.76 | 25233.9417 | 9268.23 | 40068.84 | 13144.65 | 53213.49
2009 | Hospital | 0B | 22436.18 | 42.33 | 8590.36 | 8923.86 | 4550.78 | 212.59 | 7107.46 | 2791.97 | 2714.18 | 4931.2 | 2052.72 | 0.78826 | 2051.9317 | 1976.16 | 27.87 | 0 | 26.4 | 1082.72 | 221.57 | 17953.3517 | 8590.36 | 32787.11 | 12465.05 | 45252.16
2009 | Hospital | 1A | 22436.18 | 0 | 11630.43 | 10073.68 | 4550.78 | 212.61 | 7107.46 | 2791.97 | 2714.18 | 5743.84 | 2136.85 | 0.78826 | 2136.0617 | 2354.65 | 0 | 0 | 26.4 | 1107.88 | 218.29 | 20308.2317 | 11630.43 | 35138.74 | 15530.28 | 50669.02
2009 | Hospital | 1B | 22436.18 | 154.83 | 8803.82 | 7488.85 | 4550.78 | 212.35 | 7107.46 | 2791.97 | 2714.18 | 5023.78 | 1770.87 | 0.78826 | 1770.0817 | 1463.35 | 78.08 | 0 | 26.4 | 1109.39 | 216.51 | 15978.9717 | 8803.82 | 30807.43 | 12705.18 | 43512.61
2009 | Hospital | 2A | 22436.18 | 274.33 | 14329.4 | 8835.47 | 4550.78 | 212.27 | 7107.46 | 2791.97 | 2714.18 | 6411.64 | 1812.03 | 0.78826 | 1811.2417 | 1940.82 | 324.67 | 383.78 | 26.4 | 1137.31 | 212.64 | 19981.9517 | 14329.4 | 34806.45 | 18258.68 | 53065.13
2009 | Hospital | 2B | 22436.18 | 1256.9 | 12343.84 | 5192.06 | 4550.78 | 212.43 | 7107.46 | 2791.97 | 2714.18 | 5915.86 | 1423.97 | 0.78826 | 1423.1817 | 835.18 | 2709.41 | 0 | 26.4 | 1141.89 | 207.67 | 17332.5917 | 12343.84 | 32152.28 | 16277.71 | 48429.99
2009 | Hospital | 3A | 22436.18 | 704.18 | 16157.23 | 5542.12 | 4550.78 | 212.39 | 7107.46 | 2791.97 | 2714.18 | 6496.61 | 1739.62 | 0.78826 | 1738.8317 | 1118.88 | 1249.91 | 385.13 | 26.4 | 1202.79 | 203.43 | 17235.6617 | 16157.23 | 32051.06 | 20151.99 | 52203.05
2009 | Hospital | 3B | 22436.18 | 1146.55 | 13609.21 | 4497.21 | 4550.78 | 212.38 | 7107.46 | 2791.97 | 2714.18 | 6006.5 | 1318.01 | 0.78826 | 1317.2217 | 701.14 | 2652.58 | 0 | 26.4 | 1184.67 | 203 | 16321.2017 | 13609.21 | 31136.18 | 17585.86 | 48722.04
2009 | Hospital | 3C | 22436.18 | 351.41 | 14452.75 | 3745.9 | 4550.78 | 212.35 | 7107.46 | 2791.97 | 2714.18 | 6379.72 | 1193.85 | 0.78826 | 1193.0617 | 613.95 | 525.45 | 0 | 26.4 | 1205.76 | 201.62 | 12809.4917 | 14452.75 | 27623.06 | 18450.48 | 46073.54
2009 | Hospital | 4A | 22436.18 | 1002.97 | 18979.14 | 4330.15 | 4550.78 | 212.06 | 7107.46 | 2791.97 | 2714.18 | 6351.18 | 1528.28 | 0.78826 | 1527.4917 | 760.13 | 1770.83 | 369.81 | 26.4 | 1262.61 | 197.5 | 16112.5617 | 18979.14 | 30921.72 | 23033.72 | 53955.44
2009 | Hospital | 4B | 22436.18 | 1257.39 | 15974.96 | 3100.31 | 4550.78 | 212.22 | 7107.46 | 2791.97 | 2714.18 | 6163.87 | 1097.15 | 0.78826 | 1096.3617 | 392.92 | 3406.44 | 0 | 26.4 | 1242.54 | 196.91 | 15417.2917 | 15974.96 | 30226.03 | 20009.47 | 50235.5
2009 | Hospital | 4C | 22436.18 | 943.36 | 17216.46 | 2206.45 | 4550.78 | 211.82 | 7107.46 | 2791.97 | 2714.18 | 6384.82 | 1000.84 | 0.78826 | 1000.0517 | 218.36 | 937.39 | 381.12 | 26.4 | 1280.31 | 193.86 | 12071.5517 | 17216.46 | 26876.83 | 21288.74 | 48165.57
2009 | Hospital | 5A | 22436.18 | 1147.3 | 21103.81 | 3110.06 | 4550.78 | 212.13 | 7107.46 | 2791.97 | 2714.18 | 6431.53 | 1322.36 | 0.78826 | 1321.5717 | 469.28 | 2113.68 | 284.96 | 26.4 | 1322.05 | 193.24 | 14878.3817 | 21103.81 | 29683.36 | 25217.84 | 54901.2
2009 | Hospital | 5B | 22436.18 | 1431.66 | 19845.4 | 2520.09 | 4550.78 | 212.14 | 7107.46 | 2791.97 | 2714.18 | 6201.58 | 1002.51 | 0.78826 | 1001.7217 | 256.76 | 3420.62 | 0 | 26.4 | 1302.58 | 193.1 | 14832.4317 | 19845.4 | 29637.28 | 23939.95 | 53577.23
2009 | Hospital | 5C | 22436.18 | 1073.18 | 18074.01 | 1790.96 | 4550.78 | 211.8 | 7107.46 | 2791.97 | 2714.18 | 6344.14 | 868.98 | 0.78826 | 868.1917 | 132.56 | 980.8 | 288.82 | 26.4 | 1312.1 | 191.14 | 11478.6517 | 18074.01 | 26281.21 | 22178.08 | 48459.29
2009 | Hospital | 6A | 22436.18 | 1165.88 | 26224.62 | 3257.47 | 4550.78 | 212.03 | 7107.46 | 2791.97 | 2714.18 | 6525.92 | 1462.25 | 0.78826 | 1461.4617 | 520.5 | 2528.26 | 390.88 | 26.41 | 1372.96 | 192 | 15850.3717 | 26224.62 | 30654 | 30389.55 | 61043.55
2009 | Hospital | 6B | 22436.18 | 1587.71 | 22836.82 | 2262.1 | 4550.78 | 211.88 | 7107.46 | 2791.97 | 2714.18 | 6214.79 | 1028.66 | 0.78826 | 1027.8717 | 176.88 | 3583.26 | 261.82 | 26.41 | 1358.3 | 190.14 | 15114.4317 | 22836.82 | 29916.05 | 26987.09 | 56903.14
2009 | Hospital | 7 | 22436.18 | 1331.92 | 30071.94 | 2953.7 | 4550.78 | 211.75 | 7107.46 | 2791.97 | 2714.18 | 6484.67 | 1284.04 | 0.78826 | 1283.2517 | 365.59 | 3150.5 | 389.35 | 26.41 | 1434.44 | 189.79 | 15958.9817 | 30071.94 | 30760.13 | 34298.35 | 65058.48
2009 | Hospital | 8 | 22436.18 | 1644.26 | 37424.08 | 1801.04 | 4550.78 | 210.58 | 7107.46 | 2791.97 | 2714.18 | 6383.29 | 965.4 | 0.78826 | 964.6117 | 124.45 | 4028.31 | 381.28 | 26.42 | 1524.5 | 185.57 | 15327.2417 | 37424.08 | 30123 | 41740.56 | 71863.56
2012 | Hospital | 0A | 22436.18 | 0 | 12478.47 | 12930.38 | 4131.93 | 212.55 | 7107.46 | 2791.97 | 2646.85 | 6117.93 | 2187.97 | 0.78826 | 2187.1817 | 1521.42 | 0 | 514.46 | 26.4 | 1085.34 | 222.45 | 23271.3717 | 12478.47 | 37619.8 | 16355.78 | 53975.58
2012 | Hospital | 0B | 22436.18 | 41.86 | 11584.45 | 9909.54 | 4131.93 | 212.59 | 7107.46 | 2791.97 | 2646.85 | 6244.27 | 2325.64 | 0.78826 | 2324.8517 | 1137.22 | 27.11 | 380.39 | 26.4 | 1084.02 | 221.3 | 20065.2417 | 11584.45 | 34412.57 | 15460.44 | 49873.01
2012 | Hospital | 1A | 22436.18 | 0 | 13134.21 | 8954.36 | 4131.93 | 212.61 | 7107.46 | 2791.97 | 2646.85 | 6094.9 | 2100.15 | 0.78826 | 2099.3617 | 1210.12 | 0 | 511.47 | 26.4 | 1108.12 | 218.23 | 18870.2117 | 13134.21 | 33214.49 | 17034.3 | 50248.79
2012 | Hospital | 1B | 22436.18 | 153.28 | 11300.36 | 8181.44 | 4131.93 | 212.35 | 7107.46 | 2791.97 | 2646.85 | 6318.61 | 1962.51 | 0.78826 | 1961.7217 | 828.47 | 76.68 | 377.94 | 26.4 | 1110.7 | 216.3 | 17898.1417 | 11300.36 | 32240.22 | 15203.03 | 47443.25
2012 | Hospital | 2A | 22436.18 | 272.53 | 13821.59 | 8064.25 | 4131.93 | 212.27 | 7107.46 | 2791.97 | 2646.85 | 6116.75 | 2123.56 | 0.78826 | 2122.7717 | 972.34 | 320.75 | 463.02 | 26.4 | 1137.31 | 212.42 | 18332.4117 | 13821.59 | 32670.54 | 17750.87 | 50421.41
2012 | Hospital | 2B | 22436.18 | 1253.26 | 11901.85 | 4982.46 | 4131.93 | 212.43 | 7107.46 | 2791.97 | 2646.85 | 6079.83 | 1419.9 | 0.78826 | 1419.1117 | 425.44 | 2698.18 | 245.9 | 26.4 | 1142.46 | 207.67 | 17104.1817 | 11901.85 | 31437.71 | 15836.28 | 47273.99
2012 | Hospital | 3A | 22436.18 | 699.7 | 15399.18 | 5182.83 | 4131.93 | 212.39 | 7107.46 | 2791.97 | 2646.85 | 6240.2 | 1681.54 | 0.78826 | 1680.7517 | 565.42 | 1238.85 | 517.33 | 26.4 | 1202.8 | 203.43 | 16125.0817 | 15399.18 | 30454.32 | 19393.95 | 49848.27
2012 | Hospital | 3B | 22436.18 | 1144.57 | 12659.48 | 4135.29 | 4131.93 | 212.38 | 7107.46 | 2791.97 | 2646.85 | 6210.94 | 1292.17 | 0.78826 | 1291.3817 | 360.44 | 2642.28 | 257.66 | 26.4 | 1185.26 | 202.99 | 16042.5617 | 12659.48 | 30371.36 | 16636.71 | 47008.07
2012 | Hospital | 3C | 22436.18 | 350.86 | 13412.52 | 3414.52 | 4131.93 | 212.35 | 7107.46 | 2791.97 | 2646.85 | 6139.72 | 1154.76 | 0.78826 | 1153.9717 | 310.52 | 523.24 | 136.69 | 26.4 | 1205.76 | 201.61 | 12029.5217 | 13412.52 | 26356.92 | 17410.26 | 43767.18
2012 | Hospital | 4A | 22436.18 | 998 | 17945.87 | 4116.05 | 4131.93 | 212.06 | 7107.46 | 2791.97 | 2646.85 | 6109.56 | 1489.04 | 0.78826 | 1488.2517 | 387.21 | 1734.63 | 452.64 | 26.4 | 1262.63 | 197.5 | 15286.3417 | 17945.87 | 29609.34 | 22000.46 | 51609.8
2012 | Hospital | 4B | 22436.18 | 1250.64 | 13663.72 | 2870.32 | 4131.93 | 212.22 | 7107.46 | 2791.97 | 2646.85 | 6220.52 | 1086.14 | 0.78826 | 1085.3517 | 202.21 | 3355.76 | 320.67 | 26.4 | 1243.15 | 196.91 | 15305.4717 | 13663.72 | 29628.04 | 17698.84 | 47326.88
2012 | Hospital | 4C | 22436.18 | 941.03 | 16246.05 | 2048.39 | 4131.93 | 211.82 | 7107.46 | 2791.97 | 2646.85 | 6159.33 | 975.13 | 0.78826 | 974.3417 | 111.22 | 924.91 | 363.03 | 26.4 | 1280.32 | 193.86 | 11522.2517 | 16246.05 | 25841.35 | 20318.34 | 46159.69
2012 | Hospital | 5A | 22436.18 | 1142.38 | 19761.59 | 2993.5 | 4131.93 | 212.13 | 7107.46 | 2791.97 | 2646.85 | 6199.01 | 1284.56 | 0.78826 | 1283.7717 | 237.26 | 2065.56 | 514.75 | 26.4 | 1322.11 | 193.25 | 14436.2317 | 19761.59 | 28755.04 | 23875.67 | 52630.71
2012 | Hospital | 5B | 22436.18 | 1425.08 | 16275 | 2352.29 | 4131.93 | 212.14 | 7107.46 | 2791.97 | 2646.85 | 6311.96 | 989.08 | 0.78826 | 988.2917 | 131.17 | 3366.23 | 331.62 | 26.4 | 1303.66 | 193.1 | 14906.6417 | 16275 | 29225.32 | 20370.63 | 49595.95
2012 | Hospital | 5C | 22436.18 | 1070.6 | 17126.78 | 1668.8 | 4131.93 | 211.8 | 7107.46 | 2791.97 | 2646.85 | 6131.24 | 847.7 | 0.78826 | 846.9117 | 67.52 | 972.86 | 357.75 | 26.4 | 1312.13 | 191.14 | 11115.6817 | 17126.78 | 25432.05 | 21230.89 | 46662.94
2012 | Hospital | 6A | 22436.18 | 1162.12 | 24314.61 | 3169.34 | 4131.93 | 212.03 | 7107.46 | 2791.97 | 2646.85 | 6270.27 | 1416.66 | 0.78826 | 1415.8717 | 263.48 | 2430.66 | 438.62 | 26.41 | 1372.97 | 192.06 | 15150.3617 | 24314.61 | 29467.9 | 28479.56 | 57947.46
2012 | Hospital | 6B | 22436.18 | 1566.22 | 21902.1 | 2151.81 | 4131.93 | 211.88 | 7107.46 | 2791.97 | 2646.85 | 6617.31 | 1021.05 | 0.78826 | 1020.2617 | 92.06 | 3443.88 | 559.86 | 26.41 | 1358.86 | 190.17 | 15451.4017 | 21902.1 | 29766.89 | 26052.93 | 55819.82
2012 | Hospital | 7 | 22436.18 | 1326.28 | 27969.89 | 2648.85 | 4131.93 | 211.75 | 7107.46 | 2791.97 | 2646.85 | 6215.98 | 1199.49 | 0.78826 | 1198.7017 | 172.55 | 3021.24 | 433.9 | 26.41 | 1434.37 | 189.56 | 15017.5017 | 27969.89 | 29332.25 | 32196.23 | 61528.48
2012 | Hospital | 8 | 22436.18 | 1635.82 | 34994.99 | 1542.6 | 4131.93 | 210.58 | 7107.46 | 2791.97 | 2646.85 | 6126.09 | 914.15 | 0.78826 | 913.3617 | 55.22 | 3836.24 | 441.19 | 26.42 | 1524.52 | 185.38 | 14550.5217 | 34994.99 | 28859.92 | 39311.48 | 68171.4
2015 | Hospital | 0A | 22436.18 | 0 | 4519.86 | 6442.1 | 3217.08 | 201.08 | 7090.45 | 2791.97 | 2613.17 | 2823.7 | 1216.87 | 0.78826 | 1216.0817 | 982.78 | 0 | 275.72 | 26.4 | 992.94 | 180.41 | 11740.3817 | 4519.86 | 25069.76 | 8304.77 | 33374.53
2015 | Hospital | 0B | 22436.18 | 24.53 | 4519.68 | 4936.94 | 3218.1 | 201.12 | 7090.45 | 2791.97 | 2613.17 | 2825.77 | 1055.79 | 0.78826 | 1055.0017 | 630.05 | 18 | 275.72 | 26.4 | 993.58 | 179.37 | 9766.0117 | 4519.68 | 23095.41 | 8305.24 | 31400.65
2015 | Hospital | 1A | 22436.18 | 0 | 4873.49 | 4828.81 | 3219.07 | 201.14 | 7090.45 | 2791.97 | 2613.17 | 2794.4 | 1026.54 | 0.78826 | 1025.7517 | 780.93 | 0 | 275.72 | 26.4 | 1015.75 | 176.58 | 9705.6117 | 4873.49 | 23033.2 | 8681.22 | 31714.42
2015 | Hospital | 1B | 22436.18 | 99.3 | 4797.48 | 4580.85 | 3219.11 | 200.89 | 7090.45 | 2791.97 | 2613.17 | 2861.97 | 944.56 | 0.78826 | 943.7717 | 468.21 | 64.28 | 275.72 | 26.4 | 1027.5 | 174.79 | 9294.1017 | 4797.48 | 22619.68 | 8616.95 | 31236.63
2015 | Hospital | 2A | 22436.18 | 187.63 | 5344.83 | 4251.85 | 3219.59 | 200.82 | 7090.45 | 2791.97 | 2613.17 | 2815.12 | 1001.48 | 0.78826 | 1000.6917 | 581.41 | 291.42 | 245.95 | 26.4 | 1058.23 | 171.12 | 9374.0717 | 5344.83 | 22696.4 | 9195.03 | 31891.43
2015 | Hospital | 2B | 22436.18 | 859.4 | 4723.75 | 2656.39 | 3220.8 | 200.96 | 7090.45 | 2791.97 | 2613.17 | 2971.9 | 728.17 | 0.78826 | 727.3817 | 216.2 | 2167.45 | 219.67 | 26.4 | 1065.44 | 166.54 | 9818.3917 | 4723.75 | 23137.51 | 8581.16 | 31718.67
2015 | Hospital | 3A | 22436.18 | 479.95 | 5945.3 | 2784.79 | 3220.5 | 200.93 | 7090.45 | 2791.97 | 2613.17 | 2927.31 | 837.14 | 0.78826 | 836.3517 | 329.08 | 1066.24 | 231.89 | 26.4 | 1144.37 | 162.69 | 8655.6117 | 5945.3 | 21970.53 | 9881.64 | 31852.17
2015 | Hospital | 3B | 22436.18 | 780.02 | 4771.56 | 2238.66 | 3219.81 | 200.92 | 7090.45 | 2791.97 | 2613.17 | 3098.97 | 675.2 | 0.78826 | 674.4117 | 189.16 | 2267.4 | 211.8 | 26.4 | 1120.45 | 162.22 | 9460.4217 | 4771.56 | 22774.18 | 8683.98 | 31458.16
2015 | Hospital | 3C | 22436.18 | 239.54 | 5716.64 | 1895.93 | 3219.45 | 200.89 | 7090.45 | 2791.97 | 2613.17 | 2836.19 | 620.74 | 0.78826 | 619.9517 | 143.42 | 483.88 | 0 | 26.4 | 1149.03 | 161.11 | 6218.9117 | 5716.64 | 19531.16 | 9657.64 | 29188.8
2015 | Hospital | 4A | 22436.18 | 683.02 | 6861.38 | 2240.76 | 3217.52 | 200.62 | 7090.45 | 2791.97 | 2613.17 | 2922.89 | 783.5 | 0.78826 | 782.7117 | 223.95 | 1457.72 | 237.16 | 26.4 | 1224.55 | 157.13 | 8548.2117 | 6861.38 | 21854.28 | 10877.91 | 32732.19
2015 | Hospital | 4B | 22436.18 | 857.53 | 4822.57 | 1667.26 | 3217.46 | 200.77 | 7090.45 | 2791.97 | 2613.17 | 3264.06 | 592.16 | 0.78826 | 591.3717 | 75.03 | 2920.08 | 207.59 | 26.4 | 1200.57 | 156.47 | 9582.9217 | 4822.57 | 22888.43 | 8815.11 | 31703.54
2015 | Hospital | 4C | 22436.18 | 641.47 | 6429.24 | 1200.87 | 3219.08 | 200.39 | 7090.45 | 2791.97 | 2613.17 | 2955.82 | 557.57 | 0.78826 | 556.7817 | 36.32 | 801.5 | 208.71 | 26.4 | 1246.77 | 153.78 | 6401.4717 | 6429.24 | 19705.53 | 10467.98 | 30173.51
2015 | Hospital | 5A | 22436.18 | 786.64 | 7402.69 | 1665.44 | 3217.91 | 200.68 | 7090.45 | 2791.97 | 2613.17 | 2975.93 | 701.04 | 0.78826 | 700.2517 | 137.95 | 1646.78 | 222.91 | 26.4 | 1297.45 | 153.21 | 8135.9017 | 7402.69 | 21438.52 | 11492.11 | 32930.63
2015 | Hospital | 5B | 22436.18 | 982.68 | 5551.32 | 1407.27 | 3217.49 | 200.69 | 7090.45 | 2791.97 | 2613.17 | 3301.07 | 559.01 | 0.78826 | 558.2217 | 32.66 | 2793.36 | 216.31 | 26.4 | 1275.82 | 152.89 | 9291.5717 | 5551.32 | 22593.45 | 9619.12 | 32212.57
2015 | Hospital | 5C | 22436.18 | 727.37 | 6620.67 | 987.15 | 3218.91 | 200.37 | 7090.45 | 2791.97 | 2613.17 | 2973.38 | 508.23 | 0.78826 | 507.4417 | 30.58 | 828.05 | 220.68 | 26.4 | 1290.57 | 151.22 | 6274.6517 | 6620.67 | 19575.97 | 10703.22 | 30279.19
2015 | Hospital | 6A | 22436.18 | 802.68 | 9727.91 | 1786.56 | 3217.95 | 200.59 | 7090.45 | 2791.97 | 2613.17 | 3007.93 | 754.41 | 0.78826 | 753.6217 | 142.44 | 1838.97 | 228.42 | 26.4 | 1355.72 | 152.39 | 8560.6217 | 9727.91 | 21862.35 | 13875.6 | 35737.95
2015 | Hospital | 6B | 22436.18 | 1086.85 | 8489.74 | 1278.6 | 3218.27 | 200.44 | 7090.45 | 2791.97 | 2613.17 | 3187.14 | 563.53 | 0.78826 | 562.7417 | 25.96 | 2855.36 | 223.23 | 26.4 | 1340.6 | 150.39 | 9219.8817 | 8489.74 | 22519.8 | 12622.32 | 35142.12
2015 | Hospital | 7 | 22436.18 | 913.8 | 11040.64 | 1509.89 | 3217.61 | 200.32 | 7090.45 | 2791.97 | 2613.17 | 3011.4 | 669.8 | 0.78826 | 669.0117 | 94.33 | 2229.71 | 234.41 | 26.4 | 1426.09 | 150.18 | 8662.5517 | 11040.64 | 21961.47 | 15258.7 | 37220.17
2015 | Hospital | 8 | 22436.18 | 1125.83 | 13938.5 | 1004.57 | 3221.29 | 199.22 | 7090.45 | 2791.97 | 2613.17 | 2978.75 | 545.3 | 0.78826 | 544.5117 | 22.72 | 2739.23 | 241.81 | 26.4 | 1520.76 | 146.75 | 8657.4217 | 13938.5 | 21955.49 | 18251.23 | 40206.72
2018 | Hospital | 0A | 22436.18 | 0 | 4278.36 | 5892.76 | 3265.86 | 143.74 | 7090.45 | 2791.97 | 2580.32 | 2817.51 | 1145.95 | 0.78826 | 1145.1617 | 978.85 | 0 | 203.22 | 26.4 | 992.93 | 180.41 | 11037.5017 | 4278.36 | 24325.48 | 8063.26 | 32388.74
2018 | Hospital | 0B | 22436.18 | 23.93 | 4273.25 | 4722.26 | 3266.82 | 143.77 | 7090.45 | 2791.97 | 2580.32 | 2817.72 | 1034.66 | 0.78826 | 1033.8717 | 620.5 | 18.34 | 203.22 | 26.4 | 993.58 | 179.37 | 9439.8417 | 4273.25 | 22727.75 | 8058.8 | 30786.55
2018 | Hospital | 1A | 22436.18 | 0 | 4631.42 | 4416.76 | 3267.76 | 143.79 | 7090.45 | 2791.97 | 2580.32 | 2784.5 | 965.31 | 0.78826 | 964.5217 | 764.99 | 0 | 203.22 | 26.4 | 1015.74 | 176.58 | 9133.9917 | 4631.42 | 22420.09 | 8439.13 | 30859.22
2018 | Hospital | 1B | 22436.18 | 96.16 | 4574.79 | 4416.98 | 3267.78 | 143.61 | 7090.45 | 2791.97 | 2580.32 | 2850.37 | 933.12 | 0.78826 | 932.3317 | 462.17 | 64.21 | 203.22 | 26.4 | 1027.5 | 174.79 | 9025.4417 | 4574.79 | 22309.58 | 8394.26 | 30703.84
2018 | Hospital | 2A | 22436.18 | 182.08 | 5120.65 | 3919.88 | 3268.26 | 143.56 | 7090.45 | 2791.97 | 2580.32 | 2803.85 | 954.75 | 0.78826 | 953.9617 | 571.11 | 287.4 | 192.33 | 26.4 | 1058.2 | 171.12 | 8910.6117 | 5120.65 | 22191.51 | 8970.82 | 31162.33
2018 | Hospital | 2B | 22436.18 | 834.5 | 4515.9 | 2601.37 | 3269.43 | 143.66 | 7090.45 | 2791.97 | 2580.32 | 2952.76 | 721.02 | 0.78826 | 720.2317 | 213.48 | 2171.49 | 182.14 | 26.4 | 1065.4 | 166.54 | 9675.9717 | 4515.9 | 22953.57 | 8373.27 | 31326.84
2018 | Hospital | 3A | 22436.18 | 467.06 | 5776.39 | 2623.09 | 3269.13 | 143.63 | 7090.45 | 2791.97 | 2580.32 | 2916.35 | 816.54 | 0.78826 | 815.7517 | 324.81 | 1037.47 | 187.29 | 26.4 | 1144.37 | 162.69 | 8371.8217 | 5776.39 | 21645.24 | 9712.74 | 31357.98
2018 | Hospital | 3B | 22436.18 | 757.64 | 4612.91 | 2201.33 | 3268.47 | 143.63 | 7090.45 | 2791.97 | 2580.32 | 3080.13 | 670.32 | 0.78826 | 669.5317 | 185.56 | 2245.89 | 179.69 | 26.4 | 1120.43 | 162.22 | 9319.7717 | 4612.91 | 22592.06 | 8525.31 | 31117.37
2018 | Hospital | 3C | 22436.18 | 232.17 | 5526.95 | 1883.12 | 3268.11 | 143.61 | 7090.45 | 2791.97 | 2580.32 | 2825.08 | 581.72 | 0.78826 | 580.9317 | 141.31 | 483.57 | 0 | 26.4 | 1148.98 | 161.11 | 6146.1817 | 5526.95 | 19416.97 | 9467.9 | 28884.87
2018 | Hospital | 4A | 22436.18 | 664.75 | 6827.12 | 2151.96 | 3266.89 | 143.41 | 7090.45 | 2791.97 | 2580.32 | 2909.47 | 724.29 | 0.78826 | 723.5017 | 220.86 | 1395.51 | 190.37 | 26.4 | 1224.51 | 157.13 | 8256.4217 | 6827.12 | 21521.82 | 10843.6 | 32365.42
2018 | Hospital | 4B | 22436.18 | 830.87 | 4737.11 | 1644.94 | 3266.9 | 143.52 | 7090.45 | 2791.97 | 2580.32 | 3238.4 | 589.39 | 0.78826 | 588.6017 | 73.94 | 2844.41 | 168.88 | 26.4 | 1200.59 | 156.47 | 9390.0417 | 4737.11 | 22654.9 | 8729.67 | 31384.57
2018 | Hospital | 4C | 22436.18 | 621.47 | 6345.17 | 1190.3 | 3268.44 | 143.25 | 7090.45 | 2791.97 | 2580.32 | 2942.74 | 556.86 | 0.78826 | 556.0717 | 36.13 | 761.35 | 183.16 | 26.4 | 1246.76 | 153.78 | 6291.2217 | 6345.17 | 19554.65 | 10383.9 | 29938.55
2018 | Hospital | 5A | 22436.18 | 769 | 7368.08 | 1648.21 | 3266.95 | 143.46 | 7090.45 | 2791.97 | 2580.32 | 2965.93 | 645.8 | 0.78826 | 645.0117 | 136.73 | 1570.61 | 184.55 | 26.4 | 1297.47 | 153.21 | 7920.0417 | 7368.08 | 21181.61 | 11457.52 | 32639.13
2018 | Hospital | 5B | 22436.18 | 955.07 | 5493.81 | 1393.9 | 3266.54 | 143.46 | 7090.45 | 2791.97 | 2580.32 | 3276.19 | 517.7 | 0.78826 | 516.9117 | 32.37 | 2697.91 | 170.97 | 26.4 | 1275.83 | 152.89 | 9043.3217 | 5493.81 | 22304.18 | 9561.61 | 31865.79
2018 | Hospital | 5C | 22436.18 | 704.16 | 6623.95 | 981.54 | 3267.89 | 143.24 | 7090.45 | 2791.97 | 2580.32 | 2962.19 | 458.51 | 0.78826 | 457.7217 | 30.41 | 762.76 | 182.64 | 26.4 | 1290.57 | 151.22 | 6081.4217 | 6623.95 | 19341.75 | 10706.49 | 30048.24
2018 | Hospital | 6A | 22436.18 | 784.07 | 9594.86 | 1770.05 | 3266.66 | 143.39 | 7090.45 | 2791.97 | 2580.32 | 2993.45 | 682.02 | 0.78826 | 681.2317 | 141.47 | 1724.91 | 187.03 | 26.4 | 1355.69 | 152.39 | 8282.2117 | 9594.86 | 21542.63 | 13742.52 | 35285.15
2018 | Hospital | 6B | 22436.18 | 1057.71 | 8321.17 | 1264.53 | 3266.97 | 143.29 | 7090.45 | 2791.97 | 2580.32 | 3159.22 | 499.59 | 0.78826 | 498.8017 | 25.56 | 2741.59 | 184.63 | 26.4 | 1340.57 | 150.39 | 8932.0417 | 8321.17 | 22190.66 | 12453.71 | 34644.37
2018 | Hospital | 7 | 22436.18 | 892.68 | 10739.35 | 1497.72 | 3266.33 | 143.2 | 7090.45 | 2791.97 | 2580.32 | 3001.27 | 586.44 | 0.78826 | 585.6517 | 93.6 | 2101.93 | 186.41 | 26.4 | 1426.15 | 150.18 | 8359.2617 | 10739.35 | 21616.95 | 14957.48 | 36574.43
2018 | Hospital | 8 | 22436.18 | 1096.79 | 13500.89 | 991.13 | 3269.84 | 142.41 | 7090.45 | 2791.97 | 2580.33 | 2962.61 | 437.08 | 0.78826 | 436.2917 | 22.37 | 2580.4 | 187.4 | 26.4 | 1520.82 | 146.75 | 8276.9917 | 13500.89 | 21533.94 | 17813.68 | 39347.62
2006 | Large Hotel | 0A | 11345.29 | 0 | 2073.25 | 10240.4 | 1508.53 | 306.52 | 1751.31 | 1788.85 | 1035.5 | 2209.33 | 569.39 | 1.5108 | 567.8792 | 0 | 0 | 615.88 | 90.82 | 1754.63 | 73.68 | 13633.4892 | 2073.25 | 18401.36 | 5616.73 | 24018.09
2006 | Large Hotel | 0B | 11345.29 | 0 | 3314.66 | 9665.36 | 1508.53 | 306.58 | 1751.31 | 1788.85 | 1035.5 | 2435.5 | 545.23 | 1.5108 | 543.7192 | 0 | 0 | 675.94 | 90.83 | 1768.94 | 73.06 | 13320.5192 | 3314.66 | 18087.84 | 6872.46 | 24960.3
2006 | Large Hotel | 1A | 11345.29 | 0 | 2149.37 | 6901.59 | 1508.53 | 306.61 | 1751.31 | 1788.85 | 1035.5 | 2040.46 | 433.75 | 1.5108 | 432.2392 | 0 | 0 | 575.66 | 90.82 | 1818.89 | 73.72 | 9949.9492 | 2149.37 | 14717.95 | 5757.11 | 20475.06
2006 | Large Hotel | 1B | 11345.29 | 0 | 3686.3 | 7631.13 | 1508.53 | 306.23 | 1751.31 | 1788.85 | 1035.5 | 2393.13 | 451.23 | 1.5108 | 449.7192 | 0 | 0 | 673.5 | 90.83 | 1827.36 | 72.91 | 11147.4792 | 3686.3 | 15914.3 | 7302.52 | 23216.82
2006 | Large Hotel | 2A | 11345.29 | 0 | 3370.41 | 6460.1 | 1508.53 | 306.12 | 1751.31 | 1788.85 | 1035.5 | 2069.52 | 456.66 | 1.5108 | 455.1492 | 0 | 0 | 598.57 | 90.83 | 1894.2 | 73.02 | 9583.3392 | 3370.41 | 14350.15 | 7053.46 | 21403.61
2006 | Large Hotel | 2B | 11345.29 | 0 | 3900.21 | 4487.81 | 1508.53 | 306.35 | 1751.31 | 1788.85 | 1035.5 | 2365.81 | 342.31 | 1.5108 | 340.7992 | 0 | 0 | 467.1 | 90.83 | 1899.44 | 71.9 | 7661.5192 | 3900.21 | 12427.45 | 7588.5 | 20015.95
2006 | Large Hotel | 3A | 11345.29 | 0 | 3906.97 | 3677.14 | 1508.53 | 306.29 | 1751.31 | 1788.85 | 1035.5 | 1957.36 | 316.82 | 1.5108 | 315.3092 | 0 | 0 | 584.41 | 90.83 | 2024.91 | 72.49 | 6534.2192 | 3906.97 | 11300.68 | 7720.73 | 19021.41
2006 | Large Hotel | 3B | 11345.29 | 0 | 4409.43 | 3326.59 | 1508.53 | 306.28 | 1751.31 | 1788.85 | 1035.5 | 2330.33 | 281.65 | 1.5108 | 280.1392 | 0 | 0 | 473.35 | 90.83 | 1991.32 | 71.84 | 6410.4092 | 4409.43 | 11176.2 | 8189.6 | 19365.8
2006 | Large Hotel | 3C | 11345.29 | 0 | 3809.63 | 2485.71 | 1508.53 | 306.23 | 1751.31 | 1788.85 | 1035.5 | 1839.7 | 230.63 | 1.5108 | 229.1192 | 0 | 0 | 0 | 90.83 | 2039.04 | 72.81 | 4554.5292 | 3809.63 | 9321.25 | 7637.51 | 16958.76
2006 | Large Hotel | 4A | 11345.29 | 0 | 4443.17 | 2511.68 | 1508.53 | 305.82 | 1751.31 | 1788.85 | 1035.5 | 1878.84 | 246.25 | 1.5108 | 244.7392 | 0 | 0 | 562.79 | 90.83 | 2128.7 | 72.16 | 5198.0492 | 4443.17 | 9963.72 | 8360.72 | 18324.44
2006 | Large Hotel | 4B | 11345.29 | 0 | 3849.21 | 2138.45 | 1508.53 | 306.05 | 1751.31 | 1788.85 | 1035.5 | 2257.99 | 218.3 | 1.5108 | 216.7892 | 0 | 0 | 677.08 | 90.83 | 2099.35 | 71.57 | 5290.3092 | 3849.21 | 10055.62 | 7737.42 | 17793.04
2006 | Large Hotel | 4C | 11345.29 | 0 | 4380.69 | 1056.52 | 1508.53 | 305.47 | 1751.31 | 1788.85 | 1035.5 | 1897.87 | 166.15 | 1.5108 | 164.6392 | 0 | 0 | 580.21 | 90.83 | 2160.43 | 72.23 | 3699.2392 | 4380.69 | 8464.63 | 8329.97 | 16794.6
2006 | Large Hotel | 5A | 11345.29 | 0 | 4832.76 | 1609.42 | 1508.53 | 305.91 | 1751.31 | 1788.85 | 1035.5 | 1860.61 | 198.67 | 1.5108 | 197.1592 | 0 | 0 | 390.78 | 90.83 | 2217.43 | 71.99 | 4057.9692 | 4832.76 | 8823.55 | 8839.05 | 17662.6
2006 | Large Hotel | 5B | 11345.29 | 0 | 4248.23 | 1574.45 | 1508.53 | 305.93 | 1751.31 | 1788.85 | 1035.5 | 2209.1 | 183.27 | 1.5108 | 181.7592 | 0 | 0 | 665.5 | 90.83 | 2192.68 | 71.47 | 4630.8092 | 4248.23 | 9395.89 | 8229.76 | 17625.65
2006 | Large Hotel | 5C | 11345.29 | 0 | 4487.43 | 637.57 | 1508.53 | 305.45 | 1751.31 | 1788.85 | 1035.5 | 1866.46 | 132.99 | 1.5108 | 131.4792 | 0 | 0 | 388.61 | 90.83 | 2210.67 | 72.16 | 3024.1192 | 4487.43 | 7789.41 | 8486.95 | 16276.36
2006 | Large Hotel | 6A | 11345.29 | 0 | 5837.85 | 1707.8 | 1508.53 | 305.77 | 1751.31 | 1788.85 | 1035.5 | 1927.35 | 218.32 | 1.5108 | 216.8092 | 0 | 0 | 570.19 | 90.84 | 2283.61 | 71.39 | 4422.1492 | 5837.85 | 9187 | 9910.31 | 19097.31
2006 | Large Hotel | 6B | 11345.29 | 0 | 5525.79 | 1099.18 | 1508.53 | 305.55 | 1751.31 | 1788.85 | 1035.5 | 2104.42 | 167.48 | 1.5108 | 165.9692 | 0 | 0 | 633.74 | 90.84 | 2266.78 | 70.93 | 4003.3092 | 5525.79 | 8767.49 | 9581.42 | 18348.91
2006 | Large Hotel | 7 | 11345.29 | 0 | 7398.97 | 1330.56 | 1508.53 | 305.36 | 1751.31 | 1788.85 | 1035.5 | 2011.67 | 196.26 | 1.5108 | 194.7492 | 0 | 0 | 589.05 | 90.86 | 2362.01 | 70.65 | 4126.0292 | 7398.97 | 8889.76 | 11549.83 | 20439.59
2006 | Large Hotel | 8 | 11345.29 | 0 | 10680.11 | 669.67 | 1508.53 | 303.68 | 1751.31 | 1788.85 | 1035.5 | 2127.04 | 166.51 | 1.5108 | 164.9992 | 0 | 0 | 611.16 | 90.87 | 2467.8 | 69.67 | 3572.8692 | 10680.11 | 8333.94 | 14936.76 | 23270.7
2009 | Large Hotel | 0A | 11345.29 | 0 | 2050.7 | 9317.77 | 1508.53 | 246.53 | 1751.31 | 1788.85 | 1035.5 | 2228.37 | 555.79 | 1.5108 | 554.2792 | 0 | 0 | 544.5 | 90.82 | 1754.65 | 73.68 | 12644.9192 | 2050.7 | 17352.8 | 5594.21 | 22947.01
2009 | Large Hotel | 0B | 11345.29 | 0 | 3176.93 | 8720.17 | 1508.53 | 246.57 | 1751.31 | 1788.85 | 1035.5 | 2453.42 | 530 | 1.5108 | 528.4892 | 0 | 0 | 618.76 | 90.83 | 1768.96 | 73.15 | 12320.8392 | 3176.93 | 17028.25 | 6734.74 | 23762.99
2009 | Large Hotel | 1A | 11345.29 | 0 | 2100.73 | 6189.84 | 1508.53 | 246.6 | 1751.31 | 1788.85 | 1035.5 | 2054.84 | 422.05 | 1.5108 | 420.5392 | 0 | 0 | 516.59 | 90.82 | 1818.93 | 73.75 | 9181.8092 | 2100.73 | 13889.83 | 5708.51 | 19598.34
2009 | Large Hotel | 1B | 11345.29 | 0 | 3190.07 | 6826.28 | 1508.53 | 246.29 | 1751.31 | 1788.85 | 1035.5 | 2403.2 | 429.81 | 1.5108 | 428.2992 | 0 | 0 | 616.96 | 90.82 | 1827.29 | 73.18 | 10274.7392 | 3190.07 | 14981.88 | 6806.22 | 21788.1
2009 | Large Hotel | 2A | 11345.29 | 0 | 2529.36 | 5403.77 | 1508.53 | 246.21 | 1751.31 | 1788.85 | 1035.5 | 1952.1 | 412.17 | 1.5108 | 410.6592 | 0 | 0 | 519.9 | 90.81 | 1894.08 | 73.63 | 8286.4292 | 2529.36 | 12993.92 | 6212.3 | 19206.22
2009 | Large Hotel | 2B | 11345.29 | 0 | 2598.42 | 3600.5 | 1508.53 | 246.38 | 1751.31 | 1788.85 | 1035.5 | 2175.56 | 297.64 | 1.5108 | 296.1292 | 0 | 0 | 429.77 | 90.81 | 1899.34 | 72.57 | 6501.9592 | 2598.42 | 11208.57 | 6286.61 | 17495.18
2009 | Large Hotel | 3A | 11345.29 | 0 | 2898.72 | 3119.01 | 1508.53 | 246.34 | 1751.31 | 1788.85 | 1035.5 | 1916.13 | 288.37 | 1.5108 | 286.8592 | 0 | 0 | 522.94 | 90.81 | 2024.71 | 73.48 | 5844.9392 | 2898.72 | 10552.42 | 6712.29 | 17264.71
2009 | Large Hotel | 3B | 11345.29 | 0 | 2645.2 | 2674.6 | 1508.53 | 246.33 | 1751.31 | 1788.85 | 1035.5 | 2152.36 | 243.3 | 1.5108 | 241.7892 | 0 | 0 | 437.46 | 90.81 | 1991.08 | 72.87 | 5506.2092 | 2645.2 | 10213.07 | 6425.13 | 16638.2
2009 | Large Hotel | 3C | 11345.29 | 0 | 2955.7 | 1925.98 | 1508.53 | 246.29 | 1751.31 | 1788.85 | 1035.5 | 1802.35 | 203.12 | 1.5108 | 201.6092 | 0 | 0 | 0 | 90.82 | 2038.76 | 73.38 | 3929.9392 | 2955.7 | 8637.28 | 6783.31 | 15420.59
2009 | Large Hotel | 4A | 11345.29 | 0 | 3210.55 | 2125.8 | 1508.53 | 245.96 | 1751.31 | 1788.85 | 1035.5 | 1837.79 | 224.41 | 1.5108 | 222.8992 | 0 | 0 | 497.57 | 90.8 | 2128.41 | 73.58 | 4684.0592 | 3210.55 | 9391.25 | 7127.82 | 16519.07
2009 | Large Hotel | 4B | 11345.29 | 0 | 2540.74 | 1807.03 | 1508.53 | 246.15 | 1751.31 | 1788.85 | 1035.5 | 2203.14 | 195.78 | 1.5108 | 194.2692 | 0 | 0 | 611.25 | 90.8 | 2098.95 | 72.97 | 4815.6892 | 2540.74 | 9522.46 | 6428.54 | 15951
2009 | Large Hotel | 4C | 11345.29 | 0 | 2837.94 | 813.29 | 1508.53 | 245.68 | 1751.31 | 1788.85 | 1035.5 | 1888.41 | 142.13 | 1.5108 | 140.6192 | 0 | 0 | 354.39 | 90.79 | 2160.08 | 73.95 | 3196.7092 | 2837.94 | 7903.97 | 6786.88 | 14690.85
2009 | Large Hotel | 5A | 11345.29 | 0 | 3906.34 | 1359.11 | 1508.53 | 246.04 | 1751.31 | 1788.85 | 1035.5 | 1870.68 | 181.93 | 1.5108 | 180.4192 | 0 | 0 | 378.58 | 90.8 | 2217.13 | 73.54 | 3788.7892 | 3906.34 | 8496.01 | 7912.32 | 16408.33
2009 | Large Hotel | 5B | 11345.29 | 0 | 3203.34 | 1357.02 | 1508.53 | 246.05 | 1751.31 | 1788.85 | 1035.5 | 2221.02 | 166.97 | 1.5108 | 165.4592 | 0 | 0 | 459.78 | 90.8 | 2192.18 | 72.95 | 4203.2792 | 3203.34 | 8909.93 | 7184.37 | 16094.3
2009 | Large Hotel | 5C | 11345.29 | 0 | 2793.03 | 480.17 | 1508.53 | 245.66 | 1751.31 | 1788.85 | 1035.5 | 1857.74 | 111.11 | 1.5108 | 109.5992 | 0 | 0 | 396.28 | 90.79 | 2210.39 | 74.15 | 2843.7892 | 2793.03 | 7551.24 | 6792.28 | 14343.52
2009 | Large Hotel | 6A | 11345.29 | 0 | 5199.2 | 1440.21 | 1508.53 | 245.92 | 1751.31 | 1788.85 | 1035.5 | 1941.65 | 201.46 | 1.5108 | 199.9492 | 0 | 0 | 399.62 | 90.81 | 2283.21 | 72.84 | 3981.4292 | 5199.2 | 8687.85 | 9271.27 | 17959.12
2009 | Large Hotel | 6B | 11345.29 | 0 | 4477.72 | 937.23 | 1508.53 | 245.75 | 1751.31 | 1788.85 | 1035.5 | 2110.88 | 152.7 | 1.5108 | 151.1892 | 0 | 0 | 579.92 | 90.81 | 2266.39 | 72.47 | 3779.2192 | 4477.72 | 8485.11 | 8532.96 | 17018.07
2009 | Large Hotel | 7 | 11345.29 | 0 | 6759.93 | 1109.07 | 1508.53 | 245.6 | 1751.31 | 1788.85 | 1035.5 | 1995.54 | 182.14 | 1.5108 | 180.6292 | 0 | 0 | 530.27 | 90.82 | 2361.68 | 72.15 | 3815.5092 | 6759.93 | 8520.93 | 10910.47 | 19431.4
2009 | Large Hotel | 8 | 11345.29 | 0 | 10199.49 | 548.64 | 1508.53 | 244.24 | 1751.31 | 1788.85 | 1035.5 | 2101.5 | 153.77 | 1.5108 | 152.2592 | 0 | 0 | 546.9 | 90.84 | 2467.39 | 71.18 | 3349.2992 | 10199.49 | 8052.41 | 14455.73 | 22508.14
2012 | Large Hotel | 0A | 11345.29 | 0 | 1841.26 | 7917.98 | 1395.41 | 246.53 | 1751.31 | 1788.85 | 1011.27 | 1901.51 | 490.85 | 1.5108 | 489.3392 | 0 | 0 | 534.71 | 90.81 | 1754.66 | 73.89 | 10843.5392 | 1841.26 | 15414.27 | 5384.78 | 20799.05
2012 | Large Hotel | 0B | 11345.29 | 0 | 2303.41 | 7083.52 | 1395.41 | 246.57 | 1751.31 | 1788.85 | 1011.27 | 2012.59 | 438.44 | 1.5108 | 436.9292 | 0 | 0 | 564.55 | 90.82 | 1768.99 | 73.48 | 10097.5892 | 2303.41 | 14667.96 | 5861.25 | 20529.21
2012 | Large Hotel | 1A | 11345.29 | 0 | 1820.23 | 5433.91 | 1395.41 | 246.6 | 1751.31 | 1788.85 | 1011.27 | 1809.16 | 378.24 | 1.5108 | 376.7292 | 0 | 0 | 510.19 | 90.81 | 1818.89 | 73.96 | 8129.9892 | 1820.23 | 12700.85 | 5427.98 | 18128.83
2012 | Large Hotel | 1B | 11345.29 | 0 | 2194.12 | 5594.7 | 1395.41 | 246.29 | 1751.31 | 1788.85 | 1011.27 | 1993.23 | 364 | 1.5108 | 362.4892 | 0 | 0 | 566.93 | 90.82 | 1827.34 | 73.53 | 8517.3492 | 2194.12 | 13087.48 | 5810.31 | 18897.79
2012 | Large Hotel | 2A | 11345.29 | 0 | 2061.49 | 5007.67 | 1395.41 | 246.21 | 1751.31 | 1788.85 | 1011.27 | 1827.94 | 393.4 | 1.5108 | 391.8892 | 0 | 0 | 449.52 | 90.81 | 1894.08 | 73.81 | 7677.0192 | 2061.49 | 12247.34 | 5744.42 | 17991.76
2012 | Large Hotel | 2B | 11345.29 | 0 | 2104.34 | 3364.22 | 1395.41 | 246.38 | 1751.31 | 1788.85 | 1011.27 | 2042.63 | 285.6 | 1.5108 | 284.0892 | 0 | 0 | 440.49 | 90.81 | 1899.42 | 72.74 | 6131.4292 | 2104.34 | 10700.87 | 5792.61 | 16493.48
2012 | Large Hotel | 3A | 11345.29 | 0 | 2209.19 | 2949.23 | 1395.41 | 246.34 | 1751.31 | 1788.85 | 1011.27 | 1797.97 | 281.47 | 1.5108 | 279.9592 | 0 | 0 | 529.79 | 90.8 | 2024.73 | 73.66 | 5556.9492 | 2209.19 | 10127.25 | 6022.78 | 16150.03
2012 | Large Hotel | 3B | 11345.29 | 0 | 2226.37 | 2575.58 | 1395.41 | 246.33 | 1751.31 | 1788.85 | 1011.27 | 2034.48 | 236.21 | 1.5108 | 234.6992 | 0 | 0 | 563.27 | 90.8 | 1991.14 | 73.05 | 5408.0292 | 2226.37 | 9977.71 | 6006.36 | 15984.07
2012 | Large Hotel | 3C | 11345.29 | 0 | 1887.29 | 1748.6 | 1395.41 | 246.29 | 1751.31 | 1788.85 | 1011.27 | 1708.46 | 193.6 | 1.5108 | 192.0892 | 0 | 0 | 190.88 | 90.8 | 2038.79 | 74.16 | 3840.0292 | 1887.29 | 8410.78 | 5714.93 | 14125.71
2012 | Large Hotel | 4A | 11345.29 | 0 | 2107.24 | 2072.3 | 1395.41 | 245.96 | 1751.31 | 1788.85 | 1011.27 | 1749.6 | 230.71 | 1.5108 | 229.1992 | 0 | 0 | 433.68 | 90.79 | 2128.47 | 73.8 | 4484.7792 | 2107.24 | 9054.84 | 6024.56 | 15079.4
2012 | Large Hotel | 4B | 11345.29 | 0 | 2011.8 | 1797.29 | 1395.41 | 246.15 | 1751.31 | 1788.85 | 1011.27 | 2115.7 | 195.89 | 1.5108 | 194.3792 | 0 | 0 | 425.18 | 90.79 | 2098.95 | 73.18 | 4532.5492 | 2011.8 | 9102.17 | 5899.61 | 15001.78
2012 | Large Hotel | 4C | 11345.29 | 0 | 2221.04 | 845.77 | 1395.41 | 245.68 | 1751.31 | 1788.85 | 1011.27 | 1803.83 | 149.51 | 1.5108 | 147.9992 | 0 | 0 | 500.57 | 90.79 | 2160.07 | 74.18 | 3298.1692 | 2221.04 | 7868.31 | 6169.96 | 14038.27
2012 | Large Hotel | 5A | 11345.29 | 0 | 2471.4 | 1344.55 | 1395.41 | 246.04 | 1751.31 | 1788.85 | 1011.27 | 1746.29 | 184.8 | 1.5108 | 183.2892 | 0 | 0 | 519.15 | 90.79 | 2217.12 | 73.78 | 3793.2792 | 2471.4 | 8363.39 | 6477.38 | 14840.77
2012 | Large Hotel | 5B | 11345.29 | 0 | 2511.16 | 1353.92 | 1395.41 | 246.05 | 1751.31 | 1788.85 | 1011.27 | 2108.82 | 168 | 1.5108 | 166.4892 | 0 | 0 | 438.57 | 90.79 | 2192.23 | 73.2 | 4067.7992 | 2511.16 | 8637.35 | 6492.25 | 15129.6
2012 | Large Hotel | 5C | 11345.29 | 0 | 1746.43 | 548.07 | 1395.41 | 245.66 | 1751.31 | 1788.85 | 1011.27 | 1775.43 | 125.16 | 1.5108 | 123.6492 | 0 | 0 | 540.39 | 90.78 | 2210.39 | 74.38 | 2987.5392 | 1746.43 | 7557.86 | 5745.68 | 13303.54
2012 | Large Hotel | 6A | 11345.29 | 0 | 3615.73 | 1412.61 | 1395.41 | 245.92 | 1751.31 | 1788.85 | 1011.27 | 1796.49 | 200.84 | 1.5108 | 199.3292 | 0 | 0 | 414.34 | 90.8 | 2283.22 | 73.09 | 3822.7692 | 3615.73 | 8392.1 | 7687.8 | 16079.9
2012 | Large Hotel | 6B | 11345.29 | 0 | 3100.1 | 960.44 | 1395.41 | 245.75 | 1751.31 | 1788.85 | 1011.27 | 1980.84 | 155.2 | 1.5108 | 153.6892 | 0 | 0 | 470.41 | 90.8 | 2266.36 | 72.76 | 3565.3792 | 3100.1 | 8134.19 | 7155.31 | 15289.5
2012 | Large Hotel | 7 | 11345.29 | 0 | 4759.27 | 1109.94 | 1395.41 | 245.6 | 1751.31 | 1788.85 | 1011.27 | 1815.22 | 183.7 | 1.5108 | 182.1892 | 0 | 0 | 426.31 | 90.82 | 2361.64 | 72.42 | 3533.6592 | 4759.27 | 8101.99 | 8909.76 | 17011.75
2012 | Large Hotel | 8 | 11345.29 | 0 | 7627.49 | 587.46 | 1395.41 | 244.24 | 1751.31 | 1788.85 | 1011.27 | 1922.86 | 147.66 | 1.5108 | 146.1492 | 0 | 0 | 554.07 | 90.83 | 2467.31 | 71.46 | 3210.5392 | 7627.49 | 7776.58 | 11883.65 | 19660.23
2015 | Large Hotel | 0A | 11345.29 | 0 | 82.78 | 4925.65 | 767.44 | 226.98 | 1745.02 | 1788.85 | 982.92 | 567.23 | 142.62 | 1.5108 | 141.1092 | 0 | 0 | 320.93 | 90.76 | 1751.12 | 62.23 | 5954.9192 | 82.78 | 9831.78 | 3622.75 | 13454.53
2015 | Large Hotel | 0B | 11345.29 | 0 | 79.82 | 4193.08 | 767.52 | 227.02 | 1745.02 | 1788.85 | 982.92 | 556.44 | 128.44 | 1.5108 | 126.9292 | 0 | 0 | 311.26 | 90.76 | 1749.17 | 62.28 | 5187.7092 | 79.82 | 9064.76 | 3617.84 | 12682.6
2015 | Large Hotel | 1A | 11345.29 | 0 | 121.14 | 3469.18 | 768.06 | 227.05 | 1745.02 | 1788.85 | 982.92 | 563.39 | 113.71 | 1.5108 | 112.1992 | 0 | 0 | 312.98 | 90.76 | 1815.92 | 62.17 | 4457.7492 | 121.14 | 8335.24 | 3725.91 | 12061.15
2015 | Large Hotel | 1B | 11345.29 | 0 | 100.95 | 3287.85 | 767.9 | 226.76 | 1745.02 | 1788.85 | 982.92 | 551.5 | 113.42 | 1.5108 | 111.9092 | 0 | 0 | 311.29 | 90.76 | 1819.21 | 62.23 | 4262.5492 | 100.95 | 8139.65 | 3709.01 | 11848.66
2015 | Large Hotel | 2A | 11345.29 | 0 | 241.53 | 3030.27 | 767.47 | 226.69 | 1745.02 | 1788.85 | 982.92 | 565.43 | 118.74 | 1.5108 | 117.2292 | 0 | 0 | 248.87 | 90.76 | 1892.2 | 62.11 | 3961.7992 | 241.53 | 7838.27 | 3922.58 | 11760.85
2015 | Large Hotel | 2B | 11345.29 | 0 | 241.08 | 1951.62 | 767.64 | 226.85 | 1745.02 | 1788.85 | 982.92 | 550.97 | 83.45 | 1.5108 | 81.9392 | 0 | 0 | 207.49 | 90.75 | 1896.92 | 61.41 | 2792.0192 | 241.08 | 6668.12 | 3926.85 | 10594.97
2015 | Large Hotel | 3A | 11345.29 | 0 | 522.31 | 1741.65 | 767.58 | 226.81 | 1745.02 | 1788.85 | 982.92 | 558.83 | 93.9 | 1.5108 | 92.3892 | 0 | 0 | 231.57 | 90.75 | 2023.07 | 61.85 | 2624.4392 | 522.31 | 6500.88 | 4334.24 | 10835.12
2015 | Large Hotel | 3B | 11345.29 | 0 | 313.33 | 1440.79 | 767.61 | 226.8 | 1745.02 | 1788.85 | 982.92 | 551.22 | 141.55 | 1.5108 | 140.0392 | 0 | 0 | 204.93 | 90.75 | 1989.29 | 61.58 | 2336.9792 | 313.33 | 6213.16 | 4091.48 | 10304.64
2015 | Large Hotel | 3C | 11345.29 | 0 | 963.34 | 1005.13 | 767.8 | 226.76 | 1745.02 | 1788.85 | 982.92 | 560.82 | 130.74 | 1.5108 | 129.2292 | 0 | 0 | 0 | 90.76 | 2038.3 | 61.97 | 1695.1792 | 963.34 | 5571.92 | 4790.5 | 10362.42
2015 | Large Hotel | 4A | 11345.29 | 0 | 708.85 | 1236.15 | 767.03 | 226.46 | 1745.02 | 1788.85 | 982.92 | 573.44 | 85.31 | 1.5108 | 83.7992 | 0 | 0 | 246.63 | 90.75 | 2126.52 | 61.67 | 2140.0192 | 708.85 | 6015.38 | 4624.22 | 10639.6
2015 | Large Hotel | 4B | 11345.29 | 0 | 366.77 | 1009.47 | 766.95 | 226.63 | 1745.02 | 1788.85 | 982.92 | 581.91 | 129.8 | 1.5108 | 128.2892 | 0 | 0 | 197.62 | 90.74 | 2096.8 | 61.53 | 1917.2892 | 366.77 | 5792.6 | 4252.42 | 10045.02
2015 | Large Hotel | 4C | 11345.29 | 0 | 635.07 | 436.57 | 767.16 | 226.2 | 1745.02 | 1788.85 | 982.92 | 566.34 | 95.8 | 1.5108 | 94.2892 | 0 | 0 | 210.47 | 90.75 | 2157.73 | 62.07 | 1307.6692 | 635.07 | 5183.29 | 4581.66 | 9764.95
2015 | Large Hotel | 5A | 11345.29 | 0 | 1175.27 | 756.04 | 766.83 | 226.53 | 1745.02 | 1788.85 | 982.92 | 574.66 | 73.28 | 1.5108 | 71.7692 | 0 | 0 | 222.9 | 90.75 | 2214.54 | 61.55 | 1625.3692 | 1175.27 | 5500.49 | 5178.67 | 10679.16
2015 | Large Hotel | 5B | 11345.29 | 0 | 688.6 | 745.24 | 766.99 | 226.54 | 1745.02 | 1788.85 | 982.92 | 576.23 | 109.84 | 1.5108 | 108.3292 | 0 | 0 | 210.68 | 90.74 | 2189.12 | 61.41 | 1640.4792 | 688.6 | 5515.62 | 4666.57 | 10182.19
2015 | Large Hotel | 5C | 11345.29 | 0 | 719.9 | 259.16 | 767.06 | 226.18 | 1745.02 | 1788.85 | 982.92 | 576.45 | 78.34 | 1.5108 | 76.8292 | 0 | 0 | 236.83 | 90.74 | 2207.43 | 62.11 | 1149.2692 | 719.9 | 5024.82 | 4716.19 | 9741.01
2015 | Large Hotel | 6A | 11345.29 | 0 | 2050.38 | 793.69 | 766.89 | 226.43 | 1745.02 | 1788.85 | 982.92 | 577.88 | 81.32 | 1.5108 | 79.8092 | 0 | 0 | 234.5 | 90.76 | 2279.84 | 61.17 | 1685.8792 | 2050.38 | 5560.56 | 6119.07 | 11679.63
2015 | Large Hotel | 6B | 11345.29 | 0 | 1518.07 | 515.6 | 766.75 | 226.26 | 1745.02 | 1788.85 | 982.92 | 562 | 96.23 | 1.5108 | 94.7192 | 0 | 0 | 231.35 | 90.75 | 2262.81 | 61.05 | 1403.6692 | 1518.07 | 5277.93 | 5569.73 | 10847.66
2015 | Large Hotel | 7 | 11345.29 | 0 | 2977.74 | 613.1 | 766.59 | 226.12 | 1745.02 | 1788.85 | 982.92 | 585.63 | 79.7 | 1.5108 | 78.1892 | 0 | 0 | 240.9 | 90.76 | 2357.74 | 60.76 | 1517.8192 | 2977.74 | 5391.5 | 7124.34 | 12515.84
2015 | Large Hotel | 8 | 11345.29 | 0 | 5027.5 | 325.52 | 767.06 | 224.88 | 1745.02 | 1788.85 | 982.92 | 591.43 | 106.14 | 1.5108 | 104.6292 | 0 | 0 | 250.24 | 90.77 | 2462.02 | 60.38 | 1271.8192 | 5027.5 | 5144.34 | 9278.37 | 14422.71
2018 | Large Hotel | 0A | 11345.29 | 0 | 91.61 | 4843.71 | 819.17 | 163.51 | 1745.02 | 1788.85 | 973.29 | 549.02 | 142.16 | 1.5108 | 140.6492 | 0 | 0 | 311.4 | 90.76 | 1751.1 | 62.19 | 5844.7792 | 91.61 | 9700.24 | 3631.56 | 13331.8
2018 | Large Hotel | 0B | 11345.29 | 0 | 87.98 | 4164.41 | 819.24 | 163.54 | 1745.02 | 1788.85 | 973.29 | 537.44 | 128.65 | 1.5108 | 127.1392 | 0 | 0 | 304.03 | 90.76 | 1749.24 | 62.25 | 5133.0192 | 87.98 | 8988.64 | 3626.07 | 12614.71
2018 | Large Hotel | 1A | 11345.29 | 0 | 131.94 | 3424.53 | 819.73 | 163.56 | 1745.02 | 1788.85 | 973.29 | 569.41 | 114.2 | 1.5108 | 112.6892 | 0 | 0 | 305.97 | 90.76 | 1815.92 | 62.12 | 4412.5992 | 131.94 | 8268.61 | 3736.71 | 12005.32
2018 | Large Hotel | 1B | 11345.29 | 0 | 103.62 | 3271.33 | 819.59 | 163.36 | 1745.02 | 1788.85 | 973.29 | 531.84 | 113.99 | 1.5108 | 112.4792 | 0 | 0 | 304.15 | 90.76 | 1819.2 | 62.2 | 4219.7992 | 103.62 | 8075.52 | 3711.68 | 11787.2
2018 | Large Hotel | 2A | 11345.29 | 0 | 368.94 | 3006.76 | 819.19 | 163.3 | 1745.02 | 1788.85 | 973.29 | 546.52 | 120.5 | 1.5108 | 118.9892 | 0 | 0 | 227.3 | 90.76 | 1892.2 | 62.06 | 3899.5692 | 368.94 | 7754.72 | 4050 | 11804.72
2018 | Large Hotel | 2B | 11345.29 | 0 | 514.55 | 1963.35 | 819.34 | 163.42 | 1745.02 | 1788.85 | 973.29 | 522.6 | 87.12 | 1.5108 | 85.6092 | 0 | 0 | 170.72 | 90.75 | 1897 | 61.34 | 2742.2792 | 514.55 | 6596.94 | 4200.4 | 10797.34
2018 | Large Hotel | 3A | 11345.29 | 0 | 688.25 | 1748.01 | 819.29 | 163.39 | 1745.02 | 1788.85 | 973.29 | 534.16 | 95.38 | 1.5108 | 93.8692 | 0 | 0 | 196.4 | 90.76 | 2023.04 | 61.76 | 2572.4392 | 688.25 | 6427.44 | 4500.14 | 10927.58
2018 | Large Hotel | 3B | 11345.29 | 0 | 586.07 | 1448.57 | 819.32 | 163.38 | 1745.02 | 1788.85 | 973.29 | 518.67 | 77.44 | 1.5108 | 75.9292 | 0 | 0 | 165.24 | 90.75 | 1989.33 | 61.45 | 2208.4092 | 586.07 | 6063.12 | 4364.26 | 10427.38
2018 | Large Hotel | 3C | 11345.29 | 0 | 910.17 | 1039.86 | 819.49 | 163.36 | 1745.02 | 1788.85 | 973.29 | 543.77 | 74.06 | 1.5108 | 72.5492 | 0 | 0 | 0 | 90.76 | 2038.36 | 61.94 | 1656.1792 | 910.17 | 5511.54 | 4737.39 | 10248.93
2018 | Large Hotel | 4A | 11345.29 | 0 | 879.99 | 1232.65 | 818.95 | 163.14 | 1745.02 | 1788.85 | 973.29 | 548.85 | 82.68 | 1.5108 | 81.1692 | 0 | 0 | 215.39 | 90.76 | 2126.59 | 61.58 | 2078.0592 | 879.99 | 5932.3 | 4795.43 | 10727.73
2018 | Large Hotel | 4B | 11345.29 | 0 | 613.01 | 1002.49 | 818.86 | 163.26 | 1745.02 | 1788.85 | 973.29 | 534.7 | 75.05 | 1.5108 | 73.5392 | 0 | 0 | 165.44 | 90.75 | 2096.88 | 61.36 | 1776.1692 | 613.01 | 5630.22 | 4498.74 | 10128.96
2018 | Large Hotel | 4C | 11345.29 | 0 | 1006.66 | 463.23 | 819.1 | 162.95 | 1745.02 | 1788.85 | 973.29 | 536.66 | 62.84 | 1.5108 | 61.3292 | 0 | 0 | 148.5 | 90.75 | 2157.79 | 61.86 | 1209.7192 | 1006.66 | 5064.21 | 4953.31 | 10017.52
2018 | Large Hotel | 5A | 11345.29 | 0 | 1309.58 | 774.02 | 818.69 | 163.19 | 1745.02 | 1788.85 | 973.29 | 546.43 | 72.02 | 1.5108 | 70.5092 | 0 | 0 | 194.4 | 90.75 | 2214.6 | 61.48 | 1585.3592 | 1309.58 | 5439.29 | 5313.03 | 10752.32
2018 | Large Hotel | 5B | 11345.29 | 0 | 937.71 | 755.66 | 818.83 | 163.2 | 1745.02 | 1788.85 | 973.29 | 538.77 | 66.69 | 1.5108 | 65.1792 | 0 | 0 | 186.54 | 90.75 | 2189.14 | 61.3 | 1546.1492 | 937.71 | 5400.05 | 4915.7 | 10315.75
2018 | Large Hotel | 5C | 11345.29 | 0 | 1027.8 | 298.26 | 818.9 | 162.94 | 1745.02 | 1788.85 | 973.29 | 543.32 | 55.06 | 1.5108 | 53.5492 | 0 | 0 | 180.98 | 90.75 | 2207.52 | 61.89 | 1076.1092 | 1027.8 | 4930.41 | 5024.17 | 9954.58
2018 | Large Hotel | 6A | 11345.29 | 0 | 2132.55 | 819.62 | 818.67 | 163.11 | 1745.02 | 1788.85 | 973.29 | 545.57 | 64.9 | 1.5108 | 63.3892 | 0 | 0 | 205.36 | 90.76 | 2279.89 | 61.08 | 1633.9392 | 2132.55 | 5487.38 | 6201.29 | 11688.67
2018 | Large Hotel | 6B | 11345.29 | 0 | 1753.36 | 547.33 | 818.54 | 163 | 1745.02 | 1788.85 | 973.29 | 529.18 | 50.89 | 1.5108 | 49.3792 | 0 | 0 | 196.81 | 90.75 | 2262.8 | 60.96 | 1322.6992 | 1753.36 | 5175.77 | 5805.02 | 10980.79
2018 | Large Hotel | 7 | 11345.29 | 0 | 3027.62 | 650.77 | 818.39 | 162.9 | 1745.02 | 1788.85 | 973.29 | 553.13 | 61.32 | 1.5108 | 59.8092 | 0 | 0 | 214.91 | 90.77 | 2357.74 | 60.67 | 1478.6192 | 3027.62 | 5331.16 | 7174.21 | 12505.37
2018 | Large Hotel | 8 | 11345.29 | 0 | 5008.04 | 371.92 | 818.82 | 162 | 1745.02 | 1788.85 | 973.29 | 550.51 | 82.17 | 1.5108 | 80.6592 | 0 | 0 | 223.02 | 90.77 | 2462 | 60.3 | 1226.1092 | 5008.04 | 5077.82 | 9258.89 | 14336.71
2006 | Large Office | 0A | 46320.38 | 0 | 10.84 | 12805 | 5177.71 | 988 | 15213.29 | 0 | 2100.22 | 2874.06 | 1920.74 | 0.14091 | 1920.5991 | 4428.99 | 0 | 0 | 0 | 417.65 | 0 | 22028.6491 | 10.84 | 45508 | 428.49 | 45936.49
2006 | Large Office | 0B | 46320.38 | 0 | 192.98 | 10715.95 | 5177.71 | 988.19 | 15213.29 | 0 | 2100.22 | 2905.16 | 1707.37 | 0.14091 | 1707.2291 | 3597.21 | 19.17 | 0 | 0 | 416.81 | 0 | 18944.7191 | 192.98 | 42424.27 | 609.79 | 43034.06
2006 | Large Office | 1A | 46320.38 | 0 | 58.58 | 8516.58 | 5177.71 | 988.3 | 15213.29 | 0 | 2100.22 | 2820.03 | 1356.01 | 0.14091 | 1355.8691 | 3445.78 | 0 | 0 | 0 | 447.96 | 0 | 16138.2591 | 58.58 | 39617.92 | 506.55 | 40124.47
2006 | Large Office | 1B | 46320.38 | 0 | 727.28 | 9050.2 | 5177.71 | 987.06 | 15213.29 | 0 | 2100.22 | 2773.7 | 1403.11 | 0.14091 | 1402.9691 | 2988.91 | 110.88 | 0 | 0 | 449.35 | 0 | 16326.6591 | 727.28 | 39805.07 | 1176.63 | 40981.7
2006 | Large Office | 2A | 46320.38 | 0 | 1207.1 | 7903 | 5177.71 | 986.72 | 15213.29 | 0 | 2100.22 | 2503.08 | 1365.98 | 0.14091 | 1365.8391 | 2997.84 | 12.14 | 0 | 0 | 482.88 | 0 | 14781.8991 | 1207.1 | 38259.98 | 1689.98 | 39949.96
2006 | Large Office | 2B | 46320.38 | 0 | 1090.54 | 5737.94 | 5177.71 | 987.44 | 15213.29 | 0 | 2100.22 | 2761.79 | 1055.49 | 0.14091 | 1055.3491 | 1939.35 | 50.24 | 0 | 0 | 485.06 | 0 | 11544.6691 | 1090.54 | 35023.47 | 1575.6 | 36599.07
2006 | Large Office | 3A | 46320.38 | 0 | 4356.36 | 5268.2 | 5177.71 | 987.25 | 15213.29 | 0 | 2100.22 | 2463.45 | 1002.53 | 0.14091 | 1002.3891 | 1970.24 | 43.76 | 0 | 0 | 543.65 | 0 | 10748.0391 | 4356.36 | 34226.63 | 4900.02 | 39126.65
2006 | Large Office | 3B | 46320.38 | 0 | 2067.56 | 4976.77 | 5177.71 | 987.21 | 15213.29 | 0 | 2100.22 | 2697.04 | 839.68 | 0.14091 | 839.5391 | 1705.64 | 773.97 | 0 | 0 | 527.99 | 0 | 10992.9591 | 2067.56 | 34471.53 | 2595.55 | 37067.08
2006 | Large Office | 3C | 46320.38 | 0 | 890.89 | 3783.36 | 5177.71 | 987.06 | 15213.29 | 0 | 2100.22 | 2374.08 | 726.84 | 0.14091 | 726.6991 | 1566.03 | 7.98 | 0 | 0 | 550.61 | 0 | 8458.1491 | 890.89 | 31936.58 | 1441.51 | 33378.09
2006 | Large Office | 4A | 46320.38 | 0 | 7170.39 | 4594.1 | 5177.71 | 985.74 | 15213.29 | 0 | 2100.22 | 2322.95 | 996.48 | 0.14091 | 996.3391 | 1487.98 | 30.66 | 0 | 0 | 592.14 | 0 | 9432.0291 | 7170.39 | 32909.12 | 7762.53 | 40671.65
2006 | Large Office | 4B | 46320.38 | 0 | 2710.69 | 4316.98 | 5177.71 | 986.49 | 15213.29 | 0 | 2100.22 | 2828.99 | 646.72 | 0.14091 | 646.5791 | 1310.07 | 1201.72 | 0 | 0 | 578.47 | 0 | 10304.3391 | 2710.69 | 33782.19 | 3289.16 | 37071.35
2006 | Large Office | 4C | 46320.38 | 0 | 5111.31 | 2882.86 | 5177.71 | 984.61 | 15213.29 | 0 | 2100.22 | 2364.57 | 452.09 | 0.14091 | 451.9491 | 946.3 | 18.01 | 0 | 0 | 606.81 | 0 | 6663.6891 | 5111.31 | 30139.65 | 5718.12 | 35857.77
2006 | Large Office | 5A | 46320.38 | 0 | 10204.78 | 3388.12 | 5177.71 | 986.04 | 15213.29 | 0 | 2100.22 | 2318.09 | 624.37 | 0.14091 | 624.2291 | 1076.9 | 37.65 | 0 | 0 | 633.77 | 0 | 7444.9891 | 10204.78 | 30922.39 | 10838.55 | 41760.94
2006 | Large Office | 5B | 46320.38 | 0 | 5038.51 | 3905.4 | 5177.71 | 986.08 | 15213.29 | 0 | 2100.22 | 2784.74 | 551.67 | 0.14091 | 551.5291 | 1027.76 | 1331.85 | 0 | 0 | 622.02 | 0 | 9601.2791 | 5038.51 | 33078.71 | 5660.53 | 38739.24
2006 | Large Office | 5C | 46320.38 | 0 | 5707.64 | 2562.05 | 5177.71 | 984.54 | 15213.29 | 0 | 2100.22 | 2337.12 | 346.88 | 0.14091 | 346.7391 | 733.76 | 19.67 | 0 | 0 | 630.32 | 0 | 5999.3391 | 5707.64 | 29475.24 | 6337.96 | 35813.2
2006 | Large Office | 6A | 46320.38 | 0 | 13913.73 | 3479.4 | 5177.71 | 985.59 | 15213.29 | 0 | 2100.22 | 2381.07 | 593.96 | 0.14091 | 593.8191 | 1056.14 | 46.34 | 0 | 0 | 664.89 | 0 | 7556.7691 | 13913.73 | 31033.72 | 14578.63 | 45612.35
2006 | Large Office | 6B | 46320.38 | 0 | 9045.83 | 3331.38 | 5177.71 | 984.87 | 15213.29 | 0 | 2100.22 | 2568.33 | 460.23 | 0.14091 | 460.0891 | 861.36 | 915.75 | 0 | 0 | 657.03 | 0 | 8136.9091 | 9045.83 | 31613.14 | 9702.87 | 41316.01
2006 | Large Office | 7 | 46320.38 | 0 | 15921.5 | 3765.01 | 5177.71 | 984.27 | 15213.29 | 0 | 2100.22 | 2420.94 | 953.11 | 0.14091 | 952.9691 | 870.9 | 56.52 | 0 | 0 | 701.91 | 0 | 8066.3391 | 15921.5 | 31541.96 | 16623.41 | 48165.37
2006 | Large Office | 8 | 46320.38 | 0 | 22104.99 | 3269.68 | 5177.71 | 978.85 | 15213.29 | 0 | 2100.22 | 2393.44 | 744.94 | 0.14091 | 744.7991 | 576.91 | 304.46 | 0 | 0 | 752.48 | 0 | 7289.2891 | 22104.99 | 30759.48 | 22857.48 | 53616.96
2009 | Large Office | 0A | 46320.38 | 0 | 10.69 | 11401.42 | 5177.71 | 885.68 | 15213.29 | 0 | 2100.22 | 2859.31 | 1679.29 | 0.14091 | 1679.1491 | 4096.67 | 0 | 0 | 0 | 417.65 | 0 | 20036.5491 | 10.69 | 43413.59 | 428.33 | 43841.92
2009 | Large Office | 0B | 46320.38 | 0 | 141.82 | 9820.86 | 5177.71 | 885.85 | 15213.29 | 0 | 2100.22 | 2837.64 | 1526.94 | 0.14091 | 1526.7991 | 3416.58 | 17.48 | 0 | 0 | 416.86 | 0 | 17619.3591 | 141.82 | 40996.57 | 558.68 | 41555.25
2009 | Large Office | 1A | 46320.38 | 0 | 28.05 | 7884.29 | 5177.71 | 885.95 | 15213.29 | 0 | 2100.22 | 2693.61 | 1493.63 | 0.14091 | 1493.4891 | 3262.77 | 0 | 0 | 0 | 447.97 | 0 | 15334.1591 | 28.05 | 38711.46 | 476.01 | 39187.47
2009 | Large Office | 1B | 46320.38 | 0 | 501.58 | 8401.49 | 5177.71 | 884.83 | 15213.29 | 0 | 2100.22 | 2732.76 | 1279.92 | 0.14091 | 1279.7791 | 2869.97 | 105.17 | 0 | 0 | 449.34 | 0 | 15389.1691 | 501.58 | 38765.36 | 950.91 | 39716.27
2009 | Large Office | 2A | 46320.38 | 0 | 679.22 | 7105.75 | 5177.71 | 884.53 | 15213.29 | 0 | 2100.22 | 2477.41 | 1183.27 | 0.14091 | 1183.1291 | 2775.36 | 10.3 | 0 | 0 | 482.88 | 0 | 13551.9491 | 679.22 | 36927.84 | 1162.1 | 38089.94
2009 | Large Office | 2B | 46320.38 | 0 | 501.77 | 5389.05 | 5177.71 | 885.17 | 15213.29 | 0 | 2100.22 | 2746.84 | 925.67 | 0.14091 | 925.5291 | 1871.54 | 42.17 | 0 | 0 | 485.07 | 0 | 10975.1291 | 501.77 | 34351.66 | 986.84 | 35338.5
2009 | Large Office | 3A | 46320.38 | 0 | 2234.3 | 4741.58 | 5177.71 | 885 | 15213.29 | 0 | 2100.22 | 2391.3 | 867.14 | 0.14091 | 866.9991 | 1871.2 | 17.86 | 0 | 0 | 543.68 | 0 | 9888.9391 | 2234.3 | 33265.31 | 2777.98 | 36043.29
2009 | Large Office | 3B | 46320.38 | 0 | 984.62 | 4759.05 | 5177.71 | 884.97 | 15213.29 | 0 | 2100.22 | 2734.71 | 741.38 | 0.14091 | 741.2391 | 1661.73 | 767.91 | 0 | 0 | 527.99 | 0 | 10664.6391 | 984.62 | 34040.97 | 1512.61 | 35553.58
2009 | Large Office | 3C | 46320.38 | 0 | 443.32 | 3639.76 | 5177.71 | 884.83 | 15213.29 | 0 | 2100.22 | 2320.66 | 636.16 | 0.14091 | 636.0191 | 1548.27 | 6.8 | 0 | 0 | 550.61 | 0 | 8151.5091 | 443.32 | 31527.69 | 993.93 | 32521.62
2009 | Large Office | 4A | 46320.38 | 0 | 4723.48 | 4022.44 | 5177.71 | 883.65 | 15213.29 | 0 | 2100.22 | 2320.29 | 694.33 | 0.14091 | 694.1891 | 1434.65 | 25.91 | 0 | 0 | 592.06 | 0 | 8497.4791 | 4723.48 | 31872.48 | 5315.54 | 37188.02
2009 | Large Office | 4B | 46320.38 | 0 | 1625.54 | 4240.36 | 5177.71 | 884.33 | 15213.29 | 0 | 2100.22 | 2954.93 | 599.11 | 0.14091 | 598.9691 | 1305.59 | 1191.77 | 0 | 0 | 578.41 | 0 | 10291.6191 | 1625.54 | 33667.3 | 2203.95 | 35871.25
2009 | Large Office | 4C | 46320.38 | 0 | 2990.94 | 2808.1 | 5177.71 | 882.64 | 15213.29 | 0 | 2100.22 | 2391.55 | 376.77 | 0.14091 | 376.6291 | 950.31 | 15.55 | 0 | 0 | 606.82 | 0 | 6542.1391 | 2990.94 | 29916.14 | 3597.76 | 33513.9
2009 | Large Office | 5A | 46320.38 | 0 | 6973.41 | 3320.98 | 5177.71 | 883.92 | 15213.29 | 0 | 2100.22 | 2350.84 | 549.25 | 0.14091 | 549.1091 | 1066.87 | 32.38 | 0 | 0 | 633.68 | 0 | 7320.1791 | 6973.41 | 30695.45 | 7607.09 | 38302.54
2009 | Large Office | 5B | 46320.38 | 0 | 3292.76 | 3873.58 | 5177.71 | 883.96 | 15213.29 | 0 | 2100.22 | 2933.52 | 520.9 | 0.14091 | 520.7591 | 1031.34 | 1325.38 | 0 | 0 | 621.98 | 0 | 9684.5791 | 3292.76 | 33059.9 | 3914.73 | 36974.63
2009 | Large Office | 5C | 46320.38 | 0 | 3245.94 | 2517.43 | 5177.71 | 882.57 | 15213.29 | 0 | 2100.22 | 2401.39 | 290.91 | 0.14091 | 290.7691 | 740.27 | 17.16 | 0 | 0 | 630.31 | 0 | 5967.0191 | 3245.94 | 29340.95 | 3876.24 | 33217.19
2009 | Large Office | 6A | 46320.38 | 0 | 9976.1 | 3405.05 | 5177.71 | 883.52 | 15213.29 | 0 | 2100.22 | 2439.15 | 591.33 | 0.14091 | 591.1891 | 1040.11 | 39.34 | 0 | 0 | 664.79 | 0 | 7514.8391 | 9976.1 | 30889.72 | 10640.89 | 41530.61
2009 | Large Office | 6B | 46320.38 | 0 | 6259.22 | 3313.39 | 5177.71 | 882.88 | 15213.29 | 0 | 2100.22 | 2704.35 | 420.4 | 0.14091 | 420.2591 | 866.25 | 909.08 | 0 | 0 | 656.96 | 0 | 8213.3291 | 6259.22 | 31587.56 | 6916.18 | 38503.74
2009 | Large Office | 7 | 46320.38 | 0 | 10907.5 | 3712.08 | 5177.71 | 882.34 | 15213.29 | 0 | 2100.22 | 2496.1 | 880.35 | 0.14091 | 880.2091 | 870.7 | 48.28 | 0 | 0 | 701.79 | 0 | 8007.3691 | 10907.5 | 31381.06 | 11609.29 | 42990.35
2009 | Large Office | 8 | 46320.38 | 0 | 15414.84 | 3282.19 | 5177.71 | 877.47 | 15213.29 | 0 | 2100.22 | 2495.02 | 683.27 | 0.14091 | 683.1291 | 586.21 | 292.51 | 0 | 0 | 752.42 | 0 | 7339.0591 | 15414.84 | 30707.89 | 16167.27 | 46875.16
2012 | Large Office | 0A | 46320.38 | 0 | 12.92 | 8077.61 | 4294.36 | 885.68 | 15213.29 | 0 | 2044.08 | 2457.02 | 1384.24 | 0.14091 | 1384.0991 | 2807.63 | 0 | 85.48 | 0 | 417.66 | 0 | 14811.8391 | 12.92 | 37249.39 | 430.58 | 37679.97
2012 | Large Office | 0B | 46320.38 | 0 | 14.11 | 8786.44 | 4294.36 | 885.85 | 15213.29 | 0 | 2044.08 | 2476.92 | 1396.3 | 0.14091 | 1396.1591 | 2413.96 | 17.89 | 0 | 0 | 416.92 | 0 | 15091.3691 | 14.11 | 37529.08 | 431.03 | 37960.11
2012 | Large Office | 1A | 46320.38 | 0 | 16 | 6371.27 | 4294.36 | 885.95 | 15213.29 | 0 | 2044.08 | 2374.74 | 1360.13 | 0.14091 | 1359.9891 | 2372.86 | 0 | 82.32 | 0 | 447.95 | 0 | 12561.1791 | 16 | 34998.99 | 463.95 | 35462.94
2012 | Large Office | 1B | 46320.38 | 0 | 170.31 | 7623.13 | 4294.36 | 884.83 | 15213.29 | 0 | 2044.08 | 2422.01 | 1410.2 | 0.14091 | 1410.0591 | 2110.87 | 106.07 | 0 | 0 | 449.31 | 0 | 13672.1391 | 170.31 | 36108.83 | 619.62 | 36728.45
2012 | Large Office | 2A | 46320.38 | 0 | 111.79 | 5559.88 | 4294.36 | 884.53 | 15213.29 | 0 | 2044.08 | 2298.72 | 980.78 | 0.14091 | 980.6391 | 2085.85 | 4.99 | 51.01 | 0 | 482.85 | 0 | 10981.0891 | 111.79 | 33417.5 | 594.65 | 34012.15
2012 | Large Office | 2B | 46320.38 | 0 | 227.03 | 5079.53 | 4294.36 | 885.17 | 15213.29 | 0 | 2044.08 | 2529.7 | 883.93 | 0.14091 | 883.7891 | 1606.19 | 42.19 | 0 | 0 | 485.05 | 0 | 10141.3991 | 227.03 | 32578.43 | 712.08 | 33290.51
2012 | Large Office | 3A | 46320.38 | 0 | 798.59 | 4292.42 | 4294.36 | 885 | 15213.29 | 0 | 2044.08 | 2252.1 | 816.04 | 0.14091 | 815.8991 | 1526.4 | 17.83 | 20.22 | 0 | 543.66 | 0 | 8924.8691 | 798.59 | 31361.75 | 1342.24 | 32703.99
2012 | Large Office | 3B | 46320.38 | 0 | 669.36 | 4552.86 | 4294.36 | 884.97 | 15213.29 | 0 | 2044.08 | 2568.22 | 709.98 | 0.14091 | 709.8391 | 1451.29 | 768.66 | 0 | 0 | 528.01 | 0 | 10050.8691 | 669.36 | 32487.7 | 1197.37 | 33685.07
2012 | Large Office | 3C | 46320.38 | 0 | 369.12 | 3509.97 | 4294.36 | 884.83 | 15213.29 | 0 | 2044.08 | 2208.11 | 607.9 | 0.14091 | 607.7591 | 1398.76 | 6.7 | 0 | 0 | 550.62 | 0 | 7731.2991 | 369.12 | 30168.02 | 919.74 | 31087.76
2012 | Large Office | 4A | 46320.38 | 0 | 1393.4 | 3757.2 | 4294.36 | 883.65 | 15213.29 | 0 | 2044.08 | 2220.34 | 647.95 | 0.14091 | 647.8091 | 1192.56 | 25.58 | 22.55 | 0 | 592.14 | 0 | 7866.0391 | 1393.4 | 30301.55 | 1985.54 | 32287.09
2012 | Large Office | 4B | 46320.38 | 0 | 1077.71 | 4113.87 | 4294.36 | 884.33 | 15213.29 | 0 | 2044.08 | 2804.78 | 577.54 | 0.14091 | 577.3991 | 1191.97 | 1197.53 | 0 | 0 | 578.45 | 0 | 9885.5491 | 1077.71 | 32321.75 | 1656.16 | 33977.91
2012 | Large Office | 4C | 46320.38 | 0 | 2263.35 | 2759.64 | 4294.36 | 882.64 | 15213.29 | 0 | 2044.08 | 2274.07 | 364.42 | 0.14091 | 364.2791 | 899.25 | 15.24 | 0 | 0 | 606.83 | 0 | 6312.4791 | 2263.35 | 28746.98 | 2870.18 | 31617.16
2012 | Large Office | 5A | 46320.38 | 0 | 2103.1 | 3184.59 | 4294.36 | 883.92 | 15213.29 | 0 | 2044.08 | 2233.35 | 496.13 | 0.14091 | 495.9891 | 926.85 | 31.89 | 18.26 | 0 | 633.74 | 0 | 6890.9291 | 2103.1 | 29326.73 | 2736.84 | 32063.57
2012 | Large Office | 5B | 46320.38 | 0 | 2308.24 | 3772.41 | 4294.36 | 883.96 | 15213.29 | 0 | 2044.08 | 2764.34 | 496.16 | 0.14091 | 496.0191 | 968.36 | 1326.09 | 0 | 0 | 622.04 | 0 | 9327.2191 | 2308.24 | 31763.04 | 2930.27 | 34693.31
2012 | Large Office | 5C | 46320.38 | 0 | 2782.93 | 2486.74 | 4294.36 | 882.57 | 15213.29 | 0 | 2044.08 | 2290.71 | 279.21 | 0.14091 | 279.0691 | 715.94 | 16.91 | 0 | 0 | 630.35 | 0 | 5789.3691 | 2782.93 | 28223.8 | 3413.27 | 31637.07
2012 | Large Office | 6A | 46320.38 | 0 | 7824.99 | 3313.75 | 4294.36 | 883.52 | 15213.29 | 0 | 2044.08 | 2275.89 | 571.17 | 0.14091 | 571.0291 | 885.42 | 38.86 | 0 | 0 | 664.8 | 0 | 7084.9491 | 7824.99 | 29520.33 | 8489.8 | 38010.13
2012 | Large Office | 6B | 46320.38 | 0 | 4619.61 | 3248.06 | 4294.36 | 882.88 | 15213.29 | 0 | 2044.08 | 2532.83 | 398.29 | 0.14091 | 398.1491 | 820.57 | 908.49 | 0 | 0 | 656.97 | 0 | 7908.0991 | 4619.61 | 30342.85 | 5276.57 | 35619.42
2012 | Large Office | 7 | 46320.38 | 0 | 8699.02 | 3082.5 | 4294.36 | 882.34 | 15213.29 | 0 | 2044.08 | 2300.21 | 488.25 | 0.14091 | 488.1091 | 740.4 | 47.53 | 0 | 0 | 701.85 | 0 | 6658.7491 | 8699.02 | 29092.94 | 9400.88 | 38493.82
2012 | Large Office | 8 | 46320.38 | 0 | 5920.5 | 2643.97 | 4294.36 | 877.47 | 15213.29 | 0 | 2044.08 | 2291.24 | 305.57 | 0.14091 | 305.4291 | 542.35 | 288.85 | 42.05 | 0 | 752.34 | 0 | 6113.8891 | 5920.5 | 28543.23 | 6672.83 | 35216.06
2015 | Large Office | 0A | 46320.38 | 0 | 15.31 | 7354.24 | 3306.09 | 655.85 | 15213.29 | 0 | 1987.96 | 2302.58 | 1183.08 | 0.14091 | 1182.9391 | 2633.68 | 0 | 121.23 | 0 | 377.95 | 0 | 13594.6691 | 15.31 | 34758 | 393.25 | 35151.25
2015 | Large Office | 0B | 46320.38 | 0 | 18.09 | 7498.23 | 3306.72 | 655.61 | 15213.29 | 0 | 1987.96 | 2270.49 | 1156.87 | 0.14091 | 1156.7291 | 2239.62 | 18.11 | 0 | 0 | 376.08 | 0 | 13183.1791 | 18.09 | 34346.91 | 394.17 | 34741.08
2015 | Large Office | 1A | 46320.38 | 0 | 20.12 | 5918.42 | 3309.23 | 655.71 | 15213.29 | 0 | 1987.96 | 2229.94 | 946.94 | 0.14091 | 946.7991 | 2247.64 | 0 | 114.96 | 0 | 409.31 | 0 | 11457.7591 | 20.12 | 32624.09 | 429.43 | 33053.52
2015 | Large Office | 1B | 46320.38 | 0 | 39.69 | 6620.78 | 3308.84 | 654.66 | 15213.29 | 0 | 1987.96 | 2258.87 | 995.71 | 0.14091 | 995.5691 | 1978.15 | 106.41 | 0 | 0 | 410.08 | 0 | 11959.7791 | 39.69 | 33124.68 | 449.76 | 33574.44
2015 | Large Office | 2A | 46320.38 | 0 | 81.08 | 5183.55 | 3307.88 | 654.37 | 15213.29 | 0 | 1987.96 | 2165.69 | 851.87 | 0.14091 | 851.7291 | 1971.99 | 4.97 | 66.16 | 0 | 445.35 | 0 | 10244.0891 | 81.08 | 31407.74 | 526.43 | 31934.17
2015 | Large Office | 2B | 46320.38 | 0 | 97.42 | 4745.36 | 3309.68 | 654.98 | 15213.29 | 0 | 1987.96 | 2385.17 | 663.3 | 0.14091 | 663.1591 | 1539.92 | 42.22 | 0 | 0 | 447.63 | 0 | 9375.8291 | 97.42 | 30541.87 | 545.04 | 31086.91
2015 | Large Office | 3A | 46320.38 | 0 | 447.91 | 4055.64 | 3311.35 | 654.82 | 15213.29 | 0 | 1987.97 | 2168.06 | 608.59 | 0.14091 | 608.4491 | 1464.76 | 17.59 | 53.89 | 0 | 507.78 | 0 | 8368.3891 | 447.91 | 29535.95 | 955.7 | 30491.65
2015 | Large Office | 3B | 46320.38 | 0 | 233.71 | 4331.62 | 3310.04 | 654.78 | 15213.29 | 0 | 1987.96 | 2428.76 | 555.89 | 0.14091 | 555.7491 | 1397.28 | 771.07 | 0 | 0 | 491.82 | 0 | 9484.4791 | 233.71 | 30650.69 | 725.52 | 31376.21
2015 | Large Office | 3C | 46320.38 | 0 | 37.67 | 3327.67 | 3311.74 | 656.32 | 15213.29 | 0 | 1987.97 | 2086.08 | 476.66 | 0.14091 | 476.5191 | 1359.17 | 6.68 | 0 | 0 | 515.04 | 0 | 7256.1191 | 37.67 | 28425.58 | 552.71 | 28978.29
2015 | Large Office | 4A | 46320.38 | 0 | 896.27 | 3569.64 | 3311.12 | 656.92 | 15213.29 | 0 | 1987.97 | 2125.89 | 497.71 | 0.14091 | 497.5691 | 1142.31 | 25.52 | 56.48 | 0 | 557.22 | 0 | 7417.4091 | 896.27 | 28586.84 | 1453.48 | 30040.32
2015 | Large Office | 4B | 46320.38 | 0 | 514.59 | 3966.41 | 3307.25 | 654.64 | 15213.29 | 0 | 1987.96 | 2629.54 | 460.42 | 0.14091 | 460.2791 | 1140.66 | 1198.1 | 0 | 0 | 543.23 | 0 | 9394.9891 | 514.59 | 30558.28 | 1057.82 | 31616.1
2015 | Large Office | 4C | 46320.38 | 0 | 766.44 | 2661.81 | 3314.75 | 657.05 | 15213.29 | 0 | 1987.97 | 2164.15 | 298.57 | 0.14091 | 298.4291 | 873.63 | 15.23 | 0 | 0 | 572.26 | 0 | 6013.2491 | 766.44 | 27186.43 | 1338.69 | 28525.12
2015 | Large Office | 5A | 46320.38 | 0 | 1447.83 | 3067.65 | 3309.86 | 655.39 | 15213.29 | 0 | 1987.96 | 2138.65 | 393.58 | 0.14091 | 393.4391 | 900.6 | 31.8 | 47.22 | 0 | 599.21 | 0 | 6579.3591 | 1447.83 | 27746.02 | 2047.04 | 29793.06
2015 | Large Office | 5B | 46320.38 | 0 | 1362.37 | 3652.83 | 3310.34 | 656.35 | 15213.29 | 0 | 1987.96 | 2629.95 | 409.15 | 0.14091 | 409.0091 | 929.38 | 1327.34 | 0 | 0 | 587.36 | 0 | 8948.5091 | 1362.37 | 30116.58 | 1949.73 | 32066.31
2015 | Large Office | 5C | 46320.38 | 0 | 829.25 | 2439.39 | 3316.51 | 656.6 | 15213.29 | 0 | 1987.97 | 2176.98 | 231.29 | 0.14091 | 231.1491 | 698.71 | 16.65 | 0 | 0 | 595.98 | 0 | 5562.8791 | 829.25 | 26737.39 | 1425.24 | 28162.63
2015 | Large Office | 6A | 46320.38 | 0 | 2792.42 | 3136.93 | 3311.12 | 656.02 | 15213.29 | 0 | 1987.97 | 2203.37 | 423.6 | 0.14091 | 423.4591 | 848.13 | 38.84 | 52.02 | 0 | 630.45 | 0 | 6702.7491 | 2792.42 | 27871.28 | 3422.88 | 31294.16
2015 | Large Office | 6B | 46320.38 | 0 | 2719.3 | 3158.23 | 3312.4 | 655.1 | 15213.29 | 0 | 1987.97 | 2425.52 | 336.43 | 0.14091 | 336.2891 | 794.14 | 907.74 | 0 | 0 | 622.47 | 0 | 7621.9191 | 2719.3 | 28790.82 | 3341.77 | 32132.59
2015 | Large Office | 7 | 46320.38 | 0 | 2837.89 | 2938.6 | 3311.82 | 656.72 | 15213.29 | 0 | 1987.97 | 2224.26 | 418.53 | 0.14091 | 418.3891 | 715.75 | 47.84 | 57.56 | 0 | 667.73 | 0 | 6402.3991 | 2837.89 | 27572.32 | 3505.62 | 31077.94
2015 | Large Office | 8 | 46320.38 | 0 | 4833.67 | 2583.89 | 3344.95 | 663.88 | 15213.29 | 0 | 1987.99 | 2218.27 | 312.7 | 0.14091 | 312.5591 | 528.18 | 287.36 | 61.27 | 0 | 718.23 | 0 | 5991.5291 | 4833.67 | 27201.77 | 5551.9 | 32753.67
2018 | Large Office | 0A | 46320.38 | 0 | 23.28 | 6914.11 | 3037.25 | 437.72 | 15213.29 | 0 | 1960.81 | 2274.5 | 1144.33 | 0.14091 | 1144.1891 | 2634.64 | 0 | 123.89 | 0 | 377.95 | 0 | 13091.3291 | 23.28 | 33740.53 | 401.23 | 34141.76
2018 | Large Office | 0B | 46320.38 | 0 | 22.63 | 7460.52 | 3037.83 | 437.52 | 15213.29 | 0 | 1960.81 | 2241.21 | 1158.74 | 0.14091 | 1158.5991 | 2240.7 | 18.04 | 0 | 0 | 376.06 | 0 | 13119.0691 | 22.63 | 33768.65 | 398.69 | 34167.34
2018 | Large Office | 1A | 46320.38 | 0 | 26.04 | 5750.21 | 3040.13 | 437.58 | 15213.29 | 0 | 1960.81 | 2201.71 | 932.88 | 0.14091 | 932.7391 | 2219.83 | 0 | 116.86 | 0 | 409.3 | 0 | 11221.3491 | 26.04 | 31873.3 | 435.35 | 32308.65
2018 | Large Office | 1B | 46320.38 | 0 | 44.93 | 6571.62 | 3039.77 | 436.86 | 15213.29 | 0 | 1960.81 | 2228 | 994.89 | 0.14091 | 994.7491 | 1981.58 | 106.94 | 0 | 0 | 410.1 | 0 | 11882.8891 | 44.93 | 32533.75 | 455.04 | 32988.79
2018 | Large Office | 2A | 46320.38 | 0 | 56.19 | 4988.87 | 3038.88 | 436.66 | 15213.29 | 0 | 1960.81 | 2131.2 | 832.63 | 0.14091 | 832.4891 | 1963.37 | 5.04 | 62.82 | 0 | 445.38 | 0 | 9983.7891 | 56.19 | 30633.57 | 501.56 | 31135.13
2018 | Large Office | 2B | 46320.38 | 0 | 80.45 | 4725.63 | 3040.53 | 437.08 | 15213.29 | 0 | 1960.81 | 2345.18 | 664.59 | 0.14091 | 664.4491 | 1538.16 | 42.23 | 0 | 0 | 447.63 | 0 | 9315.6491 | 80.45 | 29967.49 | 528.08 | 30495.57
2018 | Large Office | 3A | 46320.38 | 0 | 330.8 | 3966.57 | 3042.06 | 436.97 | 15213.29 | 0 | 1960.81 | 2124.48 | 595.26 | 0.14091 | 595.1191 | 1455.71 | 17.75 | 47.49 | 0 | 507.75 | 0 | 8207.1191 | 330.8 | 28860.39 | 838.54 | 29698.93
2018 | Large Office | 3B | 46320.38 | 0 | 237.63 | 4313.27 | 3040.86 | 436.95 | 15213.29 | 0 | 1960.81 | 2387.41 | 553.99 | 0.14091 | 553.8491 | 1395.41 | 772.55 | 0 | 0 | 491.87 | 0 | 9422.4891 | 237.63 | 30074.54 | 729.5 | 30804.04
2018 | Large Office | 3C | 46320.38 | 0 | 37.28 | 3305.24 | 3042.42 | 438.16 | 15213.29 | 0 | 1960.81 | 2049.21 | 474.23 | 0.14091 | 474.0891 | 1356.55 | 6.66 | 0 | 0 | 515.03 | 0 | 7191.7491 | 37.28 | 27846.57 | 552.31 | 28398.88
2018 | Large Office | 4A | 46320.38 | 0 | 707.28 | 3463.52 | 3042.73 | 438.74 | 15213.29 | 0 | 1960.81 | 2048 | 478.16 | 0.14091 | 478.0191 | 1132.19 | 25.4 | 49.79 | 0 | 557.21 | 0 | 7196.9191 | 707.28 | 27852.63 | 1264.49 | 29117.12
2018 | Large Office | 4B | 46320.38 | 0 | 551.06 | 3927.38 | 3039.05 | 436.89 | 15213.29 | 0 | 1960.81 | 2541.13 | 448.82 | 0.14091 | 448.6791 | 1137.03 | 1198.4 | 0 | 0 | 543.25 | 0 | 9252.6191 | 551.06 | 29902.81 | 1094.31 | 30997.12
2018 | Large Office | 4C | 46320.38 | 0 | 722.38 | 2641.12 | 3046.43 | 438.92 | 15213.29 | 0 | 1960.81 | 2068.94 | 285.78 | 0.14091 | 285.6391 | 870.36 | 15.07 | 0 | 0 | 572.27 | 0 | 5881.1291 | 722.38 | 26540.71 | 1294.64 | 27835.35
2018 | Large Office | 5A | 46320.38 | 0 | 1162.13 | 3042.29 | 3041.16 | 437.51 | 15213.29 | 0 | 1960.81 | 2066.85 | 384.56 | 0.14091 | 384.4191 | 897.87 | 31.73 | 39.97 | 0 | 599.18 | 0 | 6463.1291 | 1162.13 | 27116.05 | 1761.31 | 28877.36
2018 | Large Office | 5B | 46320.38 | 0 | 1406.84 | 3600.55 | 3041.51 | 438.26 | 15213.29 | 0 | 1960.81 | 2549.08 | 396.48 | 0.14091 | 396.3391 | 928.61 | 1328.03 | 0 | 0 | 587.35 | 0 | 8802.6091 | 1406.84 | 29456.62 | 1994.19 | 31450.81
2018 | Large Office | 5C | 46320.38 | 0 | 818.75 | 2432.4 | 3047.33 | 438.58 | 15213.29 | 0 | 1960.81 | 2093.18 | 221.43 | 0.14091 | 221.2891 | 697.66 | 16.41 | 0 | 0 | 596.01 | 0 | 5460.9391 | 818.75 | 26121.09 | 1414.76 | 27535.85
2018 | Large Office | 6A | 46320.38 | 0 | 2181.33 | 3118.7 | 3041.84 | 438.04 | 15213.29 | 0 | 1960.81 | 2137.6 | 407.21 | 0.14091 | 407.0691 | 846.78 | 38.64 | 46.11 | 0 | 630.45 | 0 | 6594.8991 | 2181.33 | 27249.03 | 2811.78 | 30060.81
2018 | Large Office | 6B | 46320.38 | 0 | 2669.88 | 3131.43 | 3043.01 | 437.38 | 15213.29 | 0 | 1960.81 | 2355.33 | 318.07 | 0.14091 | 317.9291 | 794.19 | 908.16 | 0 | 0 | 622.47 | 0 | 7507.0391 | 2669.88 | 28161.67 | 3292.35 | 31454.02
2018 | Large Office | 7 | 46320.38 | 0 | 2002.12 | 2921.74 | 3042.47 | 438.69 | 15213.29 | 0 | 1960.81 | 2149.68 | 388.12 | 0.14091 | 387.9791 | 714.34 | 47.52 | 52.27 | 0 | 667.77 | 0 | 6273.5291 | 2002.12 | 26928.94 | 2669.89 | 29598.83
2018 | Large Office | 8 | 46320.38 | 0 | 3334.62 | 2577.49 | 3072.76 | 444.73 | 15213.29 | 0 | 1960.83 | 2131.19 | 271.75 | 0.14091 | 271.6091 | 528.58 | 287.13 | 57.09 | 0 | 718.22 | 0 | 5853.0891 | 3334.62 | 26544.84 | 4052.84 | 30597.68
2006 | Medium Office | 0A | 4982.19 | 0.01 | 0 | 1581.1 | 562.72 | 226.37 | 816.24 | 0 | 33.79 | 201.88 | 0.15 | 0.15 | 0 | 0 | 0 | 0 | 0 | 67.13 | 0 | 1782.99 | 0 | 3422.26 | 67.13 | 3489.39
2006 | Medium Office | 0B | 4982.19 | 10.1 | 0 | 1401.5 | 562.72 | 226.42 | 816.24 | 0 | 33.79 | 170.75 | 0.15 | 0.15 | 0 | 0 | 0 | 0 | 0 | 67.6 | 0 | 1582.35 | 0 | 3221.67 | 67.6 | 3289.27
2006 | Medium Office | 1A | 4982.19 | 1.24 | 0 | 1018.23 | 562.72 | 226.44 | 816.24 | 0 | 33.79 | 158.07 | 0.15 | 0.15 | 0 | 0 | 0 | 0 | 0 | 70.14 | 0 | 1177.54 | 0 | 2816.88 | 70.14 | 2887.02
2006 | Medium Office | 1B | 4982.19 | 47.35 | 6.16 | 1119 | 562.72 | 226.16 | 816.24 | 0 | 33.79 | 155.41 | 0.15 | 0.15 | 0 | 0 | 0 | 0 | 0 | 70.39 | 0 | 1321.76 | 6.16 | 2960.81 | 76.55 | 3037.36
2006 | Medium Office | 2A | 4982.19 | 50.39 | 27.87 | 896.19 | 562.72 | 226.08 | 816.24 | 0 | 33.79 | 132.25 | 0.15 | 0.15 | 0 | 0 | 0 | 0 | 0 | 73.65 | 0 | 1078.83 | 27.87 | 2717.81 | 101.52 | 2819.33
2006 | Medium Office | 2B | 4982.19 | 72.76 | 6.64 | 629.76 | 562.72 | 226.24 | 816.24 | 0 | 33.79 | 147.21 | 0.15 | 0.15 | 0 | 0 | 0 | 0 | 0 | 73.84 | 0 | 849.73 | 6.64 | 2488.87 | 80.47 | 2569.34
2006 | Medium Office | 3A | 4982.19 | 207.12 | 195.51 | 502.64 | 562.72 | 226.2 | 816.24 | 0 | 33.79 | 109.84 | 0.15 | 0.15 | 0 | 0 | 0 | 0 | 0 | 80.01 | 0 | 819.6 | 195.51 | 2458.71 | 275.52 | 2734.23
2006 | Medium Office | 3B | 4982.19 | 124.32 | 36.06 | 430.75 | 562.72 | 226.19 | 816.24 | 0 | 33.79 | 128.69 | 0.15 | 0.15 | 0 | 0 | 0 | 0 | 0 | 78.36 | 0 | 683.76 | 36.06 | 2322.85 | 114.42 | 2437.27
2006 | Medium Office | 3C | 4982.19 | 59.43 | 12.66 | 293.62 | 562.72 | 226.16 | 816.24 | 0 | 33.79 | 94.94 | 0.15 | 0.15 | 0 | 0 | 0 | 0 | 0 | 80.53 | 0 | 447.99 | 12.66 | 2087.05 | 93.19 | 2180.24
2006 | Medium Office | 4A | 4982.19 | 383.46 | 343.91 | 372.8 | 562.72 | 225.86 | 816.24 | 0 | 33.79 | 104.65 | 0.15 | 0.15 | 0 | 0 | 0 | 0 | 0 | 85.16 | 0 | 860.91 | 343.91 | 2499.67 | 429.06 | 2928.73
2006 | Medium Office | 4B | 4982.19 | 198.58 | 78.69 | 306.25 | 562.72 | 226.03 | 816.24 | 0 | 33.79 | 132.32 | 0.15 | 0.15 | 0 | 0 | 0 | 0 | 0 | 83.63 | 0 | 637.15 | 78.69 | 2276.07 | 162.32 | 2438.39
2006 | Medium Office | 4C | 4982.19 | 285.23 | 261.64 | 122.72 | 562.72 | 225.6 | 816.24 | 0 | 33.79 | 91.13 | 0.15 | 0.15 | 0 | 0 | 0 | 0 | 0 | 86.76 | 0 | 499.08 | 261.64 | 2137.58 | 348.4 | 2485.98
2006 | Medium Office | 5A | 4982.19 | 469.98 | 620.09 | 203.28 | 562.72 | 225.93 | 816.24 | 0 | 33.79 | 96.59 | 0.15 | 0.15 | 0 | 0 | 0 | 0 | 0 | 89.72 | 0 | 769.85 | 620.09 | 2408.67 | 709.81 | 3118.48
2006 | Medium Office | 5B | 4982.19 | 297.18 | 226.13 | 222.89 | 562.72 | 225.93 | 816.24 | 0 | 33.79 | 122.11 | 0.15 | 0.15 | 0 | 0 | 0 | 0 | 0 | 88.36 | 0 | 642.18 | 226.13 | 2281.01 | 314.49 | 2595.5
2006 | Medium Office | 5C | 4982.19 | 297.42 | 409.69 | 77.48 | 562.72 | 225.58 | 816.24 | 0 | 33.79 | 90.07 | 0.15 | 0.15 | 0 | 0 | 0 | 0 | 0 | 89.35 | 0 | 464.97 | 409.69 | 2103.45 | 499.04 | 2602.49
2006 | Medium Office | 6A | 4982.19 | 674.84 | 816.99 | 221.84 | 562.72 | 225.82 | 816.24 | 0 | 33.79 | 102.81 | 0.15 | 0.15 | 0 | 0 | 0 | 0 | 0 | 93.11 | 0 | 999.49 | 816.99 | 2638.21 | 910.1 | 3548.31
2006 | Medium Office | 6B | 4982.19 | 510.42 | 482.86 | 143.61 | 562.72 | 225.66 | 816.24 | 0 | 33.79 | 108.33 | 0.15 | 0.15 | 0 | 0 | 0 | 0 | 0 | 92.21 | 0 | 762.36 | 482.86 | 2400.92 | 575.07 | 2975.99
2006 | Medium Office | 7 | 4982.19 | 674.9 | 1073.83 | 218.88 | 562.72 | 225.52 | 816.24 | 0 | 33.79 | 104.42 | 0.15 | 0.15 | 0 | 0 | 0 | 0 | 0 | 97.15 | 0 | 998.2 | 1073.83 | 2636.62 | 1170.98 | 3807.6
2006 | Medium Office | 8 | 4982.19 | 946.01 | 1550.71 | 143.95 | 562.72 | 224.28 | 816.24 | 0 | 33.79 | 108.07 | 0.15 | 0.15 | 0 | 0 | 0 | 0 | 0 | 102.69 | 0 | 1198.03 | 1550.71 | 2835.2 | 1653.4 | 4488.6
2009 | Medium Office | 0A | 4982.19 | 0 | 0 | 1398.71 | 562.72 | 124.66 | 816.24 | 0 | 33.79 | 166.22 | 0.15 | 0.15 | 0 | 0 | 0 | 0 | 0 | 67.14 | 0 | 1564.93 | 0 | 3102.49 | 67.14 | 3169.63
2009 | Medium Office | 0B | 4982.19 | 6.47 | 0 | 1273.58 | 562.72 | 124.68 | 816.24 | 0 | 33.79 | 146.04 | 0.15 | 0.15 | 0 | 0 | 0 | 0 | 0 | 67.6 | 0 | 1426.09 | 0 | 2963.67 | 67.6 | 3031.27
2009 | Medium Office | 1A | 4982.19 | 0.57 | 0 | 929.54 | 562.72 | 124.7 | 816.24 | 0 | 33.79 | 140.67 | 0.15 | 0.15 | 0 | 0 | 0 | 0 | 0 | 70.15 | 0 | 1070.78 | 0 | 2608.38 | 70.15 | 2678.53
2009 | Medium Office | 1B | 4982.19 | 29.62 | 4.45 | 1021.23 | 562.72 | 124.54 | 816.24 | 0 | 33.79 | 137.72 | 0.15 | 0.15 | 0 | 0 | 0 | 0 | 0 | 70.39 | 0 | 1188.57 | 4.45 | 2726.01 | 74.83 | 2800.84
2009 | Medium Office | 2A | 4982.19 | 25.5 | 26.57 | 807.54 | 562.72 | 124.5 | 816.24 | 0 | 33.79 | 118.24 | 0.15 | 0.15 | 0 | 0 | 0 | 0 | 0 | 73.65 | 0 | 951.28 | 26.57 | 2488.68 | 100.21 | 2588.89
2009 | Medium Office | 2B | 4982.19 | 38.09 | 7.56 | 586.71 | 562.72 | 124.59 | 816.24 | 0 | 33.79 | 132.23 | 0.15 | 0.15 | 0 | 0 | 0 | 0 | 0 | 73.83 | 0 | 757.03 | 7.56 | 2294.52 | 81.4 | 2375.92
2009 | Medium Office | 3A | 4982.19 | 107.7 | 120.93 | 421.39 | 562.72 | 124.56 | 816.24 | 0 | 33.79 | 98.87 | 0.15 | 0.15 | 0 | 0 | 0 | 0 | 0 | 79.97 | 0 | 627.96 | 120.93 | 2165.42 | 200.91 | 2366.33
2009 | Medium Office | 3B | 4982.19 | 57.38 | 36.38 | 400.1 | 562.72 | 124.56 | 816.24 | 0 | 33.79 | 117.12 | 0.15 | 0.15 | 0 | 0 | 0 | 0 | 0 | 78.33 | 0 | 574.6 | 36.38 | 2112.06 | 114.71 | 2226.77
2009 | Medium Office | 3C | 4982.19 | 18.93 | 16.53 | 260.25 | 562.72 | 124.54 | 816.24 | 0 | 33.79 | 87.91 | 0.15 | 0.15 | 0 | 0 | 0 | 0 | 0 | 80.49 | 0 | 367.09 | 16.53 | 1904.53 | 97.02 | 2001.55
2009 | Medium Office | 4A | 4982.19 | 195.36 | 298.51 | 298.47 | 562.72 | 124.37 | 816.24 | 0 | 33.79 | 93.81 | 0.15 | 0.15 | 0 | 0 | 0 | 0 | 0 | 85.1 | 0 | 587.64 | 298.51 | 2124.91 | 383.61 | 2508.52
2009 | Medium Office | 4B | 4982.19 | 85.08 | 72.85 | 283.65 | 562.72 | 124.47 | 816.24 | 0 | 33.79 | 126.04 | 0.15 | 0.15 | 0 | 0 | 0 | 0 | 0 | 83.6 | 0 | 494.77 | 72.85 | 2032.14 | 156.44 | 2188.58
2009 | Medium Office | 4C | 4982.19 | 153.38 | 193.65 | 105.62 | 562.72 | 124.23 | 816.24 | 0 | 33.79 | 88.68 | 0.15 | 0.15 | 0 | 0 | 0 | 0 | 0 | 86.73 | 0 | 347.68 | 193.65 | 1884.8 | 280.38 | 2165.18
2009 | Medium Office | 5A | 4982.19 | 300.87 | 491.57 | 184.76 | 562.72 | 124.41 | 816.24 | 0 | 33.79 | 88.76 | 0.15 | 0.15 | 0 | 0 | 0 | 0 | 0 | 89.63 | 0 | 574.39 | 491.57 | 2111.71 | 581.2 | 2692.91
2009 | Medium Office | 5B | 4982.19 | 179.89 | 187.12 | 209.8 | 562.72 | 124.42 | 816.24 | 0 | 33.79 | 116.76 | 0.15 | 0.15 | 0 | 0 | 0 | 0 | 0 | 88.31 | 0 | 506.45 | 187.12 | 2043.76 | 275.43 | 2319.19
2009 | Medium Office | 5C | 4982.19 | 138.74 | 293.39 | 61.74 | 562.72 | 124.22 | 816.24 | 0 | 33.79 | 87.18 | 0.15 | 0.15 | 0 | 0 | 0 | 0 | 0 | 89.28 | 0 | 287.66 | 293.39 | 1824.77 | 382.68 | 2207.45
2009 | Medium Office | 6A | 4982.19 | 465.11 | 660.93 | 203.83 | 562.72 | 124.36 | 816.24 | 0 | 33.79 | 95.13 | 0.15 | 0.15 | 0 | 0 | 0 | 0 | 0 | 93.03 | 0 | 764.07 | 660.93 | 2301.32 | 753.95 | 3055.27
2009 | Medium Office | 6B | 4982.19 | 330.89 | 385.98 | 134.79 | 562.72 | 124.27 | 816.24 | 0 | 33.79 | 104.27 | 0.15 | 0.15 | 0 | 0 | 0 | 0 | 0 | 92.16 | 0 | 569.95 | 385.98 | 2107.11 | 478.13 | 2585.24
2009 | Medium Office | 7 | 4982.19 | 456.16 | 828.99 | 209.17 | 562.72 | 124.19 | 816.24 | 0 | 33.79 | 99.67 | 0.15 | 0.15 | 0 | 0 | 0 | 0 | 0 | 97.06 | 0 | 765 | 828.99 | 2302.1 | 926.05 | 3228.15
2009 | Medium Office | 8 | 4982.19 | 672.4 | 1215.81 | 140.44 | 562.72 | 123.5 | 816.24 | 0 | 33.79 | 103.49 | 0.15 | 0.15 | 0 | 0 | 0 | 0 | 0 | 102.57 | 0 | 916.33 | 1215.81 | 2452.74 | 1318.38 | 3771.12
2012 | Medium Office | 0A | 4982.19 | 0 | 0 | 1096.58 | 303.6 | 124.66 | 816.24 | 0 | 19.13 | 125.29 | 0.15 | 0.15 | 0 | 0 | 0 | 19.42 | 0 | 67.13 | 0 | 1241.29 | 0 | 2505.07 | 67.13 | 2572.2
2012 | Medium Office | 0B | 4982.19 | 0.59 | 0.01 | 1020.38 | 305.95 | 124.68 | 816.24 | 0 | 19.13 | 118.34 | 0.15 | 0.15 | 0 | 0 | 0 | 0 | 0 | 67.6 | 0 | 1139.31 | 0.01 | 2405.47 | 67.61 | 2473.08
2012 | Medium Office | 1A | 4982.19 | 0.01 | 0 | 697.24 | 308.92 | 124.7 | 816.24 | 0 | 19.14 | 106.47 | 0.15 | 0.15 | 0 | 0 | 0 | 37.85 | 0 | 70.1 | 0 | 841.57 | 0 | 2110.71 | 70.1 | 2180.81
2012 | Medium Office | 1B | 4982.19 | 3.53 | 11.3 | 817.5 | 309.1 | 124.54 | 816.24 | 0 | 19.14 | 107.24 | 0.15 | 0.15 | 0 | 0 | 0 | 0 | 0 | 70.36 | 0 | 928.27 | 11.3 | 2197.44 | 81.66 | 2279.1
2012 | Medium Office | 2A | 4982.19 | 7.1 | 5.97 | 571.57 | 310.07 | 124.5 | 816.24 | 0 | 19.14 | 93.29 | 0.15 | 0.15 | 0 | 0 | 0 | 25.34 | 0 | 73.6 | 0 | 697.3 | 5.97 | 1967.39 | 79.58 | 2046.97
2012 | Medium Office | 2B | 4982.19 | 9.98 | 15.46 | 472.22 | 312.03 | 124.59 | 816.24 | 0 | 19.14 | 106.56 | 0.15 | 0.15 | 0 | 0 | 0 | 0 | 0 | 73.81 | 0 | 588.76 | 15.46 | 1860.9 | 89.28 | 1950.18
2012 | Medium Office | 3A | 4982.19 | 66.59 | 116.48 | 347.22 | 315.01 | 124.56 | 816.24 | 0 | 19.15 | 79.54 | 0.15 | 0.15 | 0 | 0 | 0 | 11.08 | 0 | 79.92 | 0 | 504.43 | 116.48 | 1779.55 | 196.4 | 1975.95
2012 | Medium Office | 3B | 4982.19 | 24.8 | 62.42 | 325.39 | 311 | 124.56 | 816.24 | 0 | 19.14 | 96.6 | 0.15 | 0.15 | 0 | 0 | 0 | 0 | 0 | 78.27 | 0 | 446.79 | 62.42 | 1717.88 | 140.69 | 1858.57
2012 | Medium Office | 3C | 4982.19 | 7.66 | 47.71 | 210.45 | 311.69 | 124.54 | 816.24 | 0 | 19.14 | 72.57 | 0.15 | 0.15 | 0 | 0 | 0 | 0 | 0 | 80.47 | 0 | 290.68 | 47.71 | 1562.45 | 128.18 | 1690.63
2012 | Medium Office | 4A | 4982.19 | 104.28 | 264.6 | 252.58 | 309.45 | 124.37 | 816.24 | 0 | 19.14 | 79.03 | 0.15 | 0.15 | 0 | 0 | 0 | 11.89 | 0 | 85.07 | 0 | 447.78 | 264.6 | 1717.14 | 349.67 | 2066.81
2012 | Medium Office | 4B | 4982.19 | 33.19 | 108.2 | 238.74 | 304.04 | 124.47 | 816.24 | 0 | 19.13 | 108.31 | 0.15 | 0.15 | 0 | 0 | 0 | 0 | 0 | 83.57 | 0 | 380.24 | 108.2 | 1644.27 | 191.76 | 1836.03
2012 | Medium Office | 4C | 4982.19 | 81.98 | 347.6 | 89.1 | 315.51 | 124.23 | 816.24 | 0 | 19.15 | 75.77 | 0.15 | 0.15 | 0 | 0 | 0 | 0 | 0 | 86.72 | 0 | 246.85 | 347.6 | 1522.14 | 434.32 | 1956.46
2012 | Medium Office | 5A | 4982.19 | 187.99 | 230.88 | 153.1 | 309.4 | 124.41 | 816.24 | 0 | 19.14 | 73.86 | 0.15 | 0.15 | 0 | 0 | 0 | 20.95 | 0 | 89.62 | 0 | 435.9 | 230.88 | 1705.24 | 320.5 | 2025.74
2012 | Medium Office | 5B | 4982.19 | 98.95 | 253.13 | 177.12 | 307.64 | 124.42 | 816.24 | 0 | 19.14 | 98.71 | 0.15 | 0.15 | 0 | 0 | 0 | 0 | 0 | 88.29 | 0 | 374.78 | 253.13 | 1642.36 | 341.42 | 1983.78
2012 | Medium Office | 5C | 4982.19 | 100.13 | 538.65 | 51.56 | 315.9 | 124.22 | 816.24 | 0 | 19.15 | 79.12 | 0.15 | 0.15 | 0 | 0 | 0 | 0 | 0 | 89.3 | 0 | 230.81 | 538.65 | 1506.49 | 627.95 | 2134.44
2012 | Medium Office | 6A | 4982.19 | 285.95 | 590.66 | 169.99 | 310.4 | 124.36 | 816.24 | 0 | 19.14 | 78.02 | 0.15 | 0.15 | 0 | 0 | 0 | 10.28 | 0 | 92.98 | 0 | 544.24 | 590.66 | 1814.52 | 683.64 | 2498.16
2012 | Medium Office | 6B | 4982.19 | 186.45 | 508.3 | 112.99 | 310.7 | 124.27 | 816.24 | 0 | 19.14 | 86.91 | 0.15 | 0.15 | 0 | 0 | 0 | 0 | 0 | 92.11 | 0 | 386.35 | 508.3 | 1656.85 | 600.42 | 2257.27
2012 | Medium Office | 7 | 4982.19 | 271.4 | 512.08 | 133.37 | 309.86 | 124.19 | 816.24 | 0 | 19.14 | 82.22 | 0.15 | 0.15 | 0 | 0 | 0 | 20.59 | 0 | 97.04 | 0 | 507.58 | 512.08 | 1777.16 | 609.11 | 2386.27
2012 | Medium Office | 8 | 4982.19 | 393.09 | 815.98 | 55.46 | 335.66 | 123.5 | 816.24 | 0 | 19.2 | 86.25 | 0.15 | 0.15 | 0 | 0 | 0 | 21.42 | 0 | 102.54 | 0 | 556.22 | 815.98 | 1850.98 | 918.52 | 2769.5
2015 | Medium Office | 0A | 4982.19 | 0 | 0 | 932.88 | 331.32 | 102.09 | 806.67 | 0 | 18.87 | 118.71 | 0.02 | 0.15 | -0.13 | 0 | 0 | 17.17 | 0 | 54.53 | 0 | 1068.63 | 0 | 2327.74 | 54.53 | 2382.27
2015 | Medium Office | 0B | 4982.19 | 0.6 | 0 | 885.83 | 331.4 | 102.07 | 806.67 | 0 | 18.87 | 108.08 | 0.02 | 0.15 | -0.13 | 0 | 0 | 0 | 0 | 54.46 | 0 | 994.38 | 0 | 2253.55 | 54.46 | 2308.01
2015 | Medium Office | 1A | 4982.19 | 0.01 | 0 | 656.42 | 331.78 | 102.08 | 806.67 | 0 | 18.87 | 102.5 | 0.02 | 0.15 | -0.13 | 0 | 0 | 16.76 | 0 | 58.14 | 0 | 775.56 | 0 | 2035.11 | 58.14 | 2093.25
2015 | Medium Office | 1B | 4982.19 | 3.43 | 1.23 | 725.69 | 331.71 | 101.93 | 806.67 | 0 | 18.87 | 102.31 | 0.02 | 0.15 | -0.13 | 0 | 0 | 0 | 0 | 58.35 | 0 | 831.3 | 1.23 | 2090.63 | 59.58 | 2150.21
2015 | Medium Office | 2A | 4982.19 | 5.54 | 3.86 | 551.75 | 331.54 | 101.89 | 806.67 | 0 | 18.87 | 90.32 | 0.02 | 0.15 | -0.13 | 0 | 0 | 11.07 | 0 | 62.34 | 0 | 658.55 | 3.86 | 1917.67 | 66.19 | 1983.86
2015 | Medium Office | 2B | 4982.19 | 10.07 | 4.03 | 452.95 | 331.8 | 101.98 | 806.67 | 0 | 18.88 | 101.7 | 0.02 | 0.15 | -0.13 | 0 | 0 | 0 | 0 | 62.62 | 0 | 564.59 | 4.03 | 1824.07 | 66.65 | 1890.72
2015 | Medium Office | 3A | 4982.19 | 52.23 | 39.39 | 323.96 | 332.04 | 101.95 | 806.67 | 0 | 18.88 | 78.9 | 0.02 | 0.15 | -0.13 | 0 | 0 | 9.62 | 0 | 69.6 | 0 | 464.58 | 39.39 | 1724.27 | 108.99 | 1833.26
2015 | Medium Office | 3B | 4982.19 | 18.82 | 20.52 | 316.54 | 331.87 | 101.95 | 806.67 | 0 | 18.88 | 93.29 | 0.02 | 0.15 | -0.13 | 0 | 0 | 0 | 0 | 67.74 | 0 | 428.52 | 20.52 | 1688.04 | 88.26 | 1776.3
2015 | Medium Office | 3C | 4982.19 | 6.24 | 2.22 | 211.71 | 332.17 | 102.12 | 806.67 | 0 | 18.88 | 70.73 | 0.02 | 0.15 | -0.13 | 0 | 0 | 0 | 0 | 70.41 | 0 | 288.55 | 2.22 | 1548.54 | 72.62 | 1621.16
2015 | Medium Office | 4A | 4982.19 | 106.09 | 111.34 | 236.63 | 332.09 | 102.16 | 806.67 | 0 | 18.88 | 79.42 | 0.02 | 0.15 | -0.13 | 0 | 0 | 0 | 0 | 75.39 | 0 | 422.01 | 111.34 | 1681.95 | 186.73 | 1868.68
2015 | Medium Office | 4B | 4982.19 | 31.19 | 35.24 | 234.56 | 331.48 | 101.91 | 806.67 | 0 | 18.87 | 104.1 | 0.02 | 0.15 | -0.13 | 0 | 0 | 0 | 0 | 73.7 | 0 | 369.72 | 35.24 | 1628.81 | 108.94 | 1737.75
2015 | Medium Office | 4C | 4982.19 | 86.94 | 47.94 | 89.81 | 332.62 | 102.14 | 806.67 | 0 | 18.88 | 74.26 | 0.02 | 0.15 | -0.13 | 0 | 0 | 0 | 0 | 77.13 | 0 | 250.88 | 47.94 | 1511.33 | 125.07 | 1636.4
2015 | Medium Office | 5A | 4982.19 | 190.05 | 217.8 | 153.24 | 331.88 | 101.99 | 806.67 | 0 | 18.88 | 76.29 | 0.02 | 0.15 | -0.13 | 0 | 0 | 0 | 0 | 80.3 | 0 | 419.45 | 217.8 | 1679.02 | 298.1 | 1977.12
2015 | Medium Office | 5B | 4982.19 | 93.44 | 108.35 | 174.58 | 331.95 | 102.1 | 806.67 | 0 | 18.88 | 96.2 | 0.02 | 0.15 | -0.13 | 0 | 0 | 0 | 0 | 78.88 | 0 | 364.09 | 108.35 | 1623.83 | 187.24 | 1811.07
2015 | Medium Office | 5C | 4982.19 | 85.37 | 66.67 | 51.53 | 332.91 | 102.09 | 806.67 | 0 | 18.88 | 74.92 | 0.02 | 0.15 | -0.13 | 0 | 0 | 0 | 0 | 79.89 | 0 | 211.69 | 66.67 | 1472.38 | 146.56 | 1618.94
2015 | Medium Office | 6A | 4982.19 | 292.24 | 348.76 | 167.47 | 332.07 | 102.05 | 806.67 | 0 | 18.88 | 80.66 | 0.02 | 0.15 | -0.13 | 0 | 0 | 0 | 0 | 83.98 | 0 | 540.24 | 348.76 | 1800.05 | 432.74 | 2232.79
2015 | Medium Office | 6B | 4982.19 | 193.41 | 217.38 | 112.52 | 332.27 | 101.92 | 806.67 | 0 | 18.88 | 88.49 | 0.02 | 0.15 | -0.13 | 0 | 0 | 0 | 0 | 83.01 | 0 | 394.29 | 217.38 | 1654.18 | 300.39 | 1954.57
2015 | Medium Office | 7 | 4982.19 | 284.13 | 157.08 | 131.1 | 332.19 | 102.09 | 806.67 | 0 | 18.88 | 85.25 | 0.02 | 0.15 | -0.13 | 0 | 0 | 25.73 | 0 | 88.29 | 0 | 526.08 | 157.08 | 1786.06 | 245.37 | 2031.43
2015 | Medium Office | 8 | 4982.19 | 425.55 | 336.33 | 58.32 | 337.28 | 102.77 | 806.67 | 0 | 18.89 | 89.92 | 0.02 | 0.15 | -0.13 | 0 | 0 | 26.29 | 0 | 94.17 | 0 | 599.95 | 336.33 | 1865.7 | 430.5 | 2296.2
2018 | Medium Office | 0A | 4982.19 | 0 | 0 | 899.09 | 307.81 | 66.17 | 806.67 | 0 | 13.01 | 118.51 | 0.02 | 0.15 | -0.13 | 0 | 0 | 17.36 | 0 | 54.52 | 0 | 1034.83 | 0 | 2228.64 | 54.52 | 2283.16
2018 | Medium Office | 0B | 4982.19 | 0.41 | 0 | 880.47 | 307.88 | 66.16 | 806.67 | 0 | 13.01 | 107.25 | 0.02 | 0.15 | -0.13 | 0 | 0 | 0 | 0 | 54.45 | 0 | 988 | 0 | 2181.87 | 54.45 | 2236.32
2018 | Medium Office | 1A | 4982.19 | 0.01 | 0 | 639.64 | 308.23 | 66.17 | 806.67 | 0 | 13.01 | 102.03 | 0.02 | 0.15 | -0.13 | 0 | 0 | 16.92 | 0 | 58.11 | 0 | 758.47 | 0 | 1952.69 | 58.11 | 2010.8
2018 | Medium Office | 1B | 4982.19 | 2.04 | 1.6 | 718.4 | 308.17 | 66.07 | 806.67 | 0 | 13.01 | 101.12 | 0.02 | 0.15 | -0.13 | 0 | 0 | 0 | 0 | 58.31 | 0 | 821.43 | 1.6 | 2015.48 | 59.91 | 2075.39
2018 | Medium Office | 2A | 4982.19 | 3.9 | 4.47 | 537.48 | 308.01 | 66.04 | 806.67 | 0 | 13.01 | 88.41 | 0.02 | 0.15 | -0.13 | 0 | 0 | 12.5 | 0 | 62.31 | 0 | 642.16 | 4.47 | 1836.03 | 66.78 | 1902.81
2018 | Medium Office | 2B | 4982.19 | 5.59 | 5.29 | 448.4 | 308.25 | 66.1 | 806.67 | 0 | 13.01 | 99.05 | 0.02 | 0.15 | -0.13 | 0 | 0 | 0 | 0 | 62.57 | 0 | 552.91 | 5.29 | 1747.09 | 67.86 | 1814.95
2018 | Medium Office | 3A | 4982.19 | 44.01 | 41.25 | 316.23 | 308.47 | 66.08 | 806.67 | 0 | 13.01 | 75.65 | 0.02 | 0.15 | -0.13 | 0 | 0 | 9.93 | 0 | 69.58 | 0 | 445.69 | 41.25 | 1640.07 | 110.83 | 1750.9
2018 | Medium Office | 3B | 4982.19 | 12.53 | 24.26 | 313.18 | 308.32 | 66.08 | 806.67 | 0 | 13.01 | 90.56 | 0.02 | 0.15 | -0.13 | 0 | 0 | 0 | 0 | 67.71 | 0 | 416.14 | 24.26 | 1610.36 | 91.97 | 1702.33
2018 | Medium Office | 3C | 4982.19 | 5.26 | 2.86 | 207.66 | 308.59 | 66.2 | 806.67 | 0 | 13.01 | 67.53 | 0.02 | 0.15 | -0.13 | 0 | 0 | 0 | 0 | 70.38 | 0 | 280.32 | 2.86 | 1474.94 | 73.25 | 1548.19
2018 | Medium Office | 4A | 4982.19 | 95.04 | 121.69 | 227.04 | 308.64 | 66.23 | 806.67 | 0 | 13.01 | 71.73 | 0.02 | 0.15 | -0.13 | 0 | 0 | 0 | 0 | 75.34 | 0 | 393.68 | 121.69 | 1588.38 | 197.03 | 1785.41
2018 | Medium Office | 4B | 4982.19 | 23.14 | 45.2 | 224.08 | 308.06 | 66.06 | 806.67 | 0 | 13.01 | 94.38 | 0.02 | 0.15 | -0.13 | 0 | 0 | 0 | 0 | 73.69 | 0 | 341.47 | 45.2 | 1535.41 | 118.88 | 1654.29
2018 | Medium Office | 4C | 4982.19 | 62.67 | 60.42 | 84.07 | 309.19 | 66.22 | 806.67 | 0 | 13.01 | 64.56 | 0.02 | 0.15 | -0.13 | 0 | 0 | 0 | 0 | 77.1 | 0 | 211.17 | 60.42 | 1406.41 | 137.52 | 1543.93
2018 | Medium Office | 5A | 4982.19 | 172.31 | 223.1 | 147.85 | 308.39 | 66.11 | 806.67 | 0 | 13.01 | 68.95 | 0.02 | 0.15 | -0.13 | 0 | 0 | 0 | 0 | 80.27 | 0 | 388.98 | 223.1 | 1583.31 | 303.37 | 1886.68
2018 | Medium Office | 5B | 4982.19 | 76.56 | 117.88 | 169.47 | 308.44 | 66.19 | 806.67 | 0 | 13.01 | 89.48 | 0.02 | 0.15 | -0.13 | 0 | 0 | 0 | 0 | 78.83 | 0 | 335.38 | 117.88 | 1529.84 | 196.72 | 1726.56
2018 | Medium Office | 5C | 4982.19 | 60.53 | 80.77 | 48.02 | 309.35 | 66.19 | 806.67 | 0 | 13.01 | 66.38 | 0.02 | 0.15 | -0.13 | 0 | 0 | 0 | 0 | 79.85 | 0 | 174.8 | 80.77 | 1370.17 | 160.62 | 1530.79
2018 | Medium Office | 6A | 4982.19 | 265.01 | 346.58 | 164.82 | 308.5 | 66.15 | 806.67 | 0 | 13.01 | 73.33 | 0.02 | 0.15 | -0.13 | 0 | 0 | 0 | 0 | 83.92 | 0 | 503.03 | 346.58 | 1697.51 | 430.5 | 2128.01
2018 | Medium Office | 6B | 4982.19 | 163.04 | 222.72 | 110.95 | 308.68 | 66.07 | 806.67 | 0 | 13.01 | 80.29 | 0.02 | 0.15 | -0.13 | 0 | 0 | 0 | 0 | 82.97 | 0 | 354.15 | 222.72 | 1548.72 | 305.69 | 1854.41
2018 | Medium Office | 7 | 4982.19 | 250.63 | 84.67 | 127.99 | 308.6 | 66.19 | 806.67 | 0 | 13.01 | 76.81 | 0.02 | 0.15 | -0.13 | 0 | 0 | 23.19 | 0 | 88.24 | 0 | 478.49 | 84.67 | 1673.12 | 172.91 | 1846.03
2018 | Medium Office | 8 | 4982.19 | 376.02 | 191.72 | 57.14 | 313.32 | 66.68 | 806.67 | 0 | 13.02 | 78.97 | 0.02 | 0.15 | -0.13 | 0 | 0 | 24.4 | 0 | 94.14 | 0 | 536.4 | 191.72 | 1736.25 | 285.86 | 2022.11
2006 | Mid-Rise Apartment | 0A | 3134.61 | 0 | 0 | 767.58 | 146.33 | 73.05 | 517.64 | 0 | 0 | 177.59 | 0 | 0 | 0 | 0 | 0 | 0 | 270.32 | 0 | 0 | 945.17 | 0 | 1952.51 | 0 | 1952.51
2006 | Mid-Rise Apartment | 0B | 3134.61 | 0 | 0.03 | 697.51 | 146.33 | 73.06 | 517.64 | 0 | 0 | 173.57 | 0 | 0 | 0 | 0 | 0 | 0 | 269.19 | 0 | 0 | 871.08 | 0.03 | 1877.3 | 0.03 | 1877.33
2006 | Mid-Rise Apartment | 1A | 3134.61 | 0 | 0 | 516.62 | 146.33 | 73.07 | 517.64 | 0 | 0 | 142.71 | 0 | 0 | 0 | 0 | 0 | 0 | 291.46 | 0 | 0 | 659.33 | 0 | 1687.83 | 0 | 1687.83
2006 | Mid-Rise Apartment | 1B | 3134.61 | 0 | 10.02 | 529.29 | 146.33 | 72.98 | 517.64 | 0 | 0 | 152.28 | 0 | 0 | 0 | 0 | 0 | 0 | 292.31 | 0 | 0 | 681.57 | 10.02 | 1710.83 | 10.02 | 1720.85
2006 | Mid-Rise Apartment | 2A | 3134.61 | 0 | 27.53 | 409.69 | 146.33 | 72.96 | 517.64 | 0 | 0 | 121.87 | 0 | 0 | 0 | 0 | 0 | 0 | 316.01 | 0 | 0 | 531.56 | 27.53 | 1584.51 | 27.53 | 1612.04
2006 | Mid-Rise Apartment | 2B | 3134.61 | 0 | 28.46 | 335.83 | 146.33 | 73.01 | 517.64 | 0 | 0 | 127.16 | 0 | 0 | 0 | 0 | 0 | 0 | 317.66 | 0 | 0 | 462.99 | 28.46 | 1517.63 | 28.46 | 1546.09
2006 | Mid-Rise Apartment | 3A | 3134.61 | 0 | 246.87 | 217.85 | 146.33 | 72.99 | 517.64 | 0 | 0 | 99.46 | 0 | 0 | 0 | 0 | 0 | 0 | 358.21 | 0 | 0 | 317.31 | 246.87 | 1412.49 | 246.87 | 1659.36
2006 | Mid-Rise Apartment | 3B | 3134.61 | 0 | 100.99 | 232.58 | 146.33 | 72.99 | 517.64 | 0 | 0 | 110.95 | 0 | 0 | 0 | 0 | 0 | 0 | 347.38 | 0 | 0 | 343.53 | 100.99 | 1427.88 | 100.99 | 1528.87
2006 | Mid-Rise Apartment | 3C | 3134.61 | 0 | 27.16 | 110.16 | 146.33 | 72.98 | 517.64 | 0 | 0 | 72.1 | 0 | 0 | 0 | 0 | 0 | 0 | 362.45 | 0 | 0 | 182.26 | 27.16 | 1281.66 | 27.16 | 1308.82
2006 | Mid-Rise Apartment | 4A | 3134.61 | 0 | 553.54 | 153.26 | 146.33 | 72.88 | 517.64 | 0 | 0 | 94.81 | 0 | 0 | 0 | 0 | 0 | 0 | 391.33 | 0 | 0 | 248.07 | 553.54 | 1376.25 | 553.54 | 1929.79
2006 | Mid-Rise Apartment | 4B | 3134.61 | 0 | 223.66 | 165.01 | 146.33 | 72.94 | 517.64 | 0 | 0 | 104.29 | 0 | 0 | 0 | 0 | 0 | 0 | 381.67 | 0 | 0 | 269.3 | 223.66 | 1387.88 | 223.66 | 1611.54
2006 | Mid-Rise Apartment | 4C | 3134.61 | 0 | 285.09 | 53.43 | 146.33 | 72.8 | 517.64 | 0 | 0 | 72.74 | 0 | 0 | 0 | 0 | 0 | 0 | 401.32 | 0 | 0 | 126.17 | 285.09 | 1264.26 | 285.09 | 1549.35
2006 | Mid-Rise Apartment | 5A | 3134.61 | 0 | 773.47 | 85.3 | 146.33 | 72.91 | 517.64 | 0 | 0 | 88.17 | 0 | 0 | 0 | 0 | 0 | 0 | 419.15 | 0 | 0 | 173.47 | 773.47 | 1329.5 | 773.47 | 2102.97
2006 | Mid-Rise Apartment | 5B | 3134.61 | 0 | 399.84 | 114.79 | 146.33 | 72.91 | 517.64 | 0 | 0 | 95.58 | 0 | 0 | 0 | 0 | 0 | 0 | 411.01 | 0 | 0 | 210.37 | 399.84 | 1358.26 | 399.84 | 1758.1
2006 | Mid-Rise Apartment | 5C | 3134.61 | 0 | 278.86 | 36.17 | 146.33 | 72.79 | 517.64 | 0 | 0 | 67.62 | 0 | 0 | 0 | 0 | 0 | 0 | 417.09 | 0 | 0 | 103.79 | 278.86 | 1257.64 | 278.86 | 1536.5
2006 | Mid-Rise Apartment | 6A | 3134.61 | 0 | 1115.55 | 91.62 | 146.33 | 72.87 | 517.64 | 0 | 0 | 96.02 | 0 | 0 | 0 | 0 | 0 | 0 | 439.67 | 0 | 0 | 187.64 | 1115.55 | 1364.15 | 1115.55 | 2479.7
2006 | Mid-Rise Apartment | 6B | 3134.61 | 0 | 756.06 | 69.59 | 146.33 | 72.82 | 517.64 | 0 | 0 | 90.93 | 0 | 0 | 0 | 0 | 0 | 0 | 434.49 | 0 | 0 | 160.52 | 756.06 | 1331.8 | 756.06 | 2087.86
2006 | Mid-Rise Apartment | 7 | 3134.61 | 0 | 1138.25 | 72.76 | 146.33 | 72.77 | 517.64 | 0 | 0 | 95.56 | 0 | 0 | 0 | 0 | 0 | 0 | 463.94 | 0 | 0 | 168.32 | 1138.25 | 1369.01 | 1138.25 | 2507.26
2006 | Mid-Rise Apartment | 8 | 3134.61 | 0 | 1425.46 | 46.45 | 146.33 | 72.37 | 517.64 | 0 | 0 | 103.61 | 0 | 0 | 0 | 0 | 0 | 0 | 496.79 | 0 | 0 | 150.06 | 1425.46 | 1383.2 | 1425.46 | 2808.66
2009 | Mid-Rise Apartment | 0A | 3134.61 | 0 | 0 | 627.86 | 146.33 | 39.47 | 517.64 | 0 | 0 | 175.93 | 0 | 0 | 0 | 0 | 0 | 0 | 270.32 | 0 | 0 | 803.79 | 0 | 1777.56 | 0 | 1777.56
2009 | Mid-Rise Apartment | 0B | 3134.61 | 0 | 0.01 | 570.79 | 146.33 | 39.48 | 517.64 | 0 | 0 | 172.46 | 0 | 0 | 0 | 0 | 0 | 0 | 269.18 | 0 | 0 | 743.25 | 0.01 | 1715.89 | 0.01 | 1715.9
2009 | Mid-Rise Apartment | 1A | 3134.61 | 0 | 0 | 423.15 | 146.33 | 39.49 | 517.64 | 0 | 0 | 141.69 | 0 | 0 | 0 | 0 | 0 | 0 | 291.45 | 0 | 0 | 564.84 | 0 | 1559.75 | 0 | 1559.75
2009 | Mid-Rise Apartment | 1B | 3134.61 | 0 | 7.35 | 432.71 | 146.33 | 39.44 | 517.64 | 0 | 0 | 150.9 | 0 | 0 | 0 | 0 | 0 | 0 | 292.3 | 0 | 0 | 583.61 | 7.35 | 1579.31 | 7.35 | 1586.66
2009 | Mid-Rise Apartment | 2A | 3134.61 | 0 | 17.77 | 326.46 | 146.33 | 39.42 | 517.64 | 0 | 0 | 116.07 | 0 | 0 | 0 | 0 | 0 | 0 | 315.94 | 0 | 0 | 442.53 | 17.77 | 1461.86 | 17.77 | 1479.63
2009 | Mid-Rise Apartment | 2B | 3134.61 | 0 | 15.47 | 261.53 | 146.33 | 39.45 | 517.64 | 0 | 0 | 119.82 | 0 | 0 | 0 | 0 | 0 | 0 | 317.54 | 0 | 0 | 381.35 | 15.47 | 1402.3 | 15.47 | 1417.77
2009 | Mid-Rise Apartment | 3A | 3134.61 | 0 | 193.77 | 173.69 | 146.33 | 39.44 | 517.64 | 0 | 0 | 94.12 | 0 | 0 | 0 | 0 | 0 | 0 | 358.11 | 0 | 0 | 267.81 | 193.77 | 1329.33 | 193.77 | 1523.1
2009 | Mid-Rise Apartment | 3B | 3134.61 | 0 | 65.46 | 182.27 | 146.33 | 39.44 | 517.64 | 0 | 0 | 104.65 | 0 | 0 | 0 | 0 | 0 | 0 | 347.25 | 0 | 0 | 286.92 | 65.46 | 1337.58 | 65.46 | 1403.04
2009 | Mid-Rise Apartment | 3C | 3134.61 | 0 | 14.26 | 93.05 | 146.33 | 39.44 | 517.64 | 0 | 0 | 71.45 | 0 | 0 | 0 | 0 | 0 | 0 | 362.26 | 0 | 0 | 164.5 | 14.26 | 1230.17 | 14.26 | 1244.43
2009 | Mid-Rise Apartment | 4A | 3134.61 | 0 | 438.88 | 125.73 | 146.33 | 39.38 | 517.64 | 0 | 0 | 90.17 | 0 | 0 | 0 | 0 | 0 | 0 | 391.23 | 0 | 0 | 215.9 | 438.88 | 1310.47 | 438.88 | 1749.35
2009 | Mid-Rise Apartment | 4B | 3134.61 | 0 | 148.43 | 134.79 | 146.33 | 39.41 | 517.64 | 0 | 0 | 99.32 | 0 | 0 | 0 | 0 | 0 | 0 | 381.49 | 0 | 0 | 234.11 | 148.43 | 1318.99 | 148.43 | 1467.42
2009 | Mid-Rise Apartment | 4C | 3134.61 | 0 | 249.53 | 46.42 | 146.33 | 39.34 | 517.64 | 0 | 0 | 72.5 | 0 | 0 | 0 | 0 | 0 | 0 | 401.22 | 0 | 0 | 118.92 | 249.53 | 1223.45 | 249.53 | 1472.98
2009 | Mid-Rise Apartment | 5A | 3134.61 | 0 | 718.79 | 72.29 | 146.33 | 39.39 | 517.64 | 0 | 0 | 88.23 | 0 | 0 | 0 | 0 | 0 | 0 | 419.1 | 0 | 0 | 160.52 | 718.79 | 1282.99 | 718.79 | 2001.78
2009 | Mid-Rise Apartment | 5B | 3134.61 | 0 | 354.84 | 96.59 | 146.33 | 39.4 | 517.64 | 0 | 0 | 95.65 | 0 | 0 | 0 | 0 | 0 | 0 | 410.94 | 0 | 0 | 192.24 | 354.84 | 1306.55 | 354.84 | 1661.39
2009 | Mid-Rise Apartment | 5C | 3134.61 | 0 | 237.16 | 32.5 | 146.33 | 39.33 | 517.64 | 0 | 0 | 67.63 | 0 | 0 | 0 | 0 | 0 | 0 | 416.93 | 0 | 0 | 100.13 | 237.16 | 1220.37 | 237.16 | 1457.53
2009 | Mid-Rise Apartment | 6A | 3134.61 | 0 | 1025.66 | 77.62 | 146.33 | 39.38 | 517.64 | 0 | 0 | 93.99 | 0 | 0 | 0 | 0 | 0 | 0 | 439.62 | 0 | 0 | 171.61 | 1025.66 | 1314.58 | 1025.66 | 2340.24
2009 | Mid-Rise Apartment | 6B | 3134.61 | 0 | 674.97 | 59.16 | 146.33 | 39.35 | 517.64 | 0 | 0 | 90.36 | 0 | 0 | 0 | 0 | 0 | 0 | 434.41 | 0 | 0 | 149.52 | 674.97 | 1287.25 | 674.97 | 1962.22
2009 | Mid-Rise Apartment | 7 | 3134.61 | 0 | 1041.95 | 63.83 | 146.33 | 39.32 | 517.64 | 0 | 0 | 95.58 | 0 | 0 | 0 | 0 | 0 | 0 | 463.86 | 0 | 0 | 159.41 | 1041.95 | 1326.56 | 1041.95 | 2368.51
2009 | Mid-Rise Apartment | 8 | 3134.61 | 0 | 1258.19 | 41.3 | 146.33 | 39.11 | 517.64 | 0 | 0 | 101.73 | 0 | 0 | 0 | 0 | 0 | 0 | 496.72 | 0 | 0 | 143.03 | 1258.19 | 1342.83 | 1258.19 | 2601.02
2012 | Mid-Rise Apartment | 0A | 3134.61 | 0 | 0 | 569.35 | 108.84 | 39.47 | 517.64 | 0 | 0 | 151.25 | 0 | 0 | 0 | 0 | 0 | 0 | 270.31 | 0 | 0 | 720.6 | 0 | 1656.86 | 0 | 1656.86
2012 | Mid-Rise Apartment | 0B | 3134.61 | 0 | 0 | 510.41 | 108.84 | 39.48 | 517.64 | 0 | 0 | 150.09 | 0 | 0 | 0 | 0 | 0 | 0 | 269.15 | 0 | 0 | 660.5 | 0 | 1595.6 | 0 | 1595.6
2012 | Mid-Rise Apartment | 1A | 3134.61 | 0 | 0 | 384.13 | 108.84 | 39.49 | 517.64 | 0 | 0 | 124.09 | 0 | 0 | 0 | 0 | 0 | 0 | 291.46 | 0 | 0 | 508.22 | 0 | 1465.64 | 0 | 1465.64
2012 | Mid-Rise Apartment | 1B | 3134.61 | 0 | 4.16 | 386.68 | 108.84 | 39.44 | 517.64 | 0 | 0 | 131.77 | 0 | 0 | 0 | 0 | 0 | 0 | 292.21 | 0 | 0 | 518.45 | 4.16 | 1476.58 | 4.16 | 1480.74
2012 | Mid-Rise Apartment | 2A | 3134.61 | 0 | 18.16 | 308.66 | 108.84 | 39.42 | 517.64 | 0 | 0 | 106.74 | 0 | 0 | 0 | 0 | 0 | 0 | 315.94 | 0 | 0 | 415.4 | 18.16 | 1397.24 | 18.16 | 1415.4
2012 | Mid-Rise Apartment | 2B | 3134.61 | 0 | 15.79 | 242.62 | 108.84 | 39.45 | 517.64 | 0 | 0 | 110.06 | 0 | 0 | 0 | 0 | 0 | 0 | 317.54 | 0 | 0 | 352.68 | 15.79 | 1336.15 | 15.79 | 1351.94
2012 | Mid-Rise Apartment | 3A | 3134.61 | 0 | 188.8 | 164.75 | 108.84 | 39.44 | 517.64 | 0 | 0 | 87.93 | 0 | 0 | 0 | 0 | 0 | 0 | 358.12 | 0 | 0 | 252.68 | 188.8 | 1276.72 | 188.8 | 1465.52
2012 | Mid-Rise Apartment | 3B | 3134.61 | 0 | 65.41 | 171.71 | 108.84 | 39.44 | 517.64 | 0 | 0 | 97.89 | 0 | 0 | 0 | 0 | 0 | 0 | 347.25 | 0 | 0 | 269.6 | 65.41 | 1282.76 | 65.41 | 1348.17
2012 | Mid-Rise Apartment | 3C | 3134.61 | 0 | 15.46 | 86.49 | 108.84 | 39.44 | 517.64 | 0 | 0 | 67.22 | 0 | 0 | 0 | 0 | 0 | 0 | 362.29 | 0 | 0 | 153.71 | 15.46 | 1181.91 | 15.46 | 1197.37
2012 | Mid-Rise Apartment | 4A | 3134.61 | 0 | 296.22 | 124.69 | 108.84 | 39.38 | 517.64 | 0 | 0 | 84.02 | 0 | 0 | 0 | 0 | 0 | 0 | 391.05 | 0 | 0 | 208.71 | 296.22 | 1265.62 | 296.22 | 1561.84
2012 | Mid-Rise Apartment | 4B | 3134.61 | 0 | 95.88 | 137.13 | 108.84 | 39.41 | 517.64 | 0 | 0 | 93.43 | 0 | 0 | 0 | 0 | 0 | 0 | 381.28 | 0 | 0 | 230.56 | 95.88 | 1277.74 | 95.88 | 1373.62
2012 | Mid-Rise Apartment | 4C | 3134.61 | 0 | 168.84 | 53.32 | 108.84 | 39.34 | 517.64 | 0 | 0 | 69.02 | 0 | 0 | 0 | 0 | 0 | 0 | 400.96 | 0 | 0 | 122.34 | 168.84 | 1189.12 | 168.84 | 1357.96
2012 | Mid-Rise Apartment | 5A | 3134.61 | 0 | 527.73 | 73.9 | 108.84 | 39.39 | 517.64 | 0 | 0 | 81.69 | 0 | 0 | 0 | 0 | 0 | 0 | 418.95 | 0 | 0 | 155.59 | 527.73 | 1240.41 | 527.73 | 1768.14
2012 | Mid-Rise Apartment | 5B | 3134.61 | 0 | 258.94 | 98.86 | 108.84 | 39.4 | 517.64 | 0 | 0 | 88.6 | 0 | 0 | 0 | 0 | 0 | 0 | 410.76 | 0 | 0 | 187.46 | 258.94 | 1264.1 | 258.94 | 1523.04
2012 | Mid-Rise Apartment | 5C | 3134.61 | 0 | 187.9 | 38.31 | 108.84 | 39.33 | 517.64 | 0 | 0 | 64.85 | 0 | 0 | 0 | 0 | 0 | 0 | 416.74 | 0 | 0 | 103.16 | 187.9 | 1185.71 | 187.9 | 1373.61
2012 | Mid-Rise Apartment | 6A | 3134.61 | 0 | 746.5 | 79.17 | 108.84 | 39.38 | 517.64 | 0 | 0 | 85.4 | 0 | 0 | 0 | 0 | 0 | 0 | 439.45 | 0 | 0 | 164.57 | 746.5 | 1269.89 | 746.5 | 2016.39
2012 | Mid-Rise Apartment | 6B | 3134.61 | 0 | 475.68 | 63.39 | 108.84 | 39.35 | 517.64 | 0 | 0 | 82.27 | 0 | 0 | 0 | 0 | 0 | 0 | 434.17 | 0 | 0 | 145.66 | 475.68 | 1245.65 | 475.68 | 1721.33
2012 | Mid-Rise Apartment | 7 | 3134.61 | 0 | 789.92 | 69.05 | 108.84 | 39.32 | 517.64 | 0 | 0 | 89.6 | 0 | 0 | 0 | 0 | 0 | 0 | 463.68 | 0 | 0 | 158.65 | 789.92 | 1288.13 | 789.92 | 2078.05
2012 | Mid-Rise Apartment | 8 | 3134.61 | 0 | 1074.22 | 47.7 | 108.84 | 39.11 | 517.64 | 0 | 0 | 96.57 | 0 | 0 | 0 | 0 | 0 | 0 | 496.57 | 0 | 0 | 144.27 | 1074.22 | 1306.42 | 1074.22 | 2380.64
2015 | Mid-Rise Apartment | 0A | 3134.61 | 0 | 0 | 525.12 | 121.05 | 38.61 | 513.02 | 0 | 0 | 150.2 | 0 | 0 | 0 | 0 | 0 | 0 | 270.3 | 0 | 0 | 675.32 | 0 | 1618.29 | 0 | 1618.29
2015 | Mid-Rise Apartment | 0B | 3134.61 | 0 | 0 | 468.3 | 121.05 | 38.61 | 513.02 | 0 | 0 | 146.4 | 0 | 0 | 0 | 0 | 0 | 0 | 269.13 | 0 | 0 | 614.7 | 0 | 1556.52 | 0 | 1556.52
2015 | Mid-Rise Apartment | 1A | 3134.61 | 0 | 0 | 355.16 | 121.05 | 38.62 | 513.02 | 0 | 0 | 123.95 | 0 | 0 | 0 | 0 | 0 | 0 | 291.45 | 0 | 0 | 479.11 | 0 | 1443.25 | 0 | 1443.25
2015 | Mid-Rise Apartment | 1B | 3134.61 | 0 | 2.33 | 363.42 | 121.05 | 38.57 | 513.02 | 0 | 0 | 130.2 | 0 | 0 | 0 | 0 | 0 | 0 | 292.16 | 0 | 0 | 493.62 | 2.33 | 1458.42 | 2.33 | 1460.75
2015 | Mid-Rise Apartment | 2A | 3134.61 | 0 | 10.53 | 291.69 | 121.05 | 38.56 | 513.02 | 0 | 0 | 106.87 | 0 | 0 | 0 | 0 | 0 | 0 | 315.85 | 0 | 0 | 398.56 | 10.53 | 1387.04 | 10.53 | 1397.57
2015 | Mid-Rise Apartment | 2B | 3134.61 | 0 | 11.93 | 232.44 | 121.05 | 38.58 | 513.02 | 0 | 0 | 110.25 | 0 | 0 | 0 | 0 | 0 | 0 | 317.5 | 0 | 0 | 342.69 | 11.93 | 1332.85 | 11.93 | 1344.78
2015 | Mid-Rise Apartment | 3A | 3134.61 | 0 | 127.75 | 159.37 | 121.05 | 38.58 | 513.02 | 0 | 0 | 86.87 | 0 | 0 | 0 | 0 | 0 | 0 | 357.95 | 0 | 0 | 246.24 | 127.75 | 1276.84 | 127.75 | 1404.59
2015 | Mid-Rise Apartment | 3B | 3134.61 | 0 | 41.62 | 166.54 | 121.05 | 38.58 | 513.02 | 0 | 0 | 96.94 | 0 | 0 | 0 | 0 | 0 | 0 | 347.09 | 0 | 0 | 263.48 | 41.62 | 1283.2 | 41.62 | 1324.82
2015 | Mid-Rise Apartment | 3C | 3134.61 | 0 | 7.15 | 90.84 | 121.05 | 38.57 | 513.02 | 0 | 0 | 69.32 | 0 | 0 | 0 | 0 | 0 | 0 | 362.13 | 0 | 0 | 160.16 | 7.15 | 1194.92 | 7.15 | 1202.07
2015 | Mid-Rise Apartment | 4A | 3134.61 | 0 | 110.54 | 123.55 | 121.05 | 38.52 | 513.02 | 0 | 0 | 81.23 | 0 | 0 | 0 | 0 | 0 | 0 | 390.53 | 0 | 0 | 204.78 | 110.54 | 1267.9 | 110.54 | 1378.44
2015 | Mid-Rise Apartment | 4B | 3134.61 | 0 | 86.51 | 131.92 | 121.05 | 38.55 | 513.02 | 0 | 0 | 93.18 | 0 | 0 | 0 | 0 | 0 | 0 | 381.25 | 0 | 0 | 225.1 | 86.51 | 1278.96 | 86.51 | 1365.47
2015 | Mid-Rise Apartment | 4C | 3134.61 | 0 | 156.1 | 52.18 | 121.05 | 38.47 | 513.02 | 0 | 0 | 68.72 | 0 | 0 | 0 | 0 | 0 | 0 | 400.91 | 0 | 0 | 120.9 | 156.1 | 1194.35 | 156.1 | 1350.45
2015 | Mid-Rise Apartment | 5A | 3134.61 | 0 | 233.9 | 81.99 | 121.05 | 38.53 | 513.02 | 0 | 0 | 77.19 | 0 | 0 | 0 | 0 | 0 | 0 | 418.4 | 0 | 0 | 159.18 | 233.9 | 1250.18 | 233.9 | 1484.08
2015 | Mid-Rise Apartment | 5B | 3134.61 | 0 | 244.22 | 95.38 | 121.05 | 38.53 | 513.02 | 0 | 0 | 88.23 | 0 | 0 | 0 | 0 | 0 | 0 | 410.74 | 0 | 0 | 183.61 | 244.22 | 1266.95 | 244.22 | 1511.17
2015 | Mid-Rise Apartment | 5C | 3134.61 | 0 | 173.06 | 37.84 | 121.05 | 38.47 | 513.02 | 0 | 0 | 64.43 | 0 | 0 | 0 | 0 | 0 | 0 | 416.68 | 0 | 0 | 102.27 | 173.06 | 1191.49 | 173.06 | 1364.55
2015 | Mid-Rise Apartment | 6A | 3134.61 | 0 | 387 | 84.85 | 121.05 | 38.51 | 513.02 | 0 | 0 | 80.33 | 0 | 0 | 0 | 0 | 0 | 0 | 438.89 | 0 | 0 | 165.18 | 387 | 1276.65 | 387 | 1663.65
2015 | Mid-Rise Apartment | 6B | 3134.61 | 0 | 273.06 | 71.24 | 121.05 | 38.48 | 513.02 | 0 | 0 | 81.22 | 0 | 0 | 0 | 0 | 0 | 0 | 433.75 | 0 | 0 | 152.46 | 273.06 | 1258.77 | 273.06 | 1531.83
2015 | Mid-Rise Apartment | 7 | 3134.61 | 0 | 411.27 | 77.86 | 121.05 | 38.46 | 513.02 | 0 | 0 | 83.68 | 0 | 0 | 0 | 0 | 0 | 0 | 463.24 | 0 | 0 | 161.54 | 411.27 | 1297.3 | 411.27 | 1708.57
2015 | Mid-Rise Apartment | 8 | 3134.61 | 0 | 602.37 | 59.86 | 121.05 | 38.25 | 513.02 | 0 | 0 | 87.63 | 0 | 0 | 0 | 0 | 0 | 0 | 496.16 | 0 | 0 | 147.49 | 602.37 | 1315.97 | 602.37 | 1918.34
2018 | Mid-Rise Apartment | 0A | 3134.61 | 0 | 0 | 523.47 | 115.54 | 25.11 | 513.02 | 0 | 0 | 149.29 | 0 | 0 | 0 | 0 | 0 | 0 | 270.3 | 0 | 0 | 672.76 | 0 | 1596.74 | 0 | 1596.74
2018 | Mid-Rise Apartment | 0B | 3134.61 | 0 | 0 | 466.66 | 115.54 | 25.12 | 513.02 | 0 | 0 | 145.5 | 0 | 0 | 0 | 0 | 0 | 0 | 269.13 | 0 | 0 | 612.16 | 0 | 1534.97 | 0 | 1534.97
2018 | Mid-Rise Apartment | 1A | 3134.61 | 0 | 0 | 353.76 | 115.54 | 25.12 | 513.02 | 0 | 0 | 123.18 | 0 | 0 | 0 | 0 | 0 | 0 | 291.45 | 0 | 0 | 476.94 | 0 | 1422.08 | 0 | 1422.08
2018 | Mid-Rise Apartment | 1B | 3134.61 | 0 | 2.4 | 361.92 | 115.54 | 25.09 | 513.02 | 0 | 0 | 129.31 | 0 | 0 | 0 | 0 | 0 | 0 | 292.17 | 0 | 0 | 491.23 | 2.4 | 1437.06 | 2.4 | 1439.46
2018 | Mid-Rise Apartment | 2A | 3134.61 | 0 | 10.68 | 290.34 | 115.54 | 25.08 | 513.02 | 0 | 0 | 105.98 | 0 | 0 | 0 | 0 | 0 | 0 | 315.85 | 0 | 0 | 396.32 | 10.68 | 1365.82 | 10.68 | 1376.5
2018 | Mid-Rise Apartment | 2B | 3134.61 | 0 | 12.15 | 231.15 | 115.54 | 25.1 | 513.02 | 0 | 0 | 109.36 | 0 | 0 | 0 | 0 | 0 | 0 | 317.51 | 0 | 0 | 340.51 | 12.15 | 1311.69 | 12.15 | 1323.84
2018 | Mid-Rise Apartment | 3A | 3134.61 | 0 | 129.3 | 158.34 | 115.54 | 25.1 | 513.02 | 0 | 0 | 85.9 | 0 | 0 | 0 | 0 | 0 | 0 | 357.96 | 0 | 0 | 244.24 | 129.3 | 1255.85 | 129.3 | 1385.15
2018 | Mid-Rise Apartment | 3B | 3134.61 | 0 | 42.35 | 165.4 | 115.54 | 25.09 | 513.02 | 0 | 0 | 95.99 | 0 | 0 | 0 | 0 | 0 | 0 | 347.1 | 0 | 0 | 261.39 | 42.35 | 1262.14 | 42.35 | 1304.49
2018 | Mid-Rise Apartment | 3C | 3134.61 | 0 | 7.37 | 89.66 | 115.54 | 25.09 | 513.02 | 0 | 0 | 68.19 | 0 | 0 | 0 | 0 | 0 | 0 | 362.14 | 0 | 0 | 157.85 | 7.37 | 1173.65 | 7.37 | 1181.02
2018 | Mid-Rise Apartment | 4A | 3134.61 | 0 | 119.04 | 117.53 | 115.54 | 25.06 | 513.02 | 0 | 0 | 78.6 | 0 | 0 | 0 | 0 | 0 | 0 | 390.59 | 0 | 0 | 196.13 | 119.04 | 1240.34 | 119.04 | 1359.38
2018 | Mid-Rise Apartment | 4B | 3134.61 | 0 | 95.14 | 123.84 | 115.54 | 25.08 | 513.02 | 0 | 0 | 89.86 | 0 | 0 | 0 | 0 | 0 | 0 | 381.32 | 0 | 0 | 213.7 | 95.14 | 1248.65 | 95.14 | 1343.79
2018 | Mid-Rise Apartment | 4C | 3134.61 | 0 | 166.35 | 47.28 | 115.54 | 25.03 | 513.02 | 0 | 0 | 66.1 | 0 | 0 | 0 | 0 | 0 | 0 | 400.97 | 0 | 0 | 113.38 | 166.35 | 1167.94 | 166.35 | 1334.29
2018 | Mid-Rise Apartment | 5A | 3134.61 | 0 | 240.97 | 79.16 | 115.54 | 25.07 | 513.02 | 0 | 0 | 75.36 | 0 | 0 | 0 | 0 | 0 | 0 | 418.43 | 0 | 0 | 154.52 | 240.97 | 1226.58 | 240.97 | 1467.55
2018 | Mid-Rise Apartment | 5B | 3134.61 | 0 | 253.02 | 91.65 | 115.54 | 25.07 | 513.02 | 0 | 0 | 86.02 | 0 | 0 | 0 | 0 | 0 | 0 | 410.77 | 0 | 0 | 177.67 | 253.02 | 1242.07 | 253.02 | 1495.09
2018 | Mid-Rise Apartment | 5C | 3134.61 | 0 | 180.64 | 35.18 | 115.54 | 25.03 | 513.02 | 0 | 0 | 62.68 | 0 | 0 | 0 | 0 | 0 | 0 | 416.73 | 0 | 0 | 97.86 | 180.64 | 1168.18 | 180.64 | 1348.82
2018 | Mid-Rise Apartment | 6A | 3134.61 | 0 | 390.06 | 84.14 | 115.54 | 25.05 | 513.02 | 0 | 0 | 79.29 | 0 | 0 | 0 | 0 | 0 | 0 | 438.9 | 0 | 0 | 163.43 | 390.06 | 1255.95 | 390.06 | 1646.01
2018 | Mid-Rise Apartment | 6B | 3134.61 | 0 | 275.86 | 70.51 | 115.54 | 25.04 | 513.02 | 0 | 0 | 80.11 | 0 | 0 | 0 | 0 | 0 | 0 | 433.76 | 0 | 0 | 150.62 | 275.86 | 1237.98 | 275.86 | 1513.84
2018 | Mid-Rise Apartment | 7 | 3134.61 | 0 | 414.58 | 77.16 | 115.54 | 25.02 | 513.02 | 0 | 0 | 82.66 | 0 | 0 | 0 | 0 | 0 | 0 | 463.24 | 0 | 0 | 159.82 | 414.58 | 1276.64 | 414.58 | 1691.22
2018 | Mid-Rise Apartment | 8 | 3134.61 | 0 | 606.14 | 59.28 | 115.54 | 24.88 | 513.02 | 0 | 0 | 86.87 | 0 | 0 | 0 | 0 | 0 | 0 | 496.16 | 0 | 0 | 146.15 | 606.14 | 1295.76 | 606.14 | 1901.9
2006 | Outpatient Healthcare | 0A | 3804.01 | 556.36 | 544.29 | 3109.88 | 558.65 | 227.27 | 1853.61 | 188.37 | 0 | 1124.57 | 4.72 | 0.024109 | 4.6959 | 0 | 0 | 106.51 | 0 | 236.98 | 0 | 4902.0159 | 544.29 | 7541.58 | 969.64 | 8511.22
2006 | Outpatient Healthcare | 0B | 3804.01 | 1185.18 | 516.45 | 2969.25 | 558.65 | 227.31 | 1853.61 | 188.37 | 0 | 1260.45 | 3 | 0.024109 | 2.9759 | 0 | 0.51 | 122.97 | 0 | 236.98 | 0 | 5541.3359 | 516.45 | 8180.94 | 941.81 | 9122.75
2006 | Outpatient Healthcare | 1A | 3804.01 | 847.78 | 507.61 | 2441.5 | 558.65 | 227.34 | 1853.61 | 188.37 | 0 | 1065.37 | 4.62 | 0.024109 | 4.5959 | 0 | 0 | 100.79 | 0 | 236.98 | 0 | 4460.0359 | 507.61 | 7099.66 | 932.96 | 8032.62
2006 | Outpatient Healthcare | 1B | 3804.01 | 1229.22 | 422.34 | 2555.63 | 558.65 | 227.05 | 1853.61 | 188.37 | 0 | 1233.37 | 3.6 | 0.024109 | 3.5759 | 0 | 0.42 | 121.13 | 0 | 236.98 | 0 | 5143.3459 | 422.34 | 7782.69 | 847.7 | 8630.39
2006 | Outpatient Healthcare | 2A | 3804.01 | 1080.04 | 549.38 | 2260.48 | 558.65 | 226.98 | 1853.61 | 188.37 | 0 | 1087.26 | 4.71 | 0.024109 | 4.6859 | 0 | 12.56 | 103.99 | 0 | 236.98 | 0 | 4549.0159 | 549.38 | 7188.27 | 974.73 | 8163
2006 | Outpatient Healthcare | 2B | 3804.01 | 1482.87 | 476.38 | 1688.59 | 558.65 | 227.14 | 1853.61 | 188.37 | 0 | 1255.93 | 4.21 | 0.024109 | 4.1859 | 0 | 201.08 | 122.88 | 0 | 237.16 | 0 | 4755.5359 | 476.38 | 7394.97 | 901.92 | 8296.89
2006 | Outpatient Healthcare | 3A | 3804.01 | 1465.18 | 670.93 | 1631.2 | 558.65 | 227.1 | 1853.61 | 188.37 | 0 | 1095.89 | 5.15 | 0.024109 | 5.1259 | 0 | 109.05 | 105.65 | 0 | 240.46 | 0 | 4412.0959 | 670.93 | 7051.48 | 1099.77 | 8151.25
2006 | Outpatient Healthcare | 3B | 3804.01 | 1542.33 | 591.49 | 1337.12 | 558.65 | 227.09 | 1853.61 | 188.37 | 0 | 1252.3 | 4.84 | 0.024109 | 4.8159 | 0 | 241.62 | 113.62 | 0 | 239.22 | 0 | 4491.8059 | 591.49 | 7131.17 | 1019.08 | 8150.25
2006 | Outpatient Healthcare | 3C | 3804.01 | 1259.21 | 584.87 | 1308.95 | 558.65 | 227.05 | 1853.61 | 188.37 | 0 | 1045.3 | 4.87 | 0.024109 | 4.8459 | 0 | 32.61 | 0 | 0 | 238.26 | 0 | 3650.9159 | 584.87 | 6290.26 | 1011.5 | 7301.76
2006 | Outpatient Healthcare | 4A | 3804.01 | 1651.65 | 871.25 | 1320.57 | 558.65 | 226.75 | 1853.61 | 188.37 | 0 | 1058.64 | 6.61 | 0.024109 | 6.5859 | 0 | 170.06 | 101.33 | 0 | 245.1 | 0 | 4308.8359 | 871.25 | 6947.87 | 1304.72 | 8252.59
2006 | Outpatient Healthcare | 4B | 3804.01 | 1624.06 | 594.25 | 973.69 | 558.65 | 226.92 | 1853.61 | 188.37 | 0 | 1286.66 | 4.79 | 0.024109 | 4.7659 | 0 | 339.49 | 116.82 | 0 | 243.48 | 0 | 4345.4859 | 594.25 | 6984.7 | 1026.1 | 8010.8
2006 | Outpatient Healthcare | 4C | 3804.01 | 1452.63 | 725.19 | 633.27 | 558.65 | 226.49 | 1853.61 | 188.37 | 0 | 1020.34 | 5.9 | 0.024109 | 5.8759 | 0 | 45.91 | 84.41 | 0 | 246.46 | 0 | 3242.4359 | 725.19 | 5881.21 | 1160.03 | 7041.24
2006 | Outpatient Healthcare | 5A | 3804.01 | 1591.26 | 927.75 | 722.85 | 558.65 | 226.82 | 1853.61 | 188.37 | 0 | 1013.93 | 6.39 | 0.024109 | 6.3659 | 0 | 214.68 | 72.8 | 0 | 251.11 | 0 | 3621.8859 | 927.75 | 6261 | 1367.24 | 7628.24
2006 | Outpatient Healthcare | 5B | 3804.01 | 1583.27 | 712.18 | 740.13 | 558.65 | 226.83 | 1853.61 | 188.37 | 0 | 1228.06 | 5.27 | 0.024109 | 5.2459 | 0 | 327.62 | 109.09 | 0 | 249.17 | 0 | 3993.4159 | 712.18 | 6632.52 | 1149.72 | 7782.24
2006 | Outpatient Healthcare | 5C | 3804.01 | 1405.55 | 742.04 | 445.75 | 558.65 | 226.47 | 1853.61 | 188.37 | 0 | 999.35 | 6.19 | 0.024109 | 6.1659 | 0 | 15.84 | 82.72 | 0 | 250.66 | 0 | 2955.3759 | 742.04 | 5594.14 | 1181.08 | 6775.22
2006 | Outpatient Healthcare | 6A | 3804.01 | 1768.34 | 1553.66 | 762.84 | 558.65 | 226.72 | 1853.61 | 188.37 | 0 | 1053 | 9.28 | 0.024109 | 9.2559 | 0 | 352.79 | 91.99 | 0 | 256.65 | 0 | 4038.2159 | 1553.66 | 6677.22 | 1998.69 | 8675.91
2006 | Outpatient Healthcare | 6B | 3804.01 | 1772.05 | 1294.64 | 572.88 | 558.65 | 226.55 | 1853.61 | 188.37 | 0 | 1163.41 | 8.28 | 0.024109 | 8.2559 | 0 | 434.74 | 102.24 | 0 | 255.3 | 0 | 4053.5759 | 1294.64 | 6692.41 | 1738.31 | 8430.72
2006 | Outpatient Healthcare | 7 | 3804.01 | 1726.54 | 1884.66 | 915.66 | 558.65 | 226.41 | 1853.61 | 188.37 | 0 | 1045.58 | 10.43 | 0.024109 | 10.4059 | 0 | 457.79 | 96.84 | 0 | 263.23 | 0 | 4252.8159 | 1884.66 | 6891.51 | 2336.27 | 9227.78
2006 | Outpatient Healthcare | 8 | 3804.01 | 2053.73 | 2632.22 | 701.66 | 558.65 | 225.17 | 1853.61 | 188.37 | 0 | 1058.94 | 13.16 | 0.024109 | 13.1359 | 0 | 595.35 | 97.93 | 0 | 272.4 | 0 | 4520.7459 | 2632.22 | 7158.21 | 3092.99 | 10251.2
2009 | Outpatient Healthcare | 0A | 3804.01 | 170.36 | 513.85 | 2759.35 | 558.65 | 133.31 | 1853.61 | 188.37 | 0 | 647.74 | 4.53 | 0.024109 | 4.5059 | 0 | 0 | 0 | 0 | 236.98 | 0 | 3581.9559 | 513.85 | 6127.57 | 939.21 | 7066.78
2009 | Outpatient Healthcare | 0B | 3804.01 | 374.47 | 503.36 | 2378.03 | 558.65 | 133.34 | 1853.61 | 188.37 | 0 | 580.54 | 3.76 | 0.024109 | 3.7359 | 0 | 0.38 | 0 | 0 | 236.98 | 0 | 3337.1559 | 503.36 | 5882.79 | 928.71 | 6811.5
2009 | Outpatient Healthcare | 1A | 3804.01 | 153.14 | 482.28 | 2046.27 | 558.65 | 133.36 | 1853.61 | 188.37 | 0 | 504.06 | 4.43 | 0.024109 | 4.4059 | 0 | 0 | 0 | 0 | 236.98 | 0 | 2707.8759 | 482.28 | 5253.53 | 907.64 | 6161.17
2009 | Outpatient Healthcare | 1B | 3804.01 | 346.26 | 375.87 | 2024.6 | 558.65 | 133.19 | 1853.61 | 188.37 | 0 | 553.27 | 2.64 | 0.024109 | 2.6159 | 0 | 0.31 | 0 | 0 | 236.98 | 0 | 2927.0559 | 375.87 | 5472.54 | 801.23 | 6273.77
2009 | Outpatient Healthcare | 2A | 3804.01 | 318.48 | 516.58 | 1860.5 | 558.65 | 133.14 | 1853.61 | 188.37 | 0 | 549.62 | 3.57 | 0.024109 | 3.5459 | 0 | 9.59 | 0 | 0 | 236.98 | 0 | 2741.7359 | 516.58 | 5287.16 | 941.94 | 6229.1
2009 | Outpatient Healthcare | 2B | 3804.01 | 442.36 | 414.46 | 1291.49 | 558.65 | 133.24 | 1853.61 | 188.37 | 0 | 562.83 | 2.94 | 0.024109 | 2.9159 | 0 | 170.35 | 0 | 0 | 237.12 | 0 | 2469.9459 | 414.46 | 5015.48 | 839.95 | 5855.43
2009 | Outpatient Healthcare | 3A | 3804.01 | 326.64 | 751.22 | 1115.61 | 558.65 | 133.21 | 1853.61 | 188.37 | 0 | 482.97 | 4.96 | 0.024109 | 4.9359 | 0 | 88.02 | 0 | 0 | 240.46 | 0 | 2018.1759 | 751.22 | 4563.67 | 1180.06 | 5743.73
2009 | Outpatient Healthcare | 3B | 3804.01 | 398.74 | 403 | 975.16 | 558.65 | 133.21 | 1853.61 | 188.37 | 0 | 546.9 | 3.07 | 0.024109 | 3.0459 | 0 | 159.87 | 0 | 0 | 239.17 | 0 | 2083.7159 | 403 | 4629.22 | 830.55 | 5459.77
2009 | Outpatient Healthcare | 3C | 3804.01 | 243.56 | 523.67 | 860.45 | 558.65 | 133.19 | 1853.61 | 188.37 | 0 | 511.68 | 4.1 | 0.024109 | 4.0759 | 0 | 26.12 | 0 | 0 | 238.17 | 0 | 1645.8859 | 523.67 | 4191.36 | 950.21 | 5141.57
2009 | Outpatient Healthcare | 4A | 3804.01 | 431.62 | 1161.65 | 831.14 | 558.65 | 133.01 | 1853.61 | 188.37 | 0 | 510.76 | 6.3 | 0.024109 | 6.2759 | 0 | 134.43 | 0 | 0 | 245.16 | 0 | 1914.2259 | 1161.65 | 4459.53 | 1595.18 | 6054.71
2009 | Outpatient Healthcare | 4B | 3804.01 | 408.54 | 430.49 | 708.19 | 558.65 | 133.11 | 1853.61 | 188.37 | 0 | 574.61 | 3.14 | 0.024109 | 3.1159 | 0 | 240.35 | 0 | 0 | 243.43 | 0 | 1934.8059 | 430.49 | 4480.21 | 862.3 | 5342.51
2009 | Outpatient Healthcare | 4C | 3804.01 | 506.73 | 508.47 | 496 | 558.65 | 132.86 | 1853.61 | 188.37 | 0 | 727.06 | 4.27 | 0.024109 | 4.2459 | 0 | 20.04 | 60.95 | 0 | 246.34 | 0 | 1815.0259 | 508.47 | 4360.17 | 943.19 | 5303.36
2009 | Outpatient Healthcare | 5A | 3804.01 | 510.97 | 1446.88 | 568.95 | 558.65 | 133.05 | 1853.61 | 188.37 | 0 | 494.47 | 7.35 | 0.024109 | 7.3259 | 0 | 173.06 | 0 | 0 | 251.09 | 0 | 1754.7759 | 1446.88 | 4300.11 | 1886.34 | 6186.45
2009 | Outpatient Healthcare | 5B | 3804.01 | 478.35 | 693.73 | 571.52 | 558.65 | 133.06 | 1853.61 | 188.37 | 0 | 572.25 | 4.65 | 0.024109 | 4.6259 | 0 | 280.02 | 0 | 0 | 249.02 | 0 | 1906.7659 | 693.73 | 4452.11 | 1131.12 | 5583.23
2009 | Outpatient Healthcare | 5C | 3804.01 | 625.61 | 705.1 | 400.02 | 558.65 | 132.85 | 1853.61 | 188.37 | 0 | 965.19 | 5.94 | 0.024109 | 5.9159 | 0 | 12 | 73.79 | 0 | 250.6 | 0 | 2082.5259 | 705.1 | 4627.66 | 1144.08 | 5771.74
2009 | Outpatient Healthcare | 6A | 3804.01 | 701.03 | 1969.04 | 617.19 | 558.65 | 132.99 | 1853.61 | 188.37 | 0 | 536.47 | 9.9 | 0.024109 | 9.8759 | 0 | 293.07 | 0 | 0 | 256.66 | 0 | 2157.6359 | 1969.04 | 4702.92 | 2414.07 | 7116.99
2009 | Outpatient Healthcare | 6B | 3804.01 | 594.65 | 1392.15 | 467.33 | 558.65 | 132.89 | 1853.61 | 188.37 | 0 | 568.23 | 7.78 | 0.024109 | 7.7559 | 0 | 370.66 | 0 | 0 | 255.18 | 0 | 2008.6259 | 1392.15 | 4553.81 | 1835.71 | 6389.52
2009 | Outpatient Healthcare | 7 | 3804.01 | 756.35 | 1769.51 | 703.97 | 558.65 | 132.81 | 1853.61 | 188.37 | 0 | 680.3 | 9.71 | 0.024109 | 9.6859 | 0 | 384.12 | 75.8 | 0 | 263.18 | 0 | 2610.2259 | 1769.51 | 5155.32 | 2221.07 | 7376.39
2009 | Outpatient Healthcare | 8 | 3804.01 | 1275.4 | 2577.34 | 592.27 | 558.65 | 132.08 | 1853.61 | 188.37 | 0 | 1028.93 | 12.87 | 0.024109 | 12.8459 | 0 | 495.96 | 97.86 | 0 | 272.38 | 0 | 3503.2659 | 2577.34 | 6047.63 | 3038.1 | 9085.73
2012 | Outpatient Healthcare | 0A | 3804.01 | 412.39 | 555.11 | 2578.92 | 441.19 | 133.31 | 1853.61 | 188.37 | 0 | 949.82 | 4.81 | 0.024109 | 4.7859 | 0 | 0 | 90.92 | 0 | 236.98 | 0 | 4036.8359 | 555.11 | 6464.98 | 980.47 | 7445.45
2012 | Outpatient Healthcare | 0B | 3804.01 | 241.61 | 479.17 | 2135.11 | 441.19 | 133.34 | 1853.61 | 188.37 | 0 | 557.92 | 3.81 | 0.024109 | 3.7859 | 0 | 0.11 | 0 | 0 | 236.98 | 0 | 2938.5359 | 479.17 | 5366.71 | 904.53 | 6271.24
2012 | Outpatient Healthcare | 1A | 3804.01 | 668.68 | 562.9 | 2047.33 | 441.19 | 133.36 | 1853.61 | 188.37 | 0 | 926.12 | 5.05 | 0.024109 | 5.0259 | 0 | 0 | 87.96 | 0 | 236.98 | 0 | 3735.1159 | 562.9 | 6163.3 | 988.25 | 7151.55
2012 | Outpatient Healthcare | 1B | 3804.01 | 227.23 | 543.87 | 1841.12 | 441.19 | 133.19 | 1853.61 | 188.37 | 0 | 544.54 | 4.05 | 0.024109 | 4.0259 | 0 | 0.85 | 0 | 0 | 236.98 | 0 | 2617.7659 | 543.87 | 5045.79 | 969.22 | 6015.01
2012 | Outpatient Healthcare | 2A | 3804.01 | 419.48 | 496.76 | 1636.83 | 441.19 | 133.14 | 1853.61 | 188.37 | 0 | 652.29 | 4.19 | 0.024109 | 4.1659 | 0 | 9.59 | 65.91 | 0 | 236.98 | 0 | 2788.2659 | 496.76 | 5216.25 | 922.12 | 6138.37
2012 | Outpatient Healthcare | 2B | 3804.01 | 379.14 | 392.68 | 1172.18 | 441.19 | 133.24 | 1853.61 | 188.37 | 0 | 526.19 | 3.32 | 0.024109 | 3.2959 | 0 | 168.2 | 0 | 0 | 237.12 | 0 | 2249.0059 | 392.68 | 4677.08 | 818.18 | 5495.26
2012 | Outpatient Healthcare | 3A | 3804.01 | 461.73 | 569.47 | 1040.28 | 441.19 | 133.21 | 1853.61 | 188.37 | 0 | 632.22 | 4.81 | 0.024109 | 4.7859 | 0 | 88.79 | 62.61 | 0 | 240.4 | 0 | 2290.4159 | 569.47 | 4718.47 | 998.25 | 5716.72
2012 | Outpatient Healthcare | 3B | 3804.01 | 362.99 | 533.28 | 911.38 | 441.19 | 133.21 | 1853.61 | 188.37 | 0 | 522.16 | 4.09 | 0.024109 | 4.0659 | 0 | 201.47 | 0 | 0 | 239.18 | 0 | 2002.0659 | 533.28 | 4430.1 | 960.84 | 5390.94
2012 | Outpatient Healthcare | 3C | 3804.01 | 628.6 | 520.75 | 970.84 | 441.19 | 133.19 | 1853.61 | 188.37 | 0 | 921.49 | 4.6 | 0.024109 | 4.5759 | 0 | 25.84 | 51.8 | 0 | 238.16 | 0 | 2603.1459 | 520.75 | 5031.16 | 947.28 | 5978.44
2012 | Outpatient Healthcare | 4A | 3804.01 | 437.39 | 661.94 | 758.78 | 441.19 | 133.01 | 1853.61 | 188.37 | 0 | 598.63 | 5.38 | 0.024109 | 5.3559 | 0 | 131.75 | 59.67 | 0 | 245.01 | 0 | 1991.5759 | 661.94 | 4419.42 | 1095.33 | 5514.75
2012 | Outpatient Healthcare | 4B | 3804.01 | 361.82 | 608.45 | 672.59 | 441.19 | 133.11 | 1853.61 | 188.37 | 0 | 554.79 | 4.27 | 0.024109 | 4.2459 | 0 | 289.68 | 0 | 0 | 243.45 | 0 | 1883.1259 | 608.45 | 4311.08 | 1040.28 | 5351.36
2012 | Outpatient Healthcare | 4C | 3804.01 | 601.55 | 628.96 | 513.37 | 441.19 | 132.86 | 1853.61 | 188.37 | 0 | 938.74 | 5.75 | 0.024109 | 5.7259 | 0 | 20.27 | 90.15 | 0 | 246.4 | 0 | 2169.8059 | 628.96 | 4597.5 | 1063.73 | 5661.23
2012 | Outpatient Healthcare | 5A | 3804.01 | 775.44 | 824.9 | 615.95 | 441.19 | 133.05 | 1853.61 | 188.37 | 0 | 935.12 | 6.1 | 0.024109 | 6.0759 | 0 | 168.68 | 74.33 | 0 | 251.09 | 0 | 2575.5959 | 824.9 | 5003.47 | 1264.37 | 6267.84
2012 | Outpatient Healthcare | 5B | 3804.01 | 432.88 | 821.95 | 532.81 | 441.19 | 133.06 | 1853.61 | 188.37 | 0 | 549.91 | 4.96 | 0.024109 | 4.9359 | 0 | 281.62 | 0 | 0 | 249.02 | 0 | 1802.1559 | 821.95 | 4230.04 | 1259.34 | 5489.38
2012 | Outpatient Healthcare | 5C | 3804.01 | 532.99 | 595.09 | 362.28 | 441.19 | 132.85 | 1853.61 | 188.37 | 0 | 926.8 | 5.63 | 0.024109 | 5.6059 | 0 | 12.14 | 70.29 | 0 | 250.6 | 0 | 1910.1059 | 595.09 | 4337.8 | 1034.07 | 5371.87
2012 | Outpatient Healthcare | 6A | 3804.01 | 870.64 | 1336.69 | 639.25 | 441.19 | 132.99 | 1853.61 | 188.37 | 0 | 955.87 | 8.48 | 0.024109 | 8.4559 | 0 | 292.53 | 77.56 | 0 | 256.61 | 0 | 2844.3059 | 1336.69 | 5272.13 | 1781.67 | 7053.8
2012 | Outpatient Healthcare | 6B | 3804.01 | 652.08 | 1129.86 | 455.95 | 441.19 | 132.89 | 1853.61 | 188.37 | 0 | 802.06 | 7.82 | 0.024109 | 7.7959 | 0 | 365.9 | 73.58 | 0 | 255.17 | 0 | 2357.3659 | 1129.86 | 4785.09 | 1573.41 | 6358.5
2012 | Outpatient Healthcare | 7 | 3804.01 | 890.32 | 1638.88 | 522.57 | 441.19 | 132.81 | 1853.61 | 188.37 | 0 | 961.53 | 9.59 | 0.024109 | 9.5659 | 0 | 383.82 | 77.87 | 0 | 263.2 | 0 | 2845.6759 | 1638.88 | 5273.32 | 2090.46 | 7363.78
2012 | Outpatient Healthcare | 8 | 3804.01 | 1080.56 | 2302.82 | 295 | 441.19 | 132.08 | 1853.61 | 188.37 | 0 | 976.84 | 12.14 | 0.024109 | 12.1159 | 0 | 499.16 | 86.28 | 0 | 272.38 | 0 | 2949.9559 | 2302.82 | 5376.86 | 2763.58 | 8140.44
2015 | Outpatient Healthcare | 0A | 3804.01 | 141.52 | 391.73 | 2048.42 | 453.07 | 132.64 | 1840.87 | 188.37 | 0 | 408.78 | 3.38 | 0.024109 | 3.3559 | 0 | 0 | 30.21 | 0 | 178.03 | 0 | 2632.2859 | 391.73 | 5058.88 | 758.14 | 5817.02
2015 | Outpatient Healthcare | 0B | 3804.01 | 171.83 | 396.86 | 1868.53 | 453.06 | 132.66 | 1840.87 | 188.37 | 0 | 402.32 | 3.39 | 0.024109 | 3.3659 | 0 | 0.49 | 0 | 0 | 178.81 | 0 | 2446.5359 | 396.86 | 4873.13 | 764.04 | 5637.17
2015 | Outpatient Healthcare | 1A | 3804.01 | 160.57 | 399.39 | 1538.99 | 453.67 | 132.68 | 1840.87 | 188.37 | 0 | 395.92 | 3.63 | 0.024109 | 3.6059 | 0 | 0 | 30.21 | 0 | 178.03 | 0 | 2129.2959 | 399.39 | 4556.53 | 765.79 | 5322.32
2015 | Outpatient Healthcare | 1B | 3804.01 | 183.45 | 390.08 | 1607.53 | 453.45 | 132.51 | 1840.87 | 188.37 | 0 | 389.73 | 3.02 | 0.024109 | 2.9959 | 0 | 2.31 | 0 | 0 | 181.41 | 0 | 2186.0159 | 390.08 | 4612.87 | 759.86 | 5372.73
2015 | Outpatient Healthcare | 2A | 3804.01 | 209.57 | 407.64 | 1368.27 | 453.59 | 132.46 | 1840.87 | 188.37 | 0 | 388.18 | 3.27 | 0.024109 | 3.2459 | 0 | 21.83 | 25.19 | 0 | 183.04 | 0 | 2016.2859 | 407.64 | 4443.23 | 779.06 | 5222.29
2015 | Outpatient Healthcare | 2B | 3804.01 | 291.88 | 299.76 | 1026.74 | 453.93 | 132.56 | 1840.87 | 188.37 | 0 | 403.36 | 2.47 | 0.024109 | 2.4459 | 0 | 260.06 | 0 | 0 | 184.13 | 0 | 1984.4859 | 299.76 | 4411.87 | 672.27 | 5084.14
2015 | Outpatient Healthcare | 3A | 3804.01 | 258.82 | 359.38 | 876.87 | 453.88 | 132.53 | 1840.87 | 188.37 | 0 | 402.52 | 2.83 | 0.024109 | 2.8059 | 0 | 97.53 | 21.39 | 0 | 192.38 | 0 | 1659.9359 | 359.38 | 4087.25 | 740.13 | 4827.38
2015 | Outpatient Healthcare | 3B | 3804.01 | 263.01 | 316.48 | 776.64 | 453.71 | 132.53 | 1840.87 | 188.37 | 0 | 400.94 | 2.56 | 0.024109 | 2.5359 | 0 | 243.93 | 0 | 0 | 189.65 | 0 | 1687.0559 | 316.48 | 4114.18 | 694.5 | 4808.68
2015 | Outpatient Healthcare | 3C | 3804.01 | 188.65 | 410.71 | 704.89 | 453.61 | 132.51 | 1840.87 | 188.37 | 0 | 384.22 | 3.41 | 0.024109 | 3.3859 | 0 | 43.23 | 0 | 0 | 193.24 | 0 | 1324.3759 | 410.71 | 3751.38 | 792.33 | 4543.71
2015 | Outpatient Healthcare | 4A | 3804.01 | 304.39 | 510.22 | 663.62 | 453.01 | 132.33 | 1840.87 | 188.37 | 0 | 409.79 | 3.96 | 0.024109 | 3.9359 | 0 | 158.83 | 21.1 | 0 | 200.96 | 0 | 1561.6659 | 510.22 | 3987.91 | 899.56 | 4887.47
2015 | Outpatient Healthcare | 4B | 3804.01 | 266.77 | 332.1 | 584.23 | 452.71 | 132.43 | 1840.87 | 188.37 | 0 | 440.29 | 2.57 | 0.024109 | 2.5459 | 0 | 340.82 | 0 | 0 | 198.37 | 0 | 1634.6559 | 332.1 | 4060.68 | 718.84 | 4779.52
2015 | Outpatient Healthcare | 4C | 3804.01 | 206.47 | 504.45 | 396.96 | 453.47 | 132.18 | 1840.87 | 188.37 | 0 | 405.41 | 3.96 | 0.024109 | 3.9359 | 0 | 33.69 | 0 | 0 | 203.58 | 0 | 1046.4659 | 504.45 | 3473 | 896.4 | 4369.4
2015 | Outpatient Healthcare | 5A | 3804.01 | 347.21 | 630.68 | 469.95 | 453.04 | 132.37 | 1840.87 | 188.37 | 0 | 408.92 | 4.47 | 0.024109 | 4.4459 | 0 | 199.81 | 20.07 | 0 | 208.51 | 0 | 1450.4059 | 630.68 | 3876.71 | 1027.57 | 4904.28
2015 | Outpatient Healthcare | 5B | 3804.01 | 319.69 | 459.03 | 468.45 | 452.85 | 132.38 | 1840.87 | 188.37 | 0 | 447.26 | 3.15 | 0.024109 | 3.1259 | 0 | 337.37 | 0 | 0 | 206.32 | 0 | 1575.8959 | 459.03 | 4002.01 | 853.72 | 4855.73
2015 | Outpatient Healthcare | 5C | 3804.01 | 190.19 | 497.75 | 293.72 | 453.39 | 132.17 | 1840.87 | 188.37 | 0 | 419.32 | 4.07 | 0.024109 | 4.0459 | 0 | 22.92 | 0 | 0 | 208.04 | 0 | 930.1959 | 497.75 | 3356.64 | 894.17 | 4250.81
2015 | Outpatient Healthcare | 6A | 3804.01 | 417.77 | 1073.35 | 492.4 | 453.09 | 132.31 | 1840.87 | 188.37 | 0 | 431.04 | 6.99 | 0.024109 | 6.9659 | 0 | 353.99 | 20.96 | 0 | 214.22 | 0 | 1723.1259 | 1073.35 | 4149.42 | 1475.95 | 5625.37
2015 | Outpatient Healthcare | 6B | 3804.01 | 380.17 | 983.22 | 381.01 | 453.07 | 132.22 | 1840.87 | 188.37 | 0 | 453.26 | 6.8 | 0.024109 | 6.7759 | 0 | 455.57 | 0 | 0 | 212.76 | 0 | 1676.7859 | 983.22 | 4102.96 | 1384.36 | 5487.32
2015 | Outpatient Healthcare | 7 | 3804.01 | 437.47 | 1299.41 | 409.51 | 452.95 | 132.14 | 1840.87 | 188.37 | 0 | 443.25 | 7.9 | 0.024109 | 7.8759 | 0 | 459.7 | 21.09 | 0 | 221.06 | 0 | 1778.8959 | 1299.41 | 4204.86 | 1708.84 | 5913.7
2015 | Outpatient Healthcare | 8 | 3804.01 | 531.97 | 1743.74 | 240.11 | 454.44 | 131.41 | 1840.87 | 188.37 | 0 | 446.53 | 9.56 | 0.024109 | 9.5359 | 0 | 580.01 | 20.53 | 0 | 230.46 | 0 | 1828.6859 | 1743.74 | 4255.44 | 2162.58 | 6418.02
2018 | Outpatient Healthcare | 0A | 3804.01 | 124.79 | 355.34 | 2000.66 | 414.13 | 89.4 | 1840.87 | 188.37 | 0 | 399.14 | 3.13 | 0.024109 | 3.1059 | 0 | 0 | 30.21 | 0 | 178.03 | 0 | 2557.9059 | 355.34 | 4902.34 | 721.74 | 5624.08
2018 | Outpatient Healthcare | 0B | 3804.01 | 146.19 | 357.46 | 1832.08 | 414.12 | 89.42 | 1840.87 | 188.37 | 0 | 386.56 | 3.14 | 0.024109 | 3.1159 | 0 | 0.91 | 0 | 0 | 178.81 | 0 | 2368.8559 | 357.46 | 4713.29 | 724.65 | 5437.94
2018 | Outpatient Healthcare | 1A | 3804.01 | 142.43 | 367.58 | 1500.84 | 414.66 | 89.43 | 1840.87 | 188.37 | 0 | 379.7 | 3.43 | 0.024109 | 3.4059 | 0 | 0 | 30.21 | 0 | 178.03 | 0 | 2056.5859 | 367.58 | 4401.56 | 733.98 | 5135.54
2018 | Outpatient Healthcare | 1B | 3804.01 | 160.47 | 346.93 | 1574.61 | 414.48 | 89.32 | 1840.87 | 188.37 | 0 | 372.39 | 2.82 | 0.024109 | 2.7959 | 0 | 4.84 | 0 | 0 | 181.41 | 0 | 2115.1059 | 346.93 | 4459.79 | 716.72 | 5176.51
2018 | Outpatient Healthcare | 2A | 3804.01 | 189.17 | 361.43 | 1329 | 414.6 | 89.28 | 1840.87 | 188.37 | 0 | 368.14 | 2.97 | 0.024109 | 2.9459 | 0 | 27.13 | 24.89 | 0 | 183.03 | 0 | 1941.2759 | 361.43 | 4286.05 | 732.84 | 5018.89
2018 | Outpatient Healthcare | 2B | 3804.01 | 259.45 | 263.57 | 1000.03 | 414.9 | 89.35 | 1840.87 | 188.37 | 0 | 382.06 | 2.3 | 0.024109 | 2.2759 | 0 | 292.73 | 0 | 0 | 184.13 | 0 | 1936.5459 | 263.57 | 4281.68 | 636.08 | 4917.76
2018 | Outpatient Healthcare | 3A | 3804.01 | 235.07 | 322.14 | 849.23 | 414.86 | 89.33 | 1840.87 | 188.37 | 0 | 380.88 | 2.67 | 0.024109 | 2.6459 | 0 | 109.71 | 20.43 | 0 | 192.38 | 0 | 1597.9659 | 322.14 | 3943.05 | 702.89 | 4645.94
2018 | Outpatient Healthcare | 3B | 3804.01 | 236.81 | 290.69 | 753.05 | 414.69 | 89.33 | 1840.87 | 188.37 | 0 | 378.74 | 2.43 | 0.024109 | 2.4059 | 0 | 277.04 | 0 | 0 | 189.64 | 0 | 1648.0459 | 290.69 | 3992.95 | 668.7 | 4661.65
2018 | Outpatient Healthcare | 3C | 3804.01 | 170.34 | 368.19 | 678.93 | 414.61 | 89.32 | 1840.87 | 188.37 | 0 | 362.58 | 3.06 | 0.024109 | 3.0359 | 0 | 50.66 | 0 | 0 | 193.24 | 0 | 1265.5459 | 368.19 | 3610.37 | 749.8 | 4360.17
2018 | Outpatient Healthcare | 4A | 3804.01 | 278.33 | 499.44 | 636.23 | 414.28 | 89.2 | 1840.87 | 188.37 | 0 | 381.25 | 3.95 | 0.024109 | 3.9259 | 0 | 171.26 | 19.7 | 0 | 200.96 | 0 | 1490.6959 | 499.44 | 3835.06 | 888.77 | 4723.83
2018 | Outpatient Healthcare | 4B | 3804.01 | 241.21 | 323.85 | 558.95 | 414.02 | 89.26 | 1840.87 | 188.37 | 0 | 411.06 | 2.54 | 0.024109 | 2.5159 | 0 | 374.32 | 0 | 0 | 198.37 | 0 | 1588.0559 | 323.85 | 3932.23 | 710.59 | 4642.82
2018 | Outpatient Healthcare | 4C | 3804.01 | 185.68 | 475.23 | 371.31 | 414.73 | 89.09 | 1840.87 | 188.37 | 0 | 378.18 | 3.79 | 0.024109 | 3.7659 | 0 | 41.17 | 0 | 0 | 203.58 | 0 | 980.1059 | 475.23 | 3324.82 | 867.18 | 4192
2018 | Outpatient Healthcare | 5A | 3804.01 | 318.37 | 619.83 | 449.38 | 414.21 | 89.22 | 1840.87 | 188.37 | 0 | 379.65 | 4.52 | 0.024109 | 4.4959 | 0 | 213.15 | 18.68 | 0 | 208.51 | 0 | 1383.7259 | 619.83 | 3728.04 | 1016.72 | 4744.76
2018 | Outpatient Healthcare | 5B | 3804.01 | 291.21 | 458.23 | 449.91 | 414.02 | 89.23 | 1840.87 | 188.37 | 0 | 417.08 | 3.18 | 0.024109 | 3.1559 | 0 | 372.27 | 0 | 0 | 206.32 | 0 | 1533.6259 | 458.23 | 3877.77 | 852.93 | 4730.7
2018 | Outpatient Healthcare | 5C | 3804.01 | 172.32 | 481.79 | 273.57 | 414.53 | 89.09 | 1840.87 | 188.37 | 0 | 392.46 | 3.99 | 0.024109 | 3.9659 | 0 | 29.14 | 0 | 0 | 208.04 | 0 | 871.4559 | 481.79 | 3215.97 | 878.2 | 4094.17
2018 | Outpatient Healthcare | 6A | 3804.01 | 383.05 | 1068.64 | 473.99 | 414.15 | 89.18 | 1840.87 | 188.37 | 0 | 403.98 | 7.31 | 0.024109 | 7.2859 | 0 | 367.31 | 20.24 | 0 | 214.23 | 0 | 1655.8559 | 1068.64 | 4000.08 | 1471.25 | 5471.33
2018 | Outpatient Healthcare | 6B | 3804.01 | 355.2 | 975.03 | 364.86 | 414.13 | 89.12 | 1840.87 | 188.37 | 0 | 424.59 | 7.15 | 0.024109 | 7.1259 | 0 | 484.54 | 0 | 0 | 212.76 | 0 | 1636.3159 | 975.03 | 3980.45 | 1376.17 | 5356.62
2018 | Outpatient Healthcare | 7 | 3804.01 | 401.35 | 1291.69 | 394.25 | 414.02 | 89.06 | 1840.87 | 188.37 | 0 | 417.66 | 8.19 | 0.024109 | 8.1659 | 0 | 474.77 | 20.23 | 0 | 221.05 | 0 | 1716.4259 | 1291.69 | 4060.41 | 1701.11 | 5761.52
2018 | Outpatient Healthcare | 8 | 3804.01 | 488.1 | 1742.25 | 230.42 | 415.36 | 88.57 | 1840.87 | 188.37 | 0 | 419.88 | 9.94 | 0.024109 | 9.9159 | 0 | 603.94 | 19.92 | 0 | 230.46 | 0 | 1772.1759 | 1742.25 | 4117 | 2161.08 | 6278.08
2006 | Primary School | 0A | 6871 | 0 | 37.07 | 3755.71 | 1223.07 | 83.37 | 1305.76 | 361.03 | 48.04 | 1304.69 | 0.28 | 0.014366 | 0.26563 | 0 | 0 | 359.21 | 25.82 | 83.23 | 79.44 | 5419.8756 | 37.07 | 8185.38 | 481.33 | 8666.71
2006 | Primary School | 0B | 6871 | 0 | 139.46 | 3211.93 | 1223.07 | 83.39 | 1305.76 | 361.03 | 48.04 | 1223.34 | 0.73 | 0.014366 | 0.71563 | 0 | 0 | 334.96 | 25.82 | 85.54 | 78.66 | 4770.9456 | 139.46 | 7535.68 | 586.04 | 8121.72
2006 | Primary School | 1A | 6871 | 0 | 14.66 | 2379.31 | 1223.07 | 83.39 | 1305.76 | 361.03 | 48.04 | 922.92 | 0.21 | 0.014366 | 0.19563 | 0 | 0 | 249.62 | 25.83 | 89.97 | 78 | 3552.0456 | 14.66 | 6316.14 | 465.66 | 6781.8
2006 | Primary School | 1B | 6871 | 0 | 391.58 | 2683.09 | 1223.07 | 83.29 | 1305.76 | 361.03 | 48.04 | 1184.18 | 1.84 | 0.014366 | 1.8256 | 0 | 0 | 322.9 | 25.83 | 93.09 | 78.08 | 4191.9956 | 391.58 | 6956.08 | 845.7 | 7801.78
2006 | Primary School | 2A | 6871 | 0 | 205.58 | 2029.08 | 1223.07 | 83.26 | 1305.76 | 361.03 | 48.04 | 917.99 | 1.04 | 0.014366 | 1.0256 | 0 | 0 | 246.99 | 25.84 | 98.76 | 77.84 | 3195.0856 | 205.58 | 5958.9 | 665.38 | 6624.28
2006 | Primary School | 2B | 6871 | 0 | 388.08 | 1534.81 | 1223.07 | 83.32 | 1305.76 | 361.03 | 48.04 | 1023.03 | 1.87 | 0.014366 | 1.8556 | 0 | 0 | 159.11 | 25.84 | 100.23 | 76.21 | 2718.8056 | 388.08 | 5481.05 | 849.34 | 6330.39
2006 | Primary School | 3A | 6871 | 0 | 834.3 | 1193.03 | 1223.07 | 83.31 | 1305.76 | 361.03 | 48.04 | 842.14 | 3.57 | 0.014366 | 3.5556 | 0 | 0 | 225.24 | 25.85 | 112.32 | 76.91 | 2263.9656 | 834.3 | 5026.9 | 1307.65 | 6334.55
2006 | Primary School | 3B | 6871 | 0 | 614.71 | 1111.74 | 1223.07 | 83.3 | 1305.76 | 361.03 | 48.04 | 966.1 | 2.9 | 0.014366 | 2.8856 | 0 | 0 | 187.17 | 25.85 | 109.06 | 76.09 | 2267.8956 | 614.71 | 5030.01 | 1084.8 | 6114.81
2006 | Primary School | 3C | 6871 | 0 | 344.94 | 867.36 | 1223.07 | 83.29 | 1305.76 | 361.03 | 48.04 | 738.06 | 1.49 | 0.014366 | 1.4756 | 0 | 0 | 0 | 25.85 | 111.36 | 76.98 | 1606.8956 | 344.94 | 4369.89 | 817.33 | 5187.22
2006 | Primary School | 4A | 6871 | 0 | 1544.23 | 806.19 | 1223.07 | 83.18 | 1305.76 | 361.03 | 48.04 | 817.1 | 6.27 | 0.014366 | 6.2556 | 0 | 0 | 219.22 | 25.86 | 122.2 | 76.59 | 1848.7656 | 1544.23 | 4611.26 | 2027.46 | 6638.72
2006 | Primary School | 4B | 6871 | 0 | 901.33 | 757.69 | 1223.07 | 83.24 | 1305.76 | 361.03 | 48.04 | 957.69 | 4.19 | 0.014366 | 4.1756 | 0 | 0 | 177.27 | 25.85 | 119.24 | 75.83 | 1896.8256 | 901.33 | 4658.64 | 1381.6 | 6040.24
2006 | Primary School | 4C | 6871 | 0 | 1030.6 | 311.98 | 1223.07 | 83.08 | 1305.76 | 361.03 | 48.04 | 698.36 | 4.53 | 0.014366 | 4.5156 | 0 | 0 | 106.25 | 25.86 | 123.58 | 76.15 | 1121.1056 | 1030.6 | 3883.08 | 1515.2 | 5398.28
2006 | Primary School | 5A | 6871 | 0 | 1765.46 | 446.51 | 1223.07 | 83.2 | 1305.76 | 361.03 | 48.04 | 771.88 | 7.06 | 0.014366 | 7.0456 | 0 | 0 | 142.01 | 25.86 | 130.24 | 76.15 | 1367.4456 | 1765.46 | 4129.54 | 2256.73 | 6386.27
2006 | Primary School | 5B | 6871 | 0 | 1214.13 | 520.14 | 1223.07 | 83.21 | 1305.76 | 361.03 | 48.04 | 893.18 | 5.66 | 0.014366 | 5.6456 | 0 | 0 | 160.39 | 25.86 | 127.6 | 75.76 | 1579.3556 | 1214.13 | 4341.06 | 1702.76 | 6043.82
2006 | Primary School | 5C | 6871 | 0 | 1090.25 | 193.53 | 1223.07 | 83.08 | 1305.76 | 361.03 | 48.04 | 657.41 | 4.67 | 0.014366 | 4.6556 | 0 | 0 | 137.54 | 25.87 | 127.88 | 76.03 | 993.1356 | 1090.25 | 3754.99 | 1579.16 | 5334.15
2006 | Primary School | 6A | 6871 | 0 | 2781.88 | 480.85 | 1223.07 | 83.17 | 1305.76 | 361.03 | 48.04 | 850.98 | 11.03 | 0.014366 | 11.0156 | 0 | 0 | 140.01 | 25.87 | 136.84 | 75.9 | 1482.8556 | 2781.88 | 4244.66 | 3279.75 | 7524.41
2006 | Primary School | 6B | 6871 | 0 | 2135.62 | 332.4 | 1223.07 | 83.11 | 1305.76 | 361.03 | 48.04 | 876.65 | 8.82 | 0.014366 | 8.8056 | 0 | 0 | 160.04 | 25.87 | 134.91 | 75.44 | 1377.8956 | 2135.62 | 4139.2 | 2631.55 | 6770.75
2006 | Primary School | 7 | 6871 | 0 | 4021.03 | 384.82 | 1223.07 | 83.05 | 1305.76 | 361.03 | 48.04 | 829.73 | 14.8 | 0.014366 | 14.7856 | 0 | 0 | 225.77 | 25.87 | 143.92 | 75.82 | 1455.1056 | 4021.03 | 4216.73 | 4525.99 | 8742.72
2006 | Primary School | 8 | 6871 | 0 | 6697.65 | 191.75 | 1223.07 | 82.6 | 1305.76 | 361.03 | 48.04 | 917.23 | 24.52 | 0.014366 | 24.5056 | 0 | 0 | 252.01 | 25.88 | 152.66 | 75.29 | 1385.4956 | 6697.65 | 4146.14 | 7211.34 | 11357.48
2009 | Primary School | 0A | 6871 | 0 | 46.5 | 3629.59 | 1223.07 | 53.22 | 1305.76 | 361.03 | 48.04 | 1150.89 | 0.32 | 0.014366 | 0.30563 | 0 | 0 | 308.6 | 25.82 | 83.28 | 79.43 | 5089.3856 | 46.5 | 7824.73 | 490.8 | 8315.53
2009 | Primary School | 0B | 6871 | 0 | 119.64 | 3063.03 | 1223.07 | 53.23 | 1305.76 | 361.03 | 48.04 | 1069.82 | 0.64 | 0.014366 | 0.62563 | 0 | 0 | 288.26 | 25.82 | 85.55 | 78.66 | 4421.7356 | 119.64 | 7156.33 | 566.22 | 7722.55
2009 | Primary School | 1A | 6871 | 0 | 14.91 | 2278.43 | 1223.07 | 53.24 | 1305.76 | 361.03 | 48.04 | 804.62 | 0.2 | 0.014366 | 0.18563 | 0 | 0 | 208.67 | 25.83 | 89.96 | 78 | 3291.9056 | 14.91 | 6025.87 | 465.9 | 6491.77
2009 | Primary School | 1B | 6871 | 0 | 273.15 | 2580.31 | 1223.07 | 53.17 | 1305.76 | 361.03 | 48.04 | 1055.61 | 1.29 | 0.014366 | 1.2756 | 0 | 0 | 280.09 | 25.83 | 93.08 | 78.07 | 3917.2856 | 273.15 | 6651.23 | 727.26 | 7378.49
2009 | Primary School | 2A | 6871 | 0 | 72.04 | 1843.97 | 1223.07 | 53.15 | 1305.76 | 361.03 | 48.04 | 764.6 | 0.49 | 0.014366 | 0.47563 | 0 | 0 | 196.95 | 25.84 | 98.66 | 77.82 | 2805.9956 | 72.04 | 5539.68 | 531.73 | 6071.41
2009 | Primary School | 2B | 6871 | 0 | 159.29 | 1370.11 | 1223.07 | 53.19 | 1305.76 | 361.03 | 48.04 | 851.17 | 0.87 | 0.014366 | 0.85563 | 0 | 0 | 141.01 | 25.84 | 100.1 | 76.2 | 2363.1456 | 159.29 | 5095.25 | 620.43 | 5715.68
2009 | Primary School | 3A | 6871 | 0 | 353.46 | 982.78 | 1223.07 | 53.18 | 1305.76 | 361.03 | 48.04 | 676.98 | 1.89 | 0.014366 | 1.8756 | 0 | 0 | 126.38 | 25.85 | 112.13 | 76.87 | 1788.0156 | 353.46 | 4520.78 | 826.62 | 5347.4
2009 | Primary School | 3B | 6871 | 0 | 229.22 | 960.14 | 1223.07 | 53.18 | 1305.76 | 361.03 | 48.04 | 788.21 | 1.43 | 0.014366 | 1.4156 | 0 | 0 | 136.75 | 25.85 | 108.85 | 76.05 | 1886.5156 | 229.22 | 4618.47 | 699.1 | 5317.57
2009 | Primary School | 3C | 6871 | 0 | 141.01 | 706.74 | 1223.07 | 53.17 | 1305.76 | 361.03 | 48.04 | 606.35 | 0.92 | 0.014366 | 0.90563 | 0 | 0 | 0 | 25.85 | 111.16 | 76.98 | 1313.9956 | 141.01 | 4046.86 | 613.2 | 4660.06
2009 | Primary School | 4A | 6871 | 0 | 705.59 | 657.75 | 1223.07 | 53.1 | 1305.76 | 361.03 | 48.04 | 647.11 | 3.53 | 0.014366 | 3.5156 | 0 | 0 | 120.22 | 25.86 | 121.92 | 76.53 | 1428.5956 | 705.59 | 4160.95 | 1188.54 | 5349.49
2009 | Primary School | 4B | 6871 | 0 | 341.72 | 644.67 | 1223.07 | 53.14 | 1305.76 | 361.03 | 48.04 | 773.83 | 1.88 | 0.014366 | 1.8656 | 0 | 0 | 159.99 | 25.85 | 118.98 | 75.77 | 1580.3556 | 341.72 | 4312.01 | 821.72 | 5133.73
2009 | Primary School | 4C | 6871 | 0 | 566.77 | 248.14 | 1223.07 | 53.04 | 1305.76 | 361.03 | 48.04 | 604.08 | 2.79 | 0.014366 | 2.7756 | 0 | 0 | 103.88 | 25.86 | 123.37 | 76.13 | 958.8756 | 566.77 | 3690.78 | 1051.17 | 4741.95
2009 | Primary School | 5A | 6871 | 0 | 1158.47 | 402.05 | 1223.07 | 53.11 | 1305.76 | 361.03 | 48.04 | 661.2 | 5.47 | 0.014366 | 5.4556 | 0 | 0 | 97.75 | 25.86 | 130.02 | 76.17 | 1166.4556 | 1158.47 | 3898.48 | 1649.52 | 5548
2009 | Primary School | 5B | 6871 | 0 | 733.3 | 472.69 | 1223.07 | 53.12 | 1305.76 | 361.03 | 48.04 | 771.93 | 4.23 | 0.014366 | 4.2156 | 0 | 0 | 135.34 | 25.86 | 127.4 | 75.75 | 1384.1756 | 733.3 | 4115.77 | 1221.73 | 5337.5
2009 | Primary School | 5C | 6871 | 0 | 596.97 | 138.75 | 1223.07 | 53.03 | 1305.76 | 361.03 | 48.04 | 569.97 | 3.29 | 0.014366 | 3.2756 | 0 | 0 | 97.81 | 25.86 | 127.67 | 76.01 | 809.8056 | 596.97 | 3541.58 | 1085.67 | 4627.25
2009 | Primary School | 6A | 6871 | 0 | 1977.7 | 441.99 | 1223.07 | 53.09 | 1305.76 | 361.03 | 48.04 | 737.91 | 8.16 | 0.014366 | 8.1456 | 0 | 0 | 112.09 | 25.87 | 136.61 | 75.95 | 1300.1356 | 1977.7 | 4031.91 | 2475.34 | 6507.25
2009 | Primary School | 6B | 6871 | 0 | 1418.5 | 304.16 | 1223.07 | 53.05 | 1305.76 | 361.03 | 48.04 | 762.64 | 6.45 | 0.014366 | 6.4356 | 0 | 0 | 134.06 | 25.87 | 134.7 | 75.46 | 1207.2956 | 1418.5 | 3938.55 | 1914.23 | 5852.78
2009 | Primary School | 7 | 6871 | 0 | 3429.19 | 372.07 | 1223.07 | 53.02 | 1305.76 | 361.03 | 48.04 | 726.18 | 14.03 | 0.014366 | 14.0156 | 0 | 0 | 191.2 | 25.87 | 143.65 | 75.88 | 1303.4656 | 3429.19 | 4035.1 | 3933.87 | 7968.97
2009 | Primary School | 8 | 6871 | 0 | 5937.28 | 171.09 | 1223.07 | 52.73 | 1305.76 | 361.03 | 48.04 | 793.94 | 24.27 | 0.014366 | 24.2556 | 0 | 0 | 213.47 | 25.88 | 152.45 | 75.37 | 1202.7556 | 5937.28 | 3933.63 | 6450.75 | 10384.38
2012 | Primary School | 0A | 6871 | 0 | 15.97 | 2708.92 | 868.95 | 53.22 | 1305.76 | 361.03 | 27.39 | 896.27 | 0.21 | 0.014366 | 0.19563 | 0 | 0 | 258.89 | 25.82 | 83.18 | 79.45 | 3864.2756 | 15.97 | 6224.88 | 460.18 | 6685.06
2012 | Primary School | 0B | 6871 | 0 | 12.4 | 2180.29 | 869.02 | 53.23 | 1305.76 | 361.03 | 27.39 | 782.79 | 0.21 | 0.014366 | 0.19563 | 0 | 0 | 204.39 | 25.82 | 85.43 | 78.7 | 3167.6656 | 12.4 | 5527.61 | 458.87 | 5986.48
2012 | Primary School | 1A | 6871 | 0 | 0.57 | 1652.35 | 868.06 | 53.24 | 1305.76 | 361.03 | 27.39 | 613.5 | 0.15 | 0.014366 | 0.13563 | 0 | 0 | 172.51 | 25.83 | 89.86 | 78.09 | 2438.4956 | 0.57 | 4796.88 | 451.45 | 5248.33
2012 | Primary School | 1B | 6871 | 0 | 65.13 | 1836.37 | 868.23 | 53.17 | 1305.76 | 361.03 | 27.39 | 778.89 | 0.45 | 0.014366 | 0.43563 | 0 | 0 | 200.85 | 25.83 | 92.98 | 78.12 | 2816.5456 | 65.13 | 5175.07 | 519.14 | 5694.21
2012 | Primary School | 2A | 6871 | 0 | 35.13 | 1306.61 | 868.66 | 53.15 | 1305.76 | 361.03 | 27.39 | 599.13 | 0.41 | 0.014366 | 0.39563 | 0 | 0 | 107.24 | 25.84 | 98.62 | 77.97 | 2013.3756 | 35.13 | 4372.15 | 494.78 | 4866.93
2012 | Primary School | 2B | 6871 | 0 | 65.39 | 1054.32 | 866.84 | 53.19 | 1305.76 | 361.03 | 27.39 | 670.15 | 0.51 | 0.014366 | 0.49563 | 0 | 0 | 115.24 | 25.84 | 100.08 | 76.29 | 1840.2056 | 65.39 | 4195.53 | 526.5 | 4722.03
2012 | Primary School | 3A | 6871 | 0 | 242.48 | 772.77 | 868.37 | 53.18 | 1305.76 | 361.03 | 27.39 | 550.58 | 1.51 | 0.014366 | 1.4956 | 0 | 0 | 101.95 | 25.85 | 112.08 | 76.95 | 1426.7956 | 242.48 | 3784.3 | 715.59 | 4499.89
2012 | Primary School | 3B | 6871 | 0 | 137.31 | 750.68 | 866.57 | 53.18 | 1305.76 | 361.03 | 27.39 | 633.26 | 0.93 | 0.014366 | 0.91563 | 0 | 0 | 126.93 | 25.85 | 108.79 | 76.14 | 1511.7856 | 137.31 | 3866.68 | 607.13 | 4473.81
2012 | Primary School | 3C | 6871 | 0 | 61.25 | 495.64 | 867.58 | 53.17 | 1305.76 | 361.03 | 27.39 | 496.27 | 0.57 | 0.014366 | 0.55563 | 0 | 0 | 43.13 | 25.84 | 111.15 | 77.08 | 1035.5956 | 61.25 | 3392.44 | 533.43 | 3925.87
2012 | Primary School | 4A | 6871 | 0 | 427.3 | 549.89 | 867.5 | 53.1 | 1305.76 | 361.03 | 27.39 | 548.34 | 2.36 | 0.014366 | 2.3456 | 0 | 0 | 112.55 | 25.85 | 121.82 | 76.59 | 1213.1256 | 427.3 | 3569.34 | 910.15 | 4479.49
2012 | Primary School | 4B | 6871 | 0 | 184.63 | 540.68 | 864.24 | 53.14 | 1305.76 | 361.03 | 27.39 | 662.66 | 1.56 | 0.014366 | 1.5456 | 0 | 0 | 113.45 | 25.85 | 118.89 | 75.85 | 1318.3356 | 184.63 | 3670.58 | 664.55 | 4335.13
2012 | Primary School | 4C | 6871 | 0 | 350.74 | 207.6 | 867.9 | 53.04 | 1305.76 | 361.03 | 27.39 | 519.85 | 2.07 | 0.014366 | 2.0556 | 0 | 0 | 91.06 | 25.86 | 123.28 | 76.17 | 820.5656 | 350.74 | 3176.69 | 835.05 | 4011.74
2012 | Primary School | 5A | 6871 | 0 | 762.39 | 334.65 | 867.67 | 53.11 | 1305.76 | 361.03 | 27.39 | 553.36 | 3.67 | 0.014366 | 3.6556 | 0 | 0 | 105.39 | 25.86 | 129.87 | 76.3 | 997.0556 | 762.39 | 3353.17 | 1253.29 | 4606.46
2012 | Primary School | 5B | 6871 | 0 | 465.84 | 398.42 | 866.35 | 53.12 | 1305.76 | 361.03 | 27.39 | 646.7 | 2.7 | 0.014366 | 2.6856 | 0 | 0 | 130.93 | 25.85 | 127.28 | 75.84 | 1178.7356 | 465.84 | 3533.06 | 954.15 | 4487.21
2012 | Primary School | 5C | 6871 | 0 | 395.06 | 114.37 | 867.78 | 53.03 | 1305.76 | 361.03 | 27.39 | 498.7 | 2.37 | 0.014366 | 2.3556 | 0 | 0 | 87.08 | 25.86 | 127.58 | 76.05 | 702.5056 | 395.06 | 3058.41 | 883.67 | 3942.08
2012 | Primary School | 6A | 6871 | 0 | 1259.17 | 349.68 | 869.02 | 53.09 | 1305.76 | 361.03 | 27.39 | 586.23 | 5.69 | 0.014366 | 5.6756 | 0 | 0 | 115.84 | 25.86 | 136.41 | 76.27 | 1057.4256 | 1259.17 | 3414.83 | 1756.62 | 5171.45
2012 | Primary School | 6B | 6871 | 0 | 840.24 | 243.98 | 869.02 | 53.05 | 1305.76 | 361.03 | 27.39 | 604.69 | 4.38 | 0.014366 | 4.3656 | 0 | 0 | 109.76 | 25.86 | 134.45 | 75.62 | 962.7956 | 840.24 | 3319.52 | 1335.73 | 4655.25
2012 | Primary School | 7 | 6871 | 0 | 1455.36 | 288.75 | 869.02 | 53.02 | 1305.76 | 361.03 | 27.39 | 591.99 | 6.37 | 0.014366 | 6.3556 | 0 | 0 | 114.32 | 25.86 | 143.44 | 76.08 | 1001.4156 | 1455.36 | 3358.55 | 1959.82 | 5318.37
2012 | Primary School | 8 | 6871 | 0 | 2756.21 | 120.04 | 869.02 | 52.73 | 1305.76 | 361.03 | 27.39 | 637.05 | 10.79 | 0.014366 | 10.7756 | 0 | 0 | 115.64 | 25.87 | 152.21 | 75.65 | 883.5056 | 2756.21 | 3239.94 | 3269.45 | 6509.39
2015 | Primary School | 0A | 6871 | 0 | 4.9 | 2233.17 | 746.68 | 44.11 | 1293.2 | 361.03 | 27.08 | 475.94 | 0.03 | 0.014366 | 0.015634 | 0 | 0 | 152.28 | 25.83 | 79.94 | 64.93 | 2861.4056 | 4.9 | 5063.26 | 445.87 | 5509.13
2015 | Primary School | 0B | 6871 | 0 | 4.49 | 1962.96 | 748.94 | 44.11 | 1293.2 | 361.03 | 27.09 | 568.76 | 0.04 | 0.014366 | 0.025634 | 0 | 0 | 131.72 | 25.82 | 81.81 | 64.48 | 2663.4656 | 4.49 | 4867.11 | 447.33 | 5314.44
2015 | Primary School | 1A | 6871 | 0 | 0.2 | 1464.19 | 752.19 | 44.11 | 1293.2 | 361.03 | 27.09 | 461.69 | 0.02 | 0.014366 | 0.0056341 | 0 | 0 | 129.67 | 25.83 | 86.41 | 64.26 | 2055.5556 | 0.2 | 4262.24 | 447.64 | 4709.88
2015 | Primary School | 1B | 6871 | 0 | 19.45 | 1597.27 | 751.86 | 44.05 | 1293.2 | 361.03 | 27.09 | 459.1 | 0.09 | 0.014366 | 0.075634 | 0 | 0 | 118.44 | 25.83 | 89.33 | 64.12 | 2174.8856 | 19.45 | 4381.04 | 469.81 | 4850.85
2015 | Primary School | 2A | 6871 | 0 | 12.91 | 1116.68 | 752.74 | 44.03 | 1293.2 | 361.03 | 27.09 | 430.96 | 0.17 | 0.014366 | 0.15563 | 0 | 0 | 74.16 | 25.83 | 95.15 | 64.15 | 1621.9556 | 12.91 | 3829.01 | 469.09 | 4298.1
2015 | Primary School | 2B | 6871 | 0 | 24.93 | 935.33 | 754.85 | 44.07 | 1293.2 | 361.03 | 27.09 | 464.32 | 0.2 | 0.014366 | 0.18563 | 0 | 0 | 63.32 | 25.84 | 96.43 | 63 | 1463.1556 | 24.93 | 3671.21 | 482.4 | 4153.61
2015 | Primary School | 3A | 6871 | 0 | 99.3 | 652.62 | 756.04 | 44.06 | 1293.2 | 361.03 | 27.09 | 365.03 | 0.81 | 0.014366 | 0.79563 | 0 | 0 | 63.53 | 25.84 | 108.62 | 63.57 | 1081.9756 | 99.3 | 3291.78 | 568.94 | 3860.72
2015 | Primary School | 3B | 6871 | 0 | 88.37 | 671.42 | 754.32 | 44.05 | 1293.2 | 361.03 | 27.09 | 430.42 | 0.51 | 0.014366 | 0.49563 | 0 | 0 | 0 | 25.84 | 105.25 | 62.93 | 1102.3356 | 88.37 | 3309.78 | 554.66 | 3864.44
2015 | Primary School | 3C | 6871 | 0 | 39.53 | 437.5 | 754.17 | 44.13 | 1293.2 | 361.03 | 27.09 | 338.78 | 0.3 | 0.014366 | 0.28563 | 0 | 0 | 0 | 25.84 | 107.76 | 63.59 | 776.5656 | 39.53 | 2984.58 | 508.33 | 3492.91
2015 | Primary School | 4A | 6871 | 0 | 219.71 | 470.54 | 752.49 | 44.14 | 1293.2 | 361.03 | 27.09 | 359.93 | 1.77 | 0.014366 | 1.7556 | 0 | 0 | 72.45 | 25.84 | 118.41 | 63.49 | 904.6756 | 219.71 | 3110.91 | 699.16 | 3810.07
2015 | Primary School | 4B | 6871 | 0 | 180.59 | 478.4 | 749.32 | 44.04 | 1293.2 | 361.03 | 27.09 | 444.89 | 0.97 | 0.014366 | 0.95563 | 0 | 0 | 0 | 25.84 | 115.36 | 62.8 | 924.2456 | 180.59 | 3126.53 | 656.97 | 3783.5
2015 | Primary School | 4C | 6871 | 0 | 456.33 | 182.99 | 757.07 | 44.13 | 1293.2 | 361.03 | 27.09 | 342.16 | 2.52 | 0.014366 | 2.5056 | 0 | 0 | 0 | 25.84 | 119.84 | 63.36 | 527.6556 | 456.33 | 2738.35 | 937.2 | 3675.55
2015 | Primary School | 5A | 6871 | 0 | 463.94 | 290.33 | 752.71 | 44.07 | 1293.2 | 361.03 | 27.09 | 348.5 | 2.44 | 0.014366 | 2.4256 | 0 | 0 | 70.44 | 25.84 | 126.51 | 63.44 | 711.6956 | 463.94 | 2918.04 | 951.49 | 3869.53
2015 | Primary School | 5B | 6871 | 0 | 484.34 | 351.21 | 751.59 | 44.11 | 1293.2 | 361.03 | 27.09 | 422.27 | 2.43 | 0.014366 | 2.4156 | 0 | 0 | 0 | 25.84 | 123.87 | 62.91 | 775.8956 | 484.34 | 2980.64 | 969.24 | 3949.88
2015 | Primary School | 5C | 6871 | 0 | 298.85 | 108.78 | 756.16 | 44.11 | 1293.2 | 361.03 | 27.09 | 330.79 | 1.88 | 0.014366 | 1.8656 | 0 | 0 | 62.06 | 25.84 | 124.32 | 63.39 | 503.4956 | 298.85 | 2713.29 | 784.19 | 3497.48
2015 | Primary School | 6A | 6871 | 0 | 944 | 312.99 | 753.44 | 44.09 | 1293.2 | 361.03 | 27.09 | 385.44 | 4.51 | 0.014366 | 4.4956 | 0 | 0 | 77.43 | 25.84 | 133.13 | 63.44 | 780.3556 | 944 | 2987.47 | 1438.16 | 4425.63
2015 | Primary School | 6B | 6871 | 0 | 733.73 | 218.5 | 753.6 | 44.04 | 1293.2 | 361.03 | 27.09 | 405.67 | 3.98 | 0.014366 | 3.9656 | 0 | 0 | 66.56 | 25.84 | 131.14 | 62.94 | 694.6956 | 733.73 | 2901.42 | 1225.9 | 4127.32
2015 | Primary School | 7 | 6871 | 0 | 1128.61 | 256.07 | 753.09 | 44.11 | 1293.2 | 361.03 | 27.09 | 389.42 | 5.08 | 0.014366 | 5.0656 | 0 | 0 | 75.73 | 25.84 | 140.19 | 63.35 | 726.2856 | 1128.61 | 2932.97 | 1629.83 | 4562.8
2015 | Primary School | 8 | 6871 | 0 | 2202.93 | 109.54 | 767.72 | 44.38 | 1293.2 | 361.03 | 27.1 | 426.97 | 9.34 | 0.014366 | 9.3256 | 0 | 0 | 78.92 | 25.85 | 149 | 63.03 | 624.7556 | 2202.93 | 2846.03 | 2712.96 | 5558.99
2018 | Primary School | 0A | 6871 | 0 | 7.44 | 1975.43 | 599.9 | 30.72 | 1293.2 | 361.03 | 19.43 | 451.53 | 0.04 | 0.014366 | 0.025634 | 0 | 0 | 149.81 | 25.83 | 79.88 | 64.94 | 2576.7956 | 7.44 | 4610.82 | 448.35 | 5059.17
2018 | Primary School | 0B | 6871 | 0 | 5.39 | 1817.39 | 601.61 | 30.72 | 1293.2 | 361.03 | 19.43 | 540.71 | 0.04 | 0.014366 | 0.025634 | 0 | 0 | 121.9 | 25.82 | 81.8 | 64.5 | 2480.0256 | 5.39 | 4515.32 | 448.23 | 4963.55
2018 | Primary School | 1A | 6871 | 0 | 0.2 | 1323.9 | 604.12 | 30.72 | 1293.2 | 361.03 | 19.43 | 439.86 | 0.02 | 0.014366 | 0.0056341 | 0 | 0 | 119.75 | 25.83 | 86.49 | 64.26 | 1883.5156 | 0.2 | 3921.08 | 447.72 | 4368.8
2018 | Primary School | 1B | 6871 | 0 | 27.34 | 1503.58 | 603.83 | 30.67 | 1293.2 | 361.03 | 19.43 | 460.11 | 0.12 | 0.014366 | 0.10563 | 0 | 0 | 114.94 | 25.83 | 89.32 | 64.13 | 2078.7356 | 27.34 | 4115.84 | 477.69 | 4593.53
2018 | Primary School | 2A | 6871 | 0 | 13.53 | 1093.71 | 604.49 | 30.66 | 1293.2 | 361.03 | 19.43 | 419.62 | 0.19 | 0.014366 | 0.17563 | 0 | 0 | 94.08 | 25.83 | 95.3 | 64.16 | 1607.5856 | 13.53 | 3645.37 | 469.86 | 4115.23
2018 | Primary School | 2B | 6871 | 0 | 27.14 | 892.62 | 606.09 | 30.69 | 1293.2 | 361.03 | 19.43 | 442.64 | 0.17 | 0.014366 | 0.15563 | 0 | 0 | 64.97 | 25.84 | 96.45 | 62.99 | 1400.3856 | 27.14 | 3438.64 | 484.62 | 3923.26
2018 | Primary School | 3A | 6871 | 0 | 119.75 | 612.15 | 607.01 | 30.68 | 1293.2 | 361.03 | 19.43 | 347.78 | 1.06 | 0.014366 | 1.0456 | 0 | 0 | 70.57 | 25.84 | 108.85 | 63.59 | 1031.5456 | 119.75 | 3071.3 | 589.63 | 3660.93
2018 | Primary School | 3B | 6871 | 0 | 104.07 | 642.21 | 605.69 | 30.68 | 1293.2 | 361.03 | 19.43 | 404.73 | 0.6 | 0.014366 | 0.58563 | 0 | 0 | 0 | 25.84 | 105.3 | 62.93 | 1047.5256 | 104.07 | 3085.3 | 570.4 | 3655.7
2018 | Primary School | 3C | 6871 | 0 | 43.39 | 410.28 | 605.57 | 30.73 | 1293.2 | 361.03 | 19.43 | 322.69 | 0.32 | 0.014366 | 0.30563 | 0 | 0 | 0 | 25.84 | 107.87 | 63.59 | 733.2756 | 43.39 | 2771.64 | 512.29 | 3283.93
2018 | Primary School | 4A | 6871 | 0 | 277.97 | 431.11 | 605.39 | 30.74 | 1293.2 | 361.03 | 19.43 | 336.95 | 1.75 | 0.014366 | 1.7356 | 0 | 0 | 86.96 | 25.84 | 118.67 | 63.52 | 856.7556 | 277.97 | 2894.88 | 757.67 | 3652.55
2018 | Primary School | 4B | 6871 | 0 | 217.56 | 447.19 | 603.14 | 30.67 | 1293.2 | 361.03 | 19.43 | 411.12 | 1.18 | 0.014366 | 1.1656 | 0 | 0 | 0 | 25.84 | 115.4 | 62.81 | 859.4756 | 217.56 | 2894.57 | 693.98 | 3588.55
2018 | Primary School | 4C | 6871 | 0 | 530.49 | 165.01 | 609.11 | 30.74 | 1293.2 | 361.03 | 19.43 | 319.55 | 3.03 | 0.014366 | 3.0156 | 0 | 0 | 0 | 25.84 | 120.17 | 63.38 | 487.5756 | 530.49 | 2529.29 | 1011.69 | 3540.98
2018 | Primary School | 5A | 6871 | 0 | 595.33 | 266.02 | 604.98 | 30.69 | 1293.2 | 361.03 | 19.43 | 331.18 | 3.5 | 0.014366 | 3.4856 | 0 | 0 | 78.11 | 25.84 | 126.8 | 63.47 | 678.7956 | 595.33 | 2716.42 | 1083.16 | 3799.58
2018 | Primary School | 5B | 6871 | 0 | 546.2 | 324.23 | 604.13 | 30.72 | 1293.2 | 361.03 | 19.43 | 392.5 | 2.79 | 0.014366 | 2.7756 | 0 | 0 | 0 | 25.84 | 123.94 | 62.92 | 719.5056 | 546.2 | 2755.76 | 1031.17 | 3786.93
2018 | Primary School | 5C | 6871 | 0 | 337.03 | 101.82 | 607.63 | 30.72 | 1293.2 | 361.03 | 19.43 | 313.11 | 2.61 | 0.014366 | 2.5956 | 0 | 0 | 72.01 | 25.84 | 124.51 | 63.41 | 489.5356 | 337.03 | 2529.77 | 822.57 | 3352.34
2018 | Primary School | 6A | 6871 | 0 | 1316.91 | 285.88 | 604.92 | 30.71 | 1293.2 | 361.03 | 19.43 | 366.91 | 7.27 | 0.014366 | 7.2556 | 0 | 0 | 100.38 | 25.84 | 133.41 | 63.44 | 760.4256 | 1316.91 | 2797.97 | 1811.35 | 4609.32
2018 | Primary School | 6B | 6871 | 0 | 856.38 | 200.84 | 605.04 | 30.67 | 1293.2 | 361.03 | 19.43 | 385.14 | 4.73 | 0.014366 | 4.7156 | 0 | 0 | 84.88 | 25.84 | 131.39 | 62.96 | 675.5756 | 856.38 | 2712.73 | 1348.8 | 4061.53
2018 | Primary School | 7 | 6871 | 0 | 1756.12 | 239.06 | 604.63 | 30.72 | 1293.2 | 361.03 | 19.43 | 374.76 | 2.11 | 0.014366 | 2.0956 | 0 | 0 | 99.41 | 25.84 | 140.47 | 63.35 | 715.3256 | 1756.12 | 2752.5 | 2257.61 | 5010.11
2018 | Primary School | 8 | 6871 | 0 | 3216.66 | 104.43 | 615.95 | 30.92 | 1293.2 | 361.03 | 19.44 | 415.1 | 4.56 | 0.014366 | 4.5456 | 0 | 0 | 119.16 | 25.85 | 149.28 | 63 | 643.2356 | 3216.66 | 2691.6 | 3726.96 | 6418.56
2006 | Quick Service Restaurant | 0A | 232.34 | 0 | 0 | 501.32 | 63.7 | 27.42 | 276.88 | 477.16 | 0 | 149.67 | 0 | 0 | 0 | 0 | 0 | 0 | 0 | 124.61 | 69.97 | 650.99 | 0 | 1088.97 | 601.77 | 1690.74
2006 | Quick Service Restaurant | 0B | 232.34 | 0 | 0.41 | 454.43 | 63.7 | 27.43 | 276.88 | 477.16 | 0 | 173.98 | 0 | 0 | 0 | 0 | 0 | 0 | 0 | 124.03 | 69.45 | 628.41 | 0.41 | 1065.88 | 601.59 | 1667.47
2006 | Quick Service Restaurant | 1A | 232.34 | 0 | 0.02 | 321.97 | 63.7 | 27.43 | 276.88 | 477.16 | 0 | 137.67 | 0 | 0 | 0 | 0 | 0 | 0 | 0 | 135.78 | 68.91 | 459.64 | 0.02 | 896.57 | 612.95 | 1509.52
2006 | Quick Service Restaurant | 1B | 232.34 | 0 | 15.73 | 367.19 | 63.7 | 27.4 | 276.88 | 477.16 | 0 | 169.82 | 0 | 0 | 0 | 0 | 0 | 0 | 0 | 136.07 | 68.77 | 537.01 | 15.73 | 973.76 | 628.96 | 1602.72
2006 | Quick Service Restaurant | 2A | 232.34 | 0 | 37.92 | 275.96 | 63.7 | 27.39 | 276.88 | 477.16 | 0 | 142.63 | 0 | 0 | 0 | 0 | 0 | 0 | 0 | 148.43 | 68.46 | 418.59 | 37.92 | 855.02 | 663.5 | 1518.52
2006 | Quick Service Restaurant | 2B | 232.34 | 0 | 32.43 | 186.92 | 63.7 | 27.41 | 276.88 | 477.16 | 0 | 167.57 | 0 | 0 | 0 | 0 | 0 | 0 | 0 | 149.26 | 67.28 | 354.49 | 32.43 | 789.76 | 658.84 | 1448.6
2006 | Quick Service Restaurant | 3A | 232.34 | 0 | 160.89 | 155.4 | 63.7 | 27.4 | 276.88 | 477.16 | 0 | 142.37 | 0 | 0 | 0 | 0 | 0 | 0 | 0 | 170.26 | 66.69 | 297.77 | 160.89 | 732.44 | 808.31 | 1540.75
2006 | Quick Service Restaurant | 3B | 232.34 | 0 | 84.49 | 129.94 | 63.7 | 27.4 | 276.88 | 477.16 | 0 | 161.81 | 0 | 0 | 0 | 0 | 0 | 0 | 0 | 164.63 | 66.75 | 291.75 | 84.49 | 726.49 | 726.27 | 1452.76
2006 | Quick Service Restaurant | 3C | 232.34 | 0 | 56.16 | 40.52 | 63.7 | 27.4 | 276.88 | 477.16 | 0 | 131.75 | 0 | 0 | 0 | 0 | 0 | 0 | 0 | 172.49 | 67.68 | 172.27 | 56.16 | 607.93 | 705.8 | 1313.73
2006 | Quick Service Restaurant | 4A | 232.34 | 0 | 342.23 | 96.51 | 63.7 | 27.36 | 276.88 | 477.16 | 0 | 132.21 | 0 | 0 | 0 | 0 | 0 | 0 | 0 | 187.59 | 64.99 | 228.72 | 342.23 | 661.65 | 1006.98 | 1668.63
2006 | Quick Service Restaurant | 4B | 232.34 | 0 | 174 | 74.4 | 63.7 | 27.38 | 276.88 | 477.16 | 0 | 156.19 | 0 | 0 | 0 | 0 | 0 | 0 | 0 | 182.52 | 65.61 | 230.59 | 174 | 664.16 | 833.68 | 1497.84
2006 | Quick Service Restaurant | 4C | 232.34 | 0 | 271.79 | 17.64 | 63.7 | 27.33 | 276.88 | 477.16 | 0 | 124.87 | 0 | 0 | 0 | 0 | 0 | 0 | 0 | 192.68 | 65.08 | 142.51 | 271.79 | 575.5 | 941.63 | 1517.13
2006 | Quick Service Restaurant | 5A | 232.34 | 0 | 513.94 | 53.79 | 63.7 | 27.37 | 276.88 | 477.16 | 0 | 126.37 | 0 | 0 | 0 | 0 | 0 | 0 | 0 | 202.12 | 64.06 | 180.16 | 513.94 | 612.17 | 1193.22 | 1805.39
2006 | Quick Service Restaurant | 5B | 232.34 | 0 | 327.22 | 49.73 | 63.7 | 27.37 | 276.88 | 477.16 | 0 | 150.42 | 0 | 0 | 0 | 0 | 0 | 0 | 0 | 197.88 | 64.55 | 200.15 | 327.22 | 632.64 | 1002.26 | 1634.9
2006 | Quick Service Restaurant | 5C | 232.34 | 0 | 357.55 | 5.42 | 63.7 | 27.33 | 276.88 | 477.16 | 0 | 114.01 | 0 | 0 | 0 | 0 | 0 | 0 | 0 | 201.02 | 64.29 | 119.43 | 357.55 | 551.63 | 1035.73 | 1587.36
2006 | Quick Service Restaurant | 6A | 232.34 | 0 | 716.2 | 58.41 | 63.7 | 27.35 | 276.88 | 477.16 | 0 | 130.49 | 0 | 0 | 0 | 0 | 0 | 0 | 0 | 212.83 | 63.63 | 188.9 | 716.2 | 620.46 | 1406.19 | 2026.65
2006 | Quick Service Restaurant | 6B | 232.34 | 0 | 524.83 | 31.09 | 63.7 | 27.33 | 276.88 | 477.16 | 0 | 143.31 | 0 | 0 | 0 | 0 | 0 | 0 | 0 | 210.05 | 63.56 | 174.4 | 524.83 | 605.87 | 1212.03 | 1817.9
2006 | Quick Service Restaurant | 7 | 232.34 | 0 | 911.83 | 43.02 | 63.7 | 27.32 | 276.88 | 477.16 | 0 | 126.37 | 0 | 0 | 0 | 0 | 0 | 0 | 0 | 225.59 | 63 | 169.39 | 911.83 | 600.29 | 1614.58 | 2214.87
2006 | Quick Service Restaurant | 8 | 232.34 | 0 | 1245.62 | 15.68 | 63.7 | 27.17 | 276.88 | 477.16 | 0 | 118.66 | 0 | 0 | 0 | 0 | 0 | 0 | 0 | 242.75 | 62.15 | 134.34 | 1245.62 | 564.25 | 1965.52 | 2529.77
2009 | Quick Service Restaurant | 0A | 232.34 | 0 | 0 | 467.93 | 63.7 | 18.21 | 276.88 | 477.16 | 0 | 149.5 | 0 | 0 | 0 | 0 | 0 | 0 | 0 | 124.42 | 70.61 | 617.43 | 0 | 1046.83 | 601.58 | 1648.41
2009 | Quick Service Restaurant | 0B | 232.34 | 0 | 0 | 417.67 | 63.7 | 18.21 | 276.88 | 477.16 | 0 | 173.6 | 0 | 0 | 0 | 0 | 0 | 0 | 0 | 123.95 | 69.83 | 591.27 | 0 | 1019.9 | 601.11 | 1621.01
2009 | Quick Service Restaurant | 1A | 232.34 | 0 | 0 | 309.25 | 63.7 | 18.21 | 276.88 | 477.16 | 0 | 137.64 | 0 | 0 | 0 | 0 | 0 | 0 | 0 | 135.78 | 68.97 | 446.89 | 0 | 874.66 | 612.94 | 1487.6
2009 | Quick Service Restaurant | 1B | 232.34 | 0 | 4.43 | 334.18 | 63.7 | 18.19 | 276.88 | 477.16 | 0 | 169.4 | 0 | 0 | 0 | 0 | 0 | 0 | 0 | 136.09 | 68.75 | 503.58 | 4.43 | 931.09 | 617.68 | 1548.77
2009 | Quick Service Restaurant | 2A | 232.34 | 0 | 20.31 | 259.43 | 63.7 | 18.18 | 276.88 | 477.16 | 0 | 142.06 | 0 | 0 | 0 | 0 | 0 | 0 | 0 | 148.53 | 68.13 | 401.49 | 20.31 | 828.39 | 646 | 1474.39
2009 | Quick Service Restaurant | 2B | 232.34 | 0 | 11.94 | 176.8 | 63.7 | 18.2 | 276.88 | 477.16 | 0 | 166.73 | 0 | 0 | 0 | 0 | 0 | 0 | 0 | 149.46 | 66.49 | 343.53 | 11.94 | 768.8 | 638.55 | 1407.35
2009 | Quick Service Restaurant | 3A | 232.34 | 0 | 129.79 | 132.88 | 63.7 | 18.19 | 276.88 | 477.16 | 0 | 142.21 | 0 | 0 | 0 | 0 | 0 | 0 | 0 | 170.5 | 65.8 | 275.09 | 129.79 | 699.66 | 777.45 | 1477.11
2009 | Quick Service Restaurant | 3B | 232.34 | 0 | 53.23 | 124.1 | 63.7 | 18.19 | 276.88 | 477.16 | 0 | 161.19 | 0 | 0 | 0 | 0 | 0 | 0 | 0 | 164.91 | 65.59 | 285.29 | 53.23 | 709.66 | 695.29 | 1404.95
2009 | Quick Service Restaurant | 3C | 232.34 | 0 | 17.5 | 38.57 | 63.7 | 18.19 | 276.88 | 477.16 | 0 | 130.7 | 0 | 0 | 0 | 0 | 0 | 0 | 0 | 172.86 | 66.31 | 169.27 | 17.5 | 594.35 | 667.51 | 1261.86
2009 | Quick Service Restaurant | 4A | 232.34 | 0 | 301.88 | 81.08 | 63.7 | 18.17 | 276.88 | 477.16 | 0 | 132 | 0 | 0 | 0 | 0 | 0 | 0 | 0 | 187.83 | 64.06 | 213.08 | 301.88 | 635.89 | 966.86 | 1602.75
2009 | Quick Service Restaurant | 4B | 232.34 | 0 | 141.53 | 72.73 | 63.7 | 18.18 | 276.88 | 477.16 | 0 | 155.69 | 0 | 0 | 0 | 0 | 0 | 0 | 0 | 182.85 | 64.27 | 228.42 | 141.53 | 651.45 | 801.53 | 1452.98
2009 | Quick Service Restaurant | 4C | 232.34 | 0 | 198.1 | 16.39 | 63.7 | 18.14 | 276.88 | 477.16 | 0 | 123.7 | 0 | 0 | 0 | 0 | 0 | 0 | 0 | 193.13 | 63.34 | 140.09 | 198.1 | 562.16 | 868.38 | 1430.54
2009 | Quick Service Restaurant | 5A | 232.34 | 0 | 465.07 | 41.73 | 63.7 | 18.17 | 276.88 | 477.16 | 0 | 125.93 | 0 | 0 | 0 | 0 | 0 | 0 | 0 | 202.36 | 63.12 | 167.66 | 465.07 | 589.54 | 1144.58 | 1734.12
2009 | Quick Service Restaurant | 5B | 232.34 | 0 | 283.39 | 48.56 | 63.7 | 18.17 | 276.88 | 477.16 | 0 | 149.54 | 0 | 0 | 0 | 0 | 0 | 0 | 0 | 198.15 | 63.38 | 198.1 | 283.39 | 620.23 | 958.7 | 1578.93
2009 | Quick Service Restaurant | 5C | 232.34 | 0 | 272.9 | 4.57 | 63.7 | 18.14 | 276.88 | 477.16 | 0 | 112.98 | 0 | 0 | 0 | 0 | 0 | 0 | 0 | 201.49 | 62.46 | 117.55 | 272.9 | 538.74 | 951.55 | 1490.29
2009 | Quick Service Restaurant | 6A | 232.34 | 0 | 644.25 | 48.05 | 63.7 | 18.16 | 276.88 | 477.16 | 0 | 131.12 | 0 | 0 | 0 | 0 | 0 | 0 | 0 | 213.01 | 62.9 | 179.17 | 644.25 | 600.82 | 1334.42 | 1935.24
2009 | Quick Service Restaurant | 6B | 232.34 | 0 | 454.8 | 29.4 | 63.7 | 18.15 | 276.88 | 477.16 | 0 | 141.95 | 0 | 0 | 0 | 0 | 0 | 0 | 0 | 210.31 | 62.46 | 171.35 | 454.8 | 592.55 | 1142.27 | 1734.82
2009 | Quick Service Restaurant | 7 | 232.34 | 0 | 823.28 | 39.77 | 63.7 | 18.14 | 276.88 | 477.16 | 0 | 127.33 | 0 | 0 | 0 | 0 | 0 | 0 | 0 | 225.75 | 62.29 | 167.1 | 823.28 | 588.1 | 1526.19 | 2114.29
2009 | Quick Service Restaurant | 8 | 232.34 | 0 | 1187.63 | 11.82 | 63.7 | 18.04 | 276.88 | 477.16 | 0 | 118.86 | 0 | 0 | 0 | 0 | 0 | 0 | 0 | 242.95 | 61.27 | 130.68 | 1187.63 | 550.57 | 1907.74 | 2458.31
2012 | Quick Service Restaurant | 0A | 232.34 | 0 | 0 | 398.52 | 38.15 | 18.21 | 276.88 | 477.16 | 0 | 139.72 | 0 | 0 | 0 | 0 | 0 | 0 | 0 | 124.36 | 70.75 | 538.24 | 0 | 942.22 | 601.52 | 1543.74
2012 | Quick Service Restaurant | 0B | 232.34 | 0 | 0 | 368.59 | 38.15 | 18.21 | 276.88 | 477.16 | 0 | 162 | 0 | 0 | 0 | 0 | 0 | 0 | 0 | 123.9 | 69.98 | 530.59 | 0 | 933.81 | 601.06 | 1534.87
2012 | Quick Service Restaurant | 1A | 232.34 | 0 | 0 | 264.03 | 38.15 | 18.21 | 276.88 | 477.16 | 0 | 129.3 | 0 | 0 | 0 | 0 | 0 | 0 | 0 | 135.73 | 69.17 | 393.33 | 0 | 795.74 | 612.89 | 1408.63
2012 | Quick Service Restaurant | 1B | 232.34 | 0 | 4.37 | 280 | 38.15 | 18.19 | 276.88 | 477.16 | 0 | 158.45 | 0 | 0 | 0 | 0 | 0 | 0 | 0 | 136.03 | 68.98 | 438.45 | 4.37 | 840.65 | 617.56 | 1458.21
2012 | Quick Service Restaurant | 2A | 232.34 | 0 | 21.16 | 212.07 | 38.15 | 18.18 | 276.88 | 477.16 | 0 | 134.7 | 0 | 0 | 0 | 0 | 0 | 0 | 0 | 148.49 | 68.35 | 346.77 | 21.16 | 748.32 | 646.8 | 1395.12
2012 | Quick Service Restaurant | 2B | 232.34 | 0 | 11.67 | 152.14 | 38.15 | 18.2 | 276.88 | 477.16 | 0 | 159.42 | 0 | 0 | 0 | 0 | 0 | 0 | 0 | 149.41 | 66.69 | 311.56 | 11.67 | 711.47 | 638.24 | 1349.71
2012 | Quick Service Restaurant | 3A | 232.34 | 0 | 127.83 | 113.06 | 38.15 | 18.19 | 276.88 | 477.16 | 0 | 134.82 | 0 | 0 | 0 | 0 | 0 | 0 | 0 | 170.47 | 65.94 | 247.88 | 127.83 | 647.04 | 775.46 | 1422.5
2012 | Quick Service Restaurant | 3B | 232.34 | 0 | 52.91 | 106.53 | 38.15 | 18.19 | 276.88 | 477.16 | 0 | 152.73 | 0 | 0 | 0 | 0 | 0 | 0 | 0 | 164.87 | 65.75 | 259.26 | 52.91 | 658.23 | 694.93 | 1353.16
2012 | Quick Service Restaurant | 3C | 232.34 | 0 | 19.92 | 33.55 | 38.15 | 18.19 | 276.88 | 477.16 | 0 | 124.04 | 0 | 0 | 0 | 0 | 0 | 0 | 0 | 172.83 | 66.44 | 157.59 | 19.92 | 557.24 | 669.91 | 1227.15
2012 | Quick Service Restaurant | 4A | 232.34 | 0 | 293.04 | 70.26 | 38.15 | 18.17 | 276.88 | 477.16 | 0 | 126.14 | 0 | 0 | 0 | 0 | 0 | 0 | 0 | 187.79 | 64.24 | 196.4 | 293.04 | 593.84 | 957.98 | 1551.82
2012 | Quick Service Restaurant | 4B | 232.34 | 0 | 130.68 | 63.35 | 38.15 | 18.18 | 276.88 | 477.16 | 0 | 148.19 | 0 | 0 | 0 | 0 | 0 | 0 | 0 | 182.79 | 64.47 | 211.54 | 130.68 | 609.22 | 790.63 | 1399.85
2012 | Quick Service Restaurant | 4C | 232.34 | 0 | 201.9 | 14.58 | 38.15 | 18.14 | 276.88 | 477.16 | 0 | 118.49 | 0 | 0 | 0 | 0 | 0 | 0 | 0 | 193.1 | 63.47 | 133.07 | 201.9 | 529.72 | 872.16 | 1401.88
2012 | Quick Service Restaurant | 5A | 232.34 | 0 | 458.88 | 36.48 | 38.15 | 18.17 | 276.88 | 477.16 | 0 | 120.8 | 0 | 0 | 0 | 0 | 0 | 0 | 0 | 202.32 | 63.28 | 157.28 | 458.88 | 553.75 | 1138.35 | 1692.1
2012 | Quick Service Restaurant | 5B | 232.34 | 0 | 275.93 | 42.33 | 38.15 | 18.17 | 276.88 | 477.16 | 0 | 143.41 | 0 | 0 | 0 | 0 | 0 | 0 | 0 | 198.12 | 63.53 | 185.74 | 275.93 | 582.47 | 951.21 | 1533.68
2012 | Quick Service Restaurant | 5C | 232.34 | 0 | 278.73 | 4.09 | 38.15 | 18.14 | 276.88 | 477.16 | 0 | 109.52 | 0 | 0 | 0 | 0 | 0 | 0 | 0 | 201.47 | 62.57 | 113.61 | 278.73 | 509.35 | 957.35 | 1466.7
2012 | Quick Service Restaurant | 6A | 232.34 | 0 | 634.43 | 41.24 | 38.15 | 18.16 | 276.88 | 477.16 | 0 | 124.14 | 0 | 0 | 0 | 0 | 0 | 0 | 0 | 212.98 | 63.04 | 165.38 | 634.43 | 561.6 | 1324.57 | 1886.17
2012 | Quick Service Restaurant | 6B | 232.34 | 0 | 447.99 | 25.88 | 38.15 | 18.15 | 276.88 | 477.16 | 0 | 136 | 0 | 0 | 0 | 0 | 0 | 0 | 0 | 210.29 | 62.59 | 161.88 | 447.99 | 557.64 | 1135.43 | 1693.07
2012 | Quick Service Restaurant | 7 | 232.34 | 0 | 807.63 | 27.65 | 38.15 | 18.14 | 276.88 | 477.16 | 0 | 121.4 | 0 | 0 | 0 | 0 | 0 | 0 | 0 | 225.72 | 62.46 | 149.05 | 807.63 | 544.68 | 1510.51 | 2055.19
2012 | Quick Service Restaurant | 8 | 232.34 | 0 | 1166.2 | 7.23 | 38.15 | 18.04 | 276.88 | 477.16 | 0 | 113.55 | 0 | 0 | 0 | 0 | 0 | 0 | 0 | 242.92 | 61.41 | 120.78 | 1166.2 | 515.26 | 1886.27 | 2401.53
2015 | Quick Service Restaurant | 0A | 232.34 | 0 | 0 | 357.75 | 31.85 | 15.09 | 266.15 | 477.16 | 0 | 78.52 | 0 | 0 | 0 | 0 | 0 | 0 | 0 | 124.4 | 58.69 | 436.27 | 0 | 808.05 | 601.56 | 1409.61
2015 | Quick Service Restaurant | 0B | 232.34 | 0 | 0.05 | 319.35 | 31.83 | 15.08 | 266.15 | 477.16 | 0 | 78.2 | 0 | 0 | 0 | 0 | 0 | 0 | 0 | 123.91 | 57.98 | 397.55 | 0.05 | 768.59 | 601.12 | 1369.71
2015 | Quick Service Restaurant | 1A | 232.34 | 0 | 0 | 225.48 | 31.83 | 15.08 | 266.15 | 477.16 | 0 | 59.75 | 0 | 0 | 0 | 0 | 0 | 0 | 0 | 135.74 | 57.1 | 285.23 | 0 | 655.4 | 612.89 | 1268.29
2015 | Quick Service Restaurant | 1B | 232.34 | 0 | 8.05 | 242.95 | 31.89 | 15.06 | 266.15 | 477.16 | 0 | 74.44 | 0 | 0 | 0 | 0 | 0 | 0 | 0 | 136 | 57.11 | 317.39 | 8.05 | 687.59 | 621.21 | 1308.8
2015 | Quick Service Restaurant | 2A | 232.34 | 0 | 23.34 | 190.59 | 31.81 | 15.06 | 266.15 | 477.16 | 0 | 63.78 | 0 | 0 | 0 | 0 | 0 | 0 | 0 | 148.43 | 56.51 | 254.37 | 23.34 | 623.89 | 648.93 | 1272.82
2015 | Quick Service Restaurant | 2B | 232.34 | 0 | 19.31 | 129.93 | 31.79 | 15.07 | 266.15 | 477.16 | 0 | 66.9 | 0 | 0 | 0 | 0 | 0 | 0 | 0 | 149.37 | 54.77 | 196.83 | 19.31 | 564.62 | 645.84 | 1210.46
2015 | Quick Service Restaurant | 3A | 232.34 | 0 | 123.19 | 101.34 | 31.84 | 15.06 | 266.15 | 477.16 | 0 | 59.21 | 0 | 0 | 0 | 0 | 0 | 0 | 0 | 170.38 | 54.17 | 160.55 | 123.19 | 527.78 | 770.73 | 1298.51
2015 | Quick Service Restaurant | 3B | 232.34 | 0 | 65.14 | 90.32 | 31.84 | 15.06 | 266.15 | 477.16 | 0 | 63.05 | 0 | 0 | 0 | 0 | 0 | 0 | 0 | 164.83 | 53.78 | 153.37 | 65.14 | 520.2 | 707.13 | 1227.33
2015 | Quick Service Restaurant | 3C | 232.34 | 0 | 29.49 | 37.29 | 31.92 | 15.09 | 266.15 | 477.16 | 0 | 50.52 | 0 | 0 | 0 | 0 | 0 | 0 | 0 | 172.62 | 55.12 | 87.81 | 29.49 | 456.1 | 679.26 | 1135.36
2015 | Quick Service Restaurant | 4A | 232.34 | 0 | 264.21 | 64.2 | 31.9 | 15.1 | 266.15 | 477.16 | 0 | 56 | 0 | 0 | 0 | 0 | 0 | 0 | 0 | 187.69 | 52.44 | 120.2 | 264.21 | 485.79 | 929.06 | 1414.85
2015 | Quick Service Restaurant | 4B | 232.34 | 0 | 153.19 | 54.58 | 31.8 | 15.06 | 266.15 | 477.16 | 0 | 62.17 | 0 | 0 | 0 | 0 | 0 | 0 | 0 | 182.8 | 52.29 | 116.75 | 153.19 | 482.06 | 813.15 | 1295.21
2015 | Quick Service Restaurant | 4C | 232.34 | 0 | 189.11 | 15.98 | 31.92 | 15.1 | 266.15 | 477.16 | 0 | 50.22 | 0 | 0 | 0 | 0 | 0 | 0 | 0 | 192.89 | 52.1 | 66.2 | 189.11 | 431.47 | 859.16 | 1290.63
2015 | Quick Service Restaurant | 5A | 232.34 | 0 | 415.21 | 34.69 | 31.85 | 15.07 | 266.15 | 477.16 | 0 | 54.01 | 0 | 0 | 0 | 0 | 0 | 0 | 0 | 202.23 | 51.44 | 88.7 | 415.21 | 453.22 | 1094.59 | 1547.81
2015 | Quick Service Restaurant | 5B | 232.34 | 0 | 301.64 | 37.07 | 31.84 | 15.09 | 266.15 | 477.16 | 0 | 62.08 | 0 | 0 | 0 | 0 | 0 | 0 | 0 | 198.12 | 51.31 | 99.15 | 301.64 | 463.54 | 976.92 | 1440.46
2015 | Quick Service Restaurant | 5C | 232.34 | 0 | 249.46 | 6.32 | 31.92 | 15.09 | 266.15 | 477.16 | 0 | 47.32 | 0 | 0 | 0 | 0 | 0 | 0 | 0 | 201.24 | 51.24 | 53.64 | 249.46 | 418.05 | 927.86 | 1345.91
2015 | Quick Service Restaurant | 6A | 232.34 | 0 | 587.25 | 38.36 | 31.86 | 15.08 | 266.15 | 477.16 | 0 | 57.22 | 0 | 0 | 0 | 0 | 0 | 0 | 0 | 212.91 | 51.1 | 95.58 | 587.25 | 459.77 | 1277.31 | 1737.08
2015 | Quick Service Restaurant | 6B | 232.34 | 0 | 447.35 | 23.29 | 31.81 | 15.06 | 266.15 | 477.16 | 0 | 60.16 | 0 | 0 | 0 | 0 | 0 | 0 | 0 | 210.24 | 50.56 | 83.45 | 447.35 | 447.04 | 1134.74 | 1581.78
2015 | Quick Service Restaurant | 7 | 232.34 | 0 | 742.86 | 27.05 | 31.83 | 15.09 | 266.15 | 477.16 | 0 | 56.82 | 0 | 0 | 0 | 0 | 0 | 0 | 0 | 225.65 | 50.49 | 83.87 | 742.86 | 447.43 | 1445.67 | 1893.1
2015 | Quick Service Restaurant | 8 | 232.34 | 0 | 1038.31 | 8.38 | 32.11 | 15.19 | 266.15 | 477.16 | 0 | 54.65 | 0 | 0 | 0 | 0 | 0 | 0 | 0 | 242.83 | 49.52 | 63.03 | 1038.31 | 426.01 | 1758.3 | 2184.31
2018 | Quick Service Restaurant | 0A | 232.34 | 0 | 0 | 356.09 | 28.81 | 9.8 | 266.15 | 477.16 | 0 | 78.26 | 0 | 0 | 0 | 0 | 0 | 0 | 0 | 124.39 | 58.7 | 434.35 | 0 | 797.81 | 601.55 | 1399.36
2018 | Quick Service Restaurant | 0B | 232.34 | 0 | 0.05 | 318.02 | 28.79 | 9.79 | 266.15 | 477.16 | 0 | 77.97 | 0 | 0 | 0 | 0 | 0 | 0 | 0 | 123.91 | 57.98 | 395.99 | 0.05 | 758.7 | 601.12 | 1359.82
2018 | Quick Service Restaurant | 1A | 232.34 | 0 | 0 | 224.32 | 28.79 | 9.79 | 266.15 | 477.16 | 0 | 59.53 | 0 | 0 | 0 | 0 | 0 | 0 | 0 | 135.74 | 57.11 | 283.85 | 0 | 645.7 | 612.89 | 1258.59
2018 | Quick Service Restaurant | 1B | 232.34 | 0 | 8.09 | 241.81 | 28.85 | 9.78 | 266.15 | 477.16 | 0 | 74.18 | 0 | 0 | 0 | 0 | 0 | 0 | 0 | 136 | 57.12 | 315.99 | 8.09 | 677.89 | 621.25 | 1299.14
2018 | Quick Service Restaurant | 2A | 232.34 | 0 | 23.37 | 189.65 | 28.77 | 9.78 | 266.15 | 477.16 | 0 | 63.55 | 0 | 0 | 0 | 0 | 0 | 0 | 0 | 148.43 | 56.52 | 253.2 | 23.37 | 614.42 | 648.96 | 1263.38
2018 | Quick Service Restaurant | 2B | 232.34 | 0 | 19.36 | 129.34 | 28.76 | 9.78 | 266.15 | 477.16 | 0 | 66.71 | 0 | 0 | 0 | 0 | 0 | 0 | 0 | 149.37 | 54.77 | 196.05 | 19.36 | 555.52 | 645.89 | 1201.41
2018 | Quick Service Restaurant | 3A | 232.34 | 0 | 123.04 | 100.81 | 28.8 | 9.78 | 266.15 | 477.16 | 0 | 59.02 | 0 | 0 | 0 | 0 | 0 | 0 | 0 | 170.38 | 54.18 | 159.83 | 123.04 | 518.74 | 770.58 | 1289.32
2018 | Quick Service Restaurant | 3B | 232.34 | 0 | 64.95 | 89.97 | 28.8 | 9.78 | 266.15 | 477.16 | 0 | 63.48 | 0 | 0 | 0 | 0 | 0 | 0 | 0 | 164.83 | 53.78 | 153.45 | 64.95 | 511.98 | 706.94 | 1218.92
2018 | Quick Service Restaurant | 3C | 232.34 | 0 | 29.64 | 37.06 | 28.88 | 9.8 | 266.15 | 477.16 | 0 | 50.34 | 0 | 0 | 0 | 0 | 0 | 0 | 0 | 172.62 | 55.13 | 87.4 | 29.64 | 447.36 | 679.41 | 1126.77
2018 | Quick Service Restaurant | 4A | 232.34 | 0 | 265.32 | 63.41 | 28.88 | 9.81 | 266.15 | 477.16 | 0 | 55.63 | 0 | 0 | 0 | 0 | 0 | 0 | 0 | 187.69 | 52.44 | 119.04 | 265.32 | 476.32 | 930.16 | 1406.48
2018 | Quick Service Restaurant | 4B | 232.34 | 0 | 154.81 | 53.9 | 28.77 | 9.78 | 266.15 | 477.16 | 0 | 61.76 | 0 | 0 | 0 | 0 | 0 | 0 | 0 | 182.8 | 52.29 | 115.66 | 154.81 | 472.65 | 814.77 | 1287.42
2018 | Quick Service Restaurant | 4C | 232.34 | 0 | 190.64 | 15.69 | 28.91 | 9.81 | 266.15 | 477.16 | 0 | 49.77 | 0 | 0 | 0 | 0 | 0 | 0 | 0 | 192.89 | 52.1 | 65.46 | 190.64 | 422.43 | 860.68 | 1283.11
2018 | Quick Service Restaurant | 5A | 232.34 | 0 | 414.98 | 34.34 | 28.82 | 9.79 | 266.15 | 477.16 | 0 | 53.73 | 0 | 0 | 0 | 0 | 0 | 0 | 0 | 202.23 | 51.44 | 88.07 | 414.98 | 444.28 | 1094.37 | 1538.65
2018 | Quick Service Restaurant | 5B | 232.34 | 0 | 301.99 | 36.72 | 28.81 | 9.8 | 266.15 | 477.16 | 0 | 61.76 | 0 | 0 | 0 | 0 | 0 | 0 | 0 | 198.12 | 51.31 | 98.48 | 301.99 | 454.55 | 977.27 | 1431.82
2018 | Quick Service Restaurant | 5C | 232.34 | 0 | 250.36 | 6.22 | 28.89 | 9.8 | 266.15 | 477.16 | 0 | 47 | 0 | 0 | 0 | 0 | 0 | 0 | 0 | 201.24 | 51.25 | 53.22 | 250.36 | 409.32 | 928.76 | 1338.08
2018 | Quick Service Restaurant | 6A | 232.34 | 0 | 585.2 | 38.13 | 28.82 | 9.8 | 266.15 | 477.16 | 0 | 57.02 | 0 | 0 | 0 | 0 | 0 | 0 | 0 | 212.91 | 51.1 | 95.15 | 585.2 | 451.02 | 1275.26 | 1726.28
2018 | Quick Service Restaurant | 6B | 232.34 | 0 | 445.76 | 23.16 | 28.78 | 9.78 | 266.15 | 477.16 | 0 | 59.94 | 0 | 0 | 0 | 0 | 0 | 0 | 0 | 210.24 | 50.56 | 83.1 | 445.76 | 438.37 | 1133.16 | 1571.53
2018 | Quick Service Restaurant | 7 | 232.34 | 0 | 740.1 | 26.88 | 28.79 | 9.8 | 266.15 | 477.16 | 0 | 56.61 | 0 | 0 | 0 | 0 | 0 | 0 | 0 | 225.65 | 50.49 | 83.49 | 740.1 | 438.72 | 1442.91 | 1881.63
2018 | Quick Service Restaurant | 8 | 232.34 | 0 | 1034.67 | 8.31 | 29.06 | 9.88 | 266.15 | 477.16 | 0 | 54.46 | 0 | 0 | 0 | 0 | 0 | 0 | 0 | 242.83 | 49.52 | 62.77 | 1034.67 | 417.39 | 1754.66 | 2172.05
2006 | Secondary School | 0A | 19592 | 0 | 464.78 | 11764.11 | 3487.45 | 217.09 | 2616.89 | 544.46 | 79.51 | 2634.86 | 433.39 | 0.074712 | 433.3153 | 0 | 0 | 803.28 | 155.35 | 327.15 | 165.06 | 15635.5653 | 464.78 | 22357 | 1336.4 | 23693.4
2006 | Secondary School | 0B | 19592 | 0 | 265.32 | 9648.59 | 3487.45 | 217.13 | 2616.89 | 544.46 | 79.51 | 2467.44 | 351.28 | 0.074712 | 351.2053 | 0 | 0 | 752.7 | 155.36 | 336.07 | 163.29 | 13219.9353 | 265.32 | 19939.64 | 1145.85 | 21085.49
2006 | Secondary School | 1A | 19592 | 0 | 65.43 | 7025.83 | 3487.45 | 217.16 | 2616.89 | 544.46 | 79.51 | 2202.7 | 244.63 | 0.074712 | 244.5553 | 0 | 0 | 680.96 | 155.37 | 357.03 | 161.78 | 10154.0453 | 65.43 | 16872.29 | 966.92 | 17839.21
2006 | Secondary School | 1B | 19592 | 0 | 713.24 | 8122.37 | 3487.45 | 216.89 | 2616.89 | 544.46 | 79.51 | 2553.62 | 306.7 | 0.074712 | 306.6253 | 0 | 0 | 764.61 | 155.36 | 370.34 | 162.43 | 11747.2253 | 713.24 | 18465.83 | 1628.04 | 20093.87
2006 | Secondary School | 2A | 19592 | 0 | 354 | 6274 | 3487.45 | 216.81 | 2616.89 | 544.46 | 79.51 | 2185.27 | 249.69 | 0.074712 | 249.6153 | 0 | 0 | 630.11 | 155.37 | 397.08 | 161.91 | 9338.9953 | 354 | 16057.02 | 1295.54 | 17352.56
2006 | Secondary School | 2B | 19592 | 0 | 566.15 | 4597.07 | 3487.45 | 216.97 | 2616.89 | 544.46 | 79.51 | 2339.26 | 177.2 | 0.074712 | 177.1253 | 0 | 0 | 487.91 | 155.38 | 402.91 | 158.51 | 7601.3653 | 566.15 | 14316.17 | 1513.52 | 15829.69
2006 | Secondary School | 3A | 19592 | 0 | 1454.84 | 3742.66 | 3487.45 | 216.93 | 2616.89 | 544.46 | 79.51 | 2217.67 | 168.48 | 0.074712 | 168.4053 | 0 | 0 | 634.86 | 155.37 | 458.08 | 159.57 | 6763.5953 | 1454.84 | 13479.41 | 2457.38 | 15936.79
2006 | Secondary School | 3B | 19592 | 0 | 848.82 | 3309.52 | 3487.45 | 216.92 | 2616.89 | 544.46 | 79.51 | 2322.95 | 133.16 | 0.074712 | 133.0853 | 0 | 0 | 441.17 | 155.38 | 443.1 | 158.23 | 6206.7253 | 848.82 | 12921.18 | 1836.38 | 14757.56
2006 | Secondary School | 3C | 19592 | 0 | 662.07 | 2347.25 | 3487.45 | 216.89 | 2616.89 | 544.46 | 79.51 | 1998.99 | 107.63 | 0.074712 | 107.5553 | 0 | 0 | 0 | 155.37 | 454.18 | 160.06 | 4453.7953 | 662.07 | 11170.05 | 1660.71 | 12830.76
2006 | Secondary School | 4A | 19592 | 0 | 2557.43 | 2509.26 | 3487.45 | 216.6 | 2616.89 | 544.46 | 79.51 | 2245.09 | 123.01 | 0.074712 | 122.9353 | 0 | 0 | 688.65 | 155.38 | 502.61 | 158.77 | 5565.9353 | 2557.43 | 12280.6 | 3604.5 | 15885.1
2006 | Secondary School | 4B | 19592 | 0 | 1371.52 | 2245.48 | 3487.45 | 216.76 | 2616.89 | 544.46 | 79.51 | 2376.02 | 97.77 | 0.074712 | 97.6953 | 0 | 0 | 497.78 | 155.38 | 489.36 | 157.66 | 5216.9753 | 1371.52 | 11930.71 | 2405.34 | 14336.05
2006 | Secondary School | 4C | 19592 | 0 | 1499.01 | 924.36 | 3487.45 | 216.35 | 2616.89 | 544.46 | 79.51 | 1987.08 | 59.18 | 0.074712 | 59.1053 | 0 | 0 | 432.21 | 155.38 | 509.11 | 158.22 | 3402.7553 | 1499.01 | 10116.63 | 2552.58 | 12669.21
2006 | Secondary School | 5A | 19592 | 0 | 2957.03 | 1456.79 | 3487.45 | 216.66 | 2616.89 | 544.46 | 79.51 | 2196.79 | 86.7 | 0.074712 | 86.6253 | 0 | 0 | 515.05 | 155.38 | 538.95 | 158.15 | 4255.2553 | 2957.03 | 10969.39 | 4040.44 | 15009.83
2006 | Secondary School | 5B | 19592 | 0 | 2034.62 | 1600.76 | 3487.45 | 216.67 | 2616.89 | 544.46 | 79.51 | 2382.53 | 75.36 | 0.074712 | 75.2853 | 0 | 0 | 465.79 | 155.38 | 527.41 | 157.45 | 4524.3653 | 2034.62 | 11237.8 | 3106.49 | 14344.29
2006 | Secondary School | 5C | 19592 | 0 | 1590.19 | 542.11 | 3487.45 | 216.33 | 2616.89 | 544.46 | 79.51 | 1917.41 | 41.38 | 0.074712 | 41.3053 | 0 | 0 | 442.81 | 155.38 | 528.57 | 157.92 | 2943.6353 | 1590.19 | 9657.2 | 2663.21 | 12320.41
2006 | Secondary School | 6A | 19592 | 0 | 5229.99 | 1588.66 | 3487.45 | 216.56 | 2616.89 | 544.46 | 79.51 | 2357.36 | 102.91 | 0.074712 | 102.8353 | 0 | 0 | 495.75 | 155.39 | 568.69 | 157.98 | 4544.6053 | 5229.99 | 11258.48 | 6343.14 | 17601.62
2006 | Secondary School | 6B | 19592 | 0 | 3998.82 | 1042.53 | 3487.45 | 216.41 | 2616.89 | 544.46 | 79.51 | 2354.85 | 64.36 | 0.074712 | 64.2853 | 0 | 0 | 489.41 | 155.39 | 560.11 | 157.02 | 3951.0753 | 3998.82 | 10663.82 | 5103.39 | 15767.21
2006 | Secondary School | 7 | 19592 | 0 | 8237.5 | 1244.56 | 3487.45 | 216.27 | 2616.89 | 544.46 | 79.51 | 2325.49 | 89.01 | 0.074712 | 88.9353 | 0 | 0 | 724.31 | 155.39 | 600.74 | 157.78 | 4383.2953 | 8237.5 | 11096.68 | 9382.71 | 20479.39
2006 | Secondary School | 8 | 19592 | 0 | 14402.44 | 569.6 | 3487.45 | 215.08 | 2616.89 | 544.46 | 79.51 | 2513.19 | 77.81 | 0.074712 | 77.7353 | 0 | 0 | 784.94 | 155.39 | 640.03 | 157.27 | 3945.4653 | 14402.44 | 10657.14 | 15586.93 | 26244.07
2009 | Secondary School | 0A | 19592 | 0 | 449.24 | 10224.44 | 3487.45 | 141.54 | 2616.89 | 544.46 | 79.51 | 2245.65 | 404.2 | 0.074712 | 404.1253 | 0 | 0 | 391.42 | 155.35 | 325.24 | 165.13 | 13265.6353 | 449.24 | 19911.58 | 1318.94 | 21230.52
2009 | Secondary School | 0B | 19592 | 0 | 157.2 | 8307.2 | 3487.45 | 141.56 | 2616.89 | 544.46 | 79.51 | 1905.16 | 320.16 | 0.074712 | 320.0853 | 0 | 0 | 423.8 | 155.36 | 333.99 | 163.37 | 10956.2453 | 157.2 | 17600.47 | 1035.65 | 18636.12
2009 | Secondary School | 1A | 19592 | 0 | 46.68 | 5861.82 | 3487.45 | 141.58 | 2616.89 | 544.46 | 79.51 | 1650.04 | 225.14 | 0.074712 | 225.0653 | 0 | 0 | 435.17 | 155.37 | 356.22 | 161.85 | 8172.0953 | 46.68 | 14814.82 | 947.37 | 15762.19
2009 | Secondary School | 1B | 19592 | 0 | 397.3 | 7111.78 | 3487.45 | 141.4 | 2616.89 | 544.46 | 79.51 | 2101.12 | 264.26 | 0.074712 | 264.1853 | 0 | 0 | 354.69 | 155.36 | 368.06 | 162.49 | 9831.7753 | 397.3 | 16474.96 | 1309.82 | 17784.78
2009 | Secondary School | 2A | 19592 | 0 | 121.61 | 5199.67 | 3487.45 | 141.35 | 2616.89 | 544.46 | 79.51 | 1713.95 | 226.24 | 0.074712 | 226.1653 | 0 | 0 | 443.83 | 155.37 | 396.83 | 161.93 | 7583.6153 | 121.61 | 14226.2 | 1062.9 | 15289.1
2009 | Secondary School | 2B | 19592 | 0 | 194.68 | 3757.14 | 3487.45 | 141.46 | 2616.89 | 544.46 | 79.51 | 1729.63 | 142.41 | 0.074712 | 142.3353 | 0 | 0 | 219.84 | 155.38 | 401.15 | 158.59 | 5848.9453 | 194.68 | 12488.31 | 1140.28 | 13628.59
2009 | Secondary School | 3A | 19592 | 0 | 488.83 | 2931.27 | 3487.45 | 141.43 | 2616.89 | 544.46 | 79.51 | 1692.3 | 139.91 | 0.074712 | 139.8353 | 0 | 0 | 297.16 | 155.37 | 457.58 | 159.66 | 5060.5653 | 488.83 | 11700.95 | 1490.87 | 13191.82
2009 | Secondary School | 3B | 19592 | 0 | 347.07 | 2641.66 | 3487.45 | 141.42 | 2616.89 | 544.46 | 79.51 | 1642.93 | 103.46 | 0.074712 | 103.3853 | 0 | 0 | 228.44 | 155.38 | 441.41 | 158.32 | 4616.4153 | 347.07 | 11255.48 | 1332.94 | 12588.42
2009 | Secondary School | 3C | 19592 | 0 | 261.09 | 1935.21 | 3487.45 | 141.4 | 2616.89 | 544.46 | 79.51 | 1544.17 | 85.29 | 0.074712 | 85.2153 | 0 | 0 | 0 | 155.37 | 453.79 | 160.12 | 3564.5953 | 261.09 | 10205.42 | 1259.33 | 11464.75
2009 | Secondary School | 4A | 19592 | 0 | 1038.23 | 1998.07 | 3487.45 | 141.21 | 2616.89 | 544.46 | 79.51 | 1676.38 | 98.74 | 0.074712 | 98.6653 | 0 | 0 | 323.45 | 155.38 | 501.9 | 158.78 | 4096.5653 | 1038.23 | 10735.86 | 2084.59 | 12820.45
2009 | Secondary School | 4B | 19592 | 0 | 535.7 | 1800.65 | 3487.45 | 141.32 | 2616.89 | 544.46 | 79.51 | 1660.09 | 76.63 | 0.074712 | 76.5553 | 0 | 0 | 208.83 | 155.38 | 487.22 | 157.77 | 3746.1253 | 535.7 | 10384.52 | 1567.38 | 11951.9
2009 | Secondary School | 4C | 19592 | 0 | 720.56 | 767.98 | 3487.45 | 141.05 | 2616.89 | 544.46 | 79.51 | 1584.62 | 42.56 | 0.074712 | 42.4853 | 0 | 0 | 322.7 | 155.38 | 508.65 | 158.22 | 2717.7853 | 720.56 | 9356.36 | 1773.67 | 11130.03
2009 | Secondary School | 5A | 19592 | 0 | 1901.89 | 1255.41 | 3487.45 | 141.26 | 2616.89 | 544.46 | 79.51 | 1760.8 | 73.29 | 0.074712 | 73.2153 | 0 | 0 | 285.85 | 155.38 | 538.4 | 158.09 | 3375.2753 | 1901.89 | 10013.93 | 2984.75 | 12998.68
2009 | Secondary School | 5B | 19592 | 0 | 1340.82 | 1333.96 | 3487.45 | 141.26 | 2616.89 | 544.46 | 79.51 | 1677.91 | 59.08 | 0.074712 | 59.0053 | 0 | 0 | 251.52 | 155.38 | 525.48 | 157.47 | 3322.3953 | 1340.82 | 9960.44 | 2410.77 | 12371.21
2009 | Secondary School | 5C | 19592 | 0 | 724.73 | 448.87 | 3487.45 | 141.04 | 2616.89 | 544.46 | 79.51 | 1514.14 | 32.14 | 0.074712 | 32.0653 | 0 | 0 | 279.48 | 155.38 | 528.03 | 157.93 | 2274.5553 | 724.73 | 8912.84 | 1797.22 | 10710.06
2009 | Secondary School | 6A | 19592 | 0 | 3632.48 | 1364.41 | 3487.45 | 141.19 | 2616.89 | 544.46 | 79.51 | 1915.83 | 86.08 | 0.074712 | 86.0053 | 0 | 0 | 301.06 | 155.39 | 568.11 | 158 | 3667.3053 | 3632.48 | 10305.82 | 4745.05 | 15050.87
2009 | Secondary School | 6B | 19592 | 0 | 3023.85 | 880.9 | 3487.45 | 141.09 | 2616.89 | 544.46 | 79.51 | 1681.79 | 53.38 | 0.074712 | 53.3053 | 0 | 0 | 232.57 | 155.38 | 558.69 | 157.04 | 2848.5653 | 3023.85 | 9486.02 | 4127.01 | 13613.03
2009 | Secondary School | 7 | 19592 | 0 | 6935.54 | 1146.51 | 3487.45 | 141 | 2616.89 | 544.46 | 79.51 | 1893.25 | 79.84 | 0.074712 | 79.7653 | 0 | 0 | 506.2 | 155.38 | 600.19 | 157.76 | 3625.7253 | 6935.54 | 10263.81 | 8080.19 | 18344
2009 | Secondary School | 8 | 19592 | 0 | 12275.16 | 528.68 | 3487.45 | 140.23 | 2616.89 | 544.46 | 79.51 | 2048.25 | 71.04 | 0.074712 | 70.9653 | 0 | 0 | 560.83 | 155.39 | 639.42 | 157.29 | 3208.7253 | 12275.16 | 9845.58 | 13459.05 | 23304.63
2012 | Secondary School | 0A | 19592 | 0 | 274.93 | 8101.78 | 2370.88 | 141.54 | 2616.89 | 544.46 | 44.79 | 1996.32 | 328.93 | 0.074712 | 328.8553 | 0 | 0 | 541.29 | 155.34 | 327.05 | 165.24 | 10968.2453 | 274.93 | 16463 | 1146.43 | 17609.43
2012 | Secondary School | 0B | 19592 | 0 | 15.67 | 6301.95 | 2378.95 | 141.56 | 2616.89 | 544.46 | 44.8 | 1611.33 | 247.14 | 0.074712 | 247.0653 | 0 | 0 | 428.14 | 155.34 | 335.67 | 163.64 | 8588.4853 | 15.67 | 14089.76 | 895.8 | 14985.56
2012 | Secondary School | 1A | 19592 | 0 | 4.51 | 4752.6 | 2389.34 | 141.58 | 2616.89 | 544.46 | 44.8 | 1393.4 | 180.46 | 0.074712 | 180.3853 | 0 | 0 | 416.07 | 155.35 | 356.69 | 162.27 | 6742.4553 | 4.51 | 12252.76 | 905.66 | 13158.42
2012 | Secondary School | 1B | 19592 | 0 | 102.26 | 5613.63 | 2389.94 | 141.4 | 2616.89 | 544.46 | 44.8 | 1882.33 | 214.69 | 0.074712 | 214.6153 | 0 | 0 | 371.98 | 155.35 | 370.01 | 162.78 | 8082.5553 | 102.26 | 13593.8 | 1016.73 | 14610.53
2012 | Secondary School | 2A | 19592 | 0 | 33.36 | 4095.1 | 2399.09 | 141.35 | 2616.89 | 544.46 | 44.81 | 1397.62 | 179.6 | 0.074712 | 179.5253 | 0 | 0 | 296.83 | 155.36 | 396.7 | 162.6 | 5969.0753 | 33.36 | 11489.26 | 974.52 | 12463.78
2012 | Secondary School | 2B | 19592 | 0 | 65.46 | 3183.34 | 2410.39 | 141.46 | 2616.89 | 544.46 | 44.82 | 1586.09 | 125.56 | 0.074712 | 125.4853 | 0 | 0 | 268.54 | 155.38 | 402.5 | 159 | 5163.4553 | 65.46 | 10691.47 | 1012.42 | 11703.89
2012 | Secondary School | 3A | 19592 | 0 | 277.54 | 2474.23 | 2412.2 | 141.43 | 2616.89 | 544.46 | 44.82 | 1406.36 | 115.86 | 0.074712 | 115.7853 | 0 | 0 | 291.28 | 155.37 | 457.38 | 160.11 | 4287.6553 | 277.54 | 9818.55 | 1279.38 | 11097.93
2012 | Secondary School | 3B | 19592 | 0 | 129.75 | 2291.21 | 2404.04 | 141.42 | 2616.89 | 544.46 | 44.81 | 1555.38 | 92.08 | 0.074712 | 92.0053 | 0 | 0 | 269.1 | 155.37 | 442.55 | 158.75 | 4207.6953 | 129.75 | 9729.07 | 1116.76 | 10845.83
2012 | Secondary School | 3C | 19592 | 0 | 102.19 | 1630.47 | 2406.8 | 141.4 | 2616.89 | 544.46 | 44.82 | 1305.73 | 69.92 | 0.074712 | 69.8453 | 0 | 0 | 161.37 | 155.37 | 453.7 | 160.59 | 3167.4153 | 102.19 | 8693.36 | 1100.35 | 9793.71
2012 | Secondary School | 4A | 19592 | 0 | 473.24 | 1761.91 | 2424.15 | 141.21 | 2616.89 | 544.46 | 44.83 | 1410.67 | 90.34 | 0.074712 | 90.2653 | 0 | 0 | 291.46 | 155.37 | 501.57 | 159.24 | 3554.3053 | 473.24 | 9096.07 | 1519.27 | 10615.34
2012 | Secondary School | 4B | 19592 | 0 | 158.38 | 1630.9 | 2413.39 | 141.32 | 2616.89 | 544.46 | 44.82 | 1516.76 | 69.36 | 0.074712 | 69.2853 | 0 | 0 | 254.07 | 155.37 | 488.02 | 158.27 | 3471.0153 | 158.38 | 9001.17 | 1190.86 | 10192.03
2012 | Secondary School | 4C | 19592 | 0 | 441.85 | 707.87 | 2446.31 | 141.05 | 2616.89 | 544.46 | 44.84 | 1359.8 | 39.82 | 0.074712 | 39.7453 | 0 | 0 | 237.37 | 155.37 | 508.43 | 158.69 | 2344.7853 | 441.85 | 7908.02 | 1494.74 | 9402.76
2012 | Secondary School | 5A | 19592 | 0 | 1000 | 1133.68 | 2427.81 | 141.26 | 2616.89 | 544.46 | 44.83 | 1462.79 | 63.27 | 0.074712 | 63.1953 | 0 | 0 | 274.15 | 155.37 | 538.08 | 158.51 | 2933.8153 | 1000 | 8478.57 | 2082.53 | 10561.1
2012 | Secondary School | 5B | 19592 | 0 | 599.03 | 1222.82 | 2423.78 | 141.26 | 2616.89 | 544.46 | 44.83 | 1539.31 | 53.86 | 0.074712 | 53.7853 | 0 | 0 | 295.18 | 155.37 | 526.27 | 157.94 | 3111.0953 | 599.03 | 8651.24 | 1669.76 | 10321
2012 | Secondary School | 5C | 19592 | 0 | 490.87 | 417.65 | 2440.43 | 141.04 | 2616.89 | 544.46 | 44.84 | 1328.09 | 24.08 | 0.074712 | 24.0053 | 0 | 0 | 269.66 | 155.37 | 527.83 | 158.4 | 2039.4053 | 490.87 | 7596.45 | 1563.16 | 9159.61
2012 | Secondary School | 6A | 19592 | 0 | 2086.8 | 1224.02 | 2559.38 | 141.19 | 2616.89 | 544.46 | 44.91 | 1592.25 | 70.89 | 0.074712 | 70.8153 | 0 | 0 | 307.54 | 155.37 | 567.71 | 158.52 | 3194.6253 | 2086.8 | 8870.96 | 3198.97 | 12069.93
2012 | Secondary School | 6B | 19592 | 0 | 1219.47 | 823.81 | 2559.38 | 141.09 | 2616.89 | 544.46 | 44.91 | 1630.77 | 41.48 | 0.074712 | 41.4053 | 0 | 0 | 312.89 | 155.37 | 559.03 | 157.52 | 2808.8753 | 1219.47 | 8484.13 | 2322.96 | 10807.09
2012 | Secondary School | 7 | 19592 | 0 | 2587.19 | 963.56 | 2559.38 | 141 | 2616.89 | 544.46 | 44.91 | 1590.86 | 57.98 | 0.074712 | 57.9053 | 0 | 0 | 317.46 | 155.37 | 599.67 | 158.12 | 2929.7853 | 2587.19 | 8605.53 | 3731.32 | 12336.85
2012 | Secondary School | 8 | 19592 | 0 | 5340.8 | 423.79 | 2559.38 | 140.23 | 2616.89 | 544.46 | 44.91 | 1687.78 | 39.45 | 0.074712 | 39.3753 | 0 | 0 | 334.98 | 155.38 | 638.99 | 157.41 | 2485.9253 | 5340.8 | 8160.18 | 6524.25 | 14684.43
2015 | Secondary School | 0A | 19592 | 0 | 179.97 | 6601.61 | 1871.47 | 117.01 | 2594.37 | 544.46 | 44.19 | 1458.85 | 141.21 | 0.074712 | 141.1353 | 0 | 0 | 413.24 | 155.35 | 322.98 | 136.61 | 8614.8353 | 179.97 | 13533.92 | 1047.4 | 14581.32
2015 | Secondary School | 0B | 19592 | 0 | 6.29 | 5339.09 | 1879.9 | 116.99 | 2594.37 | 544.46 | 44.19 | 1215.68 | 124.15 | 0.074712 | 124.0753 | 0 | 0 | 303.31 | 155.35 | 331.83 | 135.74 | 6982.1553 | 6.29 | 11908.78 | 882.58 | 12791.36
2015 | Secondary School | 1A | 19592 | 0 | 3.3 | 4034.31 | 1891.73 | 117.01 | 2594.37 | 544.46 | 44.2 | 1084.45 | 85.63 | 0.074712 | 85.5553 | 0 | 0 | 325.75 | 155.35 | 352.82 | 135.21 | 5530.0653 | 3.3 | 10468 | 900.58 | 11368.58
2015 | Secondary School | 1B | 19592 | 0 | 47.19 | 4610.93 | 1890.94 | 116.83 | 2594.37 | 544.46 | 44.2 | 1272.94 | 107.49 | 0.074712 | 107.4153 | 0 | 0 | 271.99 | 155.36 | 366.09 | 134.66 | 6263.2753 | 47.19 | 11199.71 | 957.74 | 12157.45
2015 | Secondary School | 2A | 19592 | 0 | 13.8 | 3420.77 | 1895.93 | 116.78 | 2594.37 | 544.46 | 44.2 | 1029.11 | 80.64 | 0.074712 | 80.5653 | 0 | 0 | 232.18 | 155.36 | 392.81 | 134.81 | 4762.6253 | 13.8 | 9704.16 | 951.06 | 10655.22
2015 | Secondary School | 2B | 19592 | 0 | 19.66 | 2659.93 | 1904.87 | 116.88 | 2594.37 | 544.46 | 44.21 | 1072.77 | 51.02 | 0.074712 | 50.9453 | 0 | 0 | 178.47 | 155.37 | 398.62 | 132.45 | 3962.1153 | 19.66 | 8910.35 | 962.73 | 9873.08
2015 | Secondary School | 3A | 19592 | 0 | 153.24 | 2074.79 | 1908.41 | 116.86 | 2594.37 | 544.46 | 44.21 | 938.13 | 50.16 | 0.074712 | 50.0853 | 0 | 0 | 205.73 | 155.37 | 453.59 | 133.18 | 3268.7353 | 153.24 | 8221.2 | 1151.29 | 9372.49
2015 | Secondary School | 3B | 19592 | 0 | 269.8 | 1974.28 | 1901.33 | 116.85 | 2594.37 | 544.46 | 44.2 | 1028.19 | 41.39 | 0.074712 | 41.3153 | 0 | 0 | 0 | 155.37 | 438.66 | 132.28 | 3043.7853 | 269.8 | 7988.25 | 1252.92 | 9241.17
2015 | Secondary School | 3C | 19592 | 0 | 93.33 | 1458.56 | 1901.61 | 117.04 | 2594.37 | 544.46 | 44.21 | 872.93 | 63.72 | 0.074712 | 63.6453 | 0 | 0 | 0 | 155.37 | 449.84 | 133.34 | 2395.1353 | 93.33 | 7341.14 | 1087.63 | 8428.77
2015 | Secondary School | 4A | 19592 | 0 | 393.78 | 1505.22 | 1909.14 | 117.07 | 2594.37 | 544.46 | 44.21 | 925.25 | 39.36 | 0.074712 | 39.2853 | 0 | 0 | 237.54 | 155.37 | 497.83 | 132.86 | 2707.2953 | 393.78 | 7660.4 | 1436.07 | 9096.47
2015 | Secondary School | 4B | 19592 | 0 | 601.55 | 1440.79 | 1897.48 | 116.81 | 2594.37 | 544.46 | 44.2 | 1074.1 | 59.07 | 0.074712 | 58.9953 | 0 | 0 | 0 | 155.37 | 484.65 | 131.97 | 2573.8853 | 601.55 | 7514.16 | 1630.66 | 9144.82
2015 | Secondary School | 4C | 19592 | 0 | 984.93 | 674.65 | 1929.72 | 117.05 | 2594.37 | 544.46 | 44.22 | 847.05 | 35.05 | 0.074712 | 34.9753 | 0 | 0 | 0 | 155.37 | 504.82 | 132.59 | 1556.6753 | 984.93 | 6530.08 | 2034.21 | 8564.29
2015 | Secondary School | 5A | 19592 | 0 | 869.25 | 1005.4 | 1910.77 | 116.89 | 2594.37 | 544.46 | 44.21 | 922.36 | 30.77 | 0.074712 | 30.6953 | 0 | 0 | 219.27 | 155.37 | 534.36 | 132.69 | 2177.7253 | 869.25 | 7132.1 | 1948.07 | 9080.17
2015 | Secondary School | 5B | 19592 | 0 | 1369.56 | 1074.51 | 1907.27 | 117.01 | 2594.37 | 544.46 | 44.21 | 1047.26 | 49.26 | 0.074712 | 49.1853 | 0 | 0 | 0 | 155.37 | 522.84 | 131.96 | 2170.9553 | 1369.56 | 7121.23 | 2436.85 | 9558.08
2015 | Secondary School | 5C | 19592 | 0 | 359.58 | 450.95 | 1925.18 | 116.99 | 2594.37 | 544.46 | 44.22 | 826.3 | 23.5 | 0.074712 | 23.4253 | 0 | 0 | 196.17 | 155.37 | 524.21 | 132.6 | 1496.8453 | 359.58 | 6465.65 | 1428.25 | 7893.9
2015 | Secondary School | 6A | 19592 | 0 | 1954.81 | 1062.36 | 1914.97 | 116.95 | 2594.37 | 544.46 | 44.22 | 1008.05 | 34.86 | 0.074712 | 34.7853 | 0 | 0 | 222.38 | 155.37 | 564.04 | 132.92 | 2327.5753 | 1954.81 | 7286.44 | 3063.31 | 10349.75
2015 | Secondary School | 6B | 19592 | 0 | 1116.23 | 738.19 | 1916.25 | 116.81 | 2594.37 | 544.46 | 44.22 | 1001.78 | 36.94 | 0.074712 | 36.8653 | 0 | 0 | 236.86 | 155.37 | 555.42 | 131.92 | 2013.6953 | 1116.23 | 6972.7 | 2216.1 | 9188.8
2015 | Secondary School | 7 | 19592 | 0 | 2359.6 | 870.23 | 1917.92 | 117 | 2594.37 | 544.46 | 44.22 | 1011.58 | 31.39 | 0.074712 | 31.3153 | 0 | 0 | 225.24 | 155.37 | 595.91 | 132.74 | 2138.3653 | 2359.6 | 7100.06 | 3499.96 | 10600.02
2015 | Secondary School | 8 | 19592 | 0 | 4619.68 | 415.13 | 1971.77 | 117.73 | 2594.37 | 544.46 | 44.26 | 1064.88 | 34.69 | 0.074712 | 34.6153 | 0 | 0 | 238.36 | 155.37 | 635.1 | 132.53 | 1752.9853 | 4619.68 | 6769.09 | 5799.23 | 12568.32
2018 | Secondary School | 0A | 19592 | 0 | 184.62 | 6012.41 | 1536.86 | 82.45 | 2594.37 | 544.46 | 32.18 | 1446.23 | 127.43 | 0.074712 | 127.3553 | 0 | 0 | 406.06 | 155.35 | 322.84 | 136.65 | 7992.0553 | 184.62 | 12529.99 | 1051.92 | 13581.91
2018 | Secondary School | 0B | 19592 | 0 | 6.72 | 5211.93 | 1542.97 | 82.43 | 2594.37 | 544.46 | 32.18 | 1177.92 | 121.43 | 0.074712 | 121.3553 | 0 | 0 | 295.03 | 155.35 | 331.72 | 135.79 | 6806.2353 | 6.72 | 11349.41 | 882.91 | 12232.32
2018 | Secondary School | 1A | 19592 | 0 | 4.82 | 3883.11 | 1551.63 | 82.44 | 2594.37 | 544.46 | 32.18 | 1055.96 | 81.64 | 0.074712 | 81.5653 | 0 | 0 | 320.4 | 155.35 | 352.69 | 135.25 | 5341.0353 | 4.82 | 9892.34 | 901.97 | 10794.31
2018 | Secondary School | 1B | 19592 | 0 | 47.64 | 4480.04 | 1551 | 82.32 | 2594.37 | 544.46 | 32.18 | 1235.64 | 104.19 | 0.074712 | 104.1153 | 0 | 0 | 264.26 | 155.36 | 365.96 | 134.69 | 6084.0553 | 47.64 | 10634.05 | 958.06 | 11592.11
2018 | Secondary School | 2A | 19592 | 0 | 15.17 | 3307.25 | 1554.52 | 82.29 | 2594.37 | 544.46 | 32.19 | 1000.08 | 77.13 | 0.074712 | 77.0553 | 0 | 0 | 245.41 | 155.36 | 392.75 | 134.85 | 4629.7953 | 15.17 | 9183.44 | 952.37 | 10135.81
2018 | Secondary School | 2B | 19592 | 0 | 21.87 | 2571.43 | 1560.98 | 82.36 | 2594.37 | 544.46 | 32.19 | 1035.03 | 48.75 | 0.074712 | 48.6753 | 0 | 0 | 203.5 | 155.37 | 398.58 | 132.46 | 3858.6353 | 21.87 | 8416.44 | 964.91 | 9381.35
2018 | Secondary School | 3A | 19592 | 0 | 168.85 | 2008.52 | 1563.6 | 82.34 | 2594.37 | 544.46 | 32.19 | 915.73 | 47.68 | 0.074712 | 47.6053 | 0 | 0 | 237.01 | 155.37 | 453.62 | 133.19 | 3208.8653 | 168.85 | 7769.99 | 1166.93 | 8936.92
2018 | Secondary School | 3B | 19592 | 0 | 274.63 | 1907.64 | 1558.41 | 82.33 | 2594.37 | 544.46 | 32.19 | 987.93 | 39.51 | 0.074712 | 39.4353 | 0 | 0 | 0 | 155.37 | 438.67 | 132.27 | 2935.0053 | 274.63 | 7490.01 | 1257.76 | 8747.77
2018 | Secondary School | 3C | 19592 | 0 | 108.43 | 1410.62 | 1558.59 | 82.48 | 2594.37 | 544.46 | 32.19 | 848.13 | 35.72 | 0.074712 | 35.6453 | 0 | 0 | 0 | 155.37 | 449.85 | 133.34 | 2294.3953 | 108.43 | 6850.8 | 1102.73 | 7953.53
2018 | Secondary School | 4A | 19592 | 0 | 427.45 | 1429.72 | 1565.98 | 82.5 | 2594.37 | 544.46 | 32.19 | 877.76 | 37.87 | 0.074712 | 37.7953 | 0 | 0 | 246.14 | 155.37 | 497.89 | 132.87 | 2591.4153 | 427.45 | 7154.78 | 1469.8 | 8624.58
2018 | Secondary School | 4B | 19592 | 0 | 615.74 | 1355.67 | 1557.67 | 82.31 | 2594.37 | 544.46 | 32.19 | 1007.52 | 30.45 | 0.074712 | 30.3753 | 0 | 0 | 0 | 155.37 | 484.69 | 131.96 | 2393.5653 | 615.74 | 6947.5 | 1644.88 | 8592.38
2018 | Secondary School | 4C | 19592 | 0 | 1057.09 | 638.5 | 1581.32 | 82.49 | 2594.37 | 544.46 | 32.2 | 811.43 | 20.64 | 0.074712 | 20.5653 | 0 | 0 | 0 | 155.37 | 504.86 | 132.59 | 1470.4953 | 1057.09 | 6048.92 | 2106.4 | 8155.32
2018 | Secondary School | 5A | 19592 | 0 | 929.66 | 965.51 | 1565.9 | 82.37 | 2594.37 | 544.46 | 32.19 | 901.23 | 23.34 | 0.074712 | 23.2653 | 0 | 0 | 233.07 | 155.37 | 534.37 | 132.72 | 2123.0753 | 929.66 | 6686.07 | 2008.49 | 8694.56
2018 | Secondary School | 5B | 19592 | 0 | 1412.72 | 1020.8 | 1563.3 | 82.46 | 2594.37 | 544.46 | 32.19 | 998.61 | 26.69 | 0.074712 | 26.6153 | 0 | 0 | 0 | 155.37 | 522.85 | 131.96 | 2046.0253 | 1412.72 | 6605.75 | 2480.03 | 9085.78
2018 | Secondary School | 5C | 19592 | 0 | 450.05 | 431.46 | 1576.44 | 82.45 | 2594.37 | 544.46 | 32.2 | 797.16 | 12.94 | 0.074712 | 12.8653 | 0 | 0 | 183.73 | 155.37 | 524.32 | 132.6 | 1425.2153 | 450.05 | 5998.71 | 1518.83 | 7517.54
2018 | Secondary School | 6A | 19592 | 0 | 2007.72 | 1030.39 | 1567.63 | 82.42 | 2594.37 | 544.46 | 32.19 | 989.71 | 26.44 | 0.074712 | 26.3653 | 0 | 0 | 241.14 | 155.37 | 564 | 132.97 | 2287.6053 | 2007.72 | 6852.63 | 3116.18 | 9968.81
2018 | Secondary School | 6B | 19592 | 0 | 1147.58 | 710.61 | 1568.55 | 82.31 | 2594.37 | 544.46 | 32.19 | 974.8 | 15.36 | 0.074712 | 15.2853 | 0 | 0 | 262.44 | 155.37 | 555.45 | 131.94 | 1963.1353 | 1147.58 | 6527.95 | 2247.49 | 8775.44
2018 | Secondary School | 7 | 19592 | 0 | 2406.59 | 844.24 | 1569.61 | 82.45 | 2594.37 | 544.46 | 32.19 | 991.11 | 21.43 | 0.074712 | 21.3553 | 0 | 0 | 234.02 | 155.37 | 595.92 | 132.78 | 2090.7253 | 2406.59 | 6657.58 | 3546.97 | 10204.55
2018 | Secondary School | 8 | 19592 | 0 | 4627.92 | 400.41 | 1609.14 | 83 | 2594.37 | 544.46 | 32.21 | 1020.24 | 20.78 | 0.074712 | 20.7053 | 0 | 0 | 245.41 | 155.38 | 635.16 | 132.58 | 1686.7653 | 4627.92 | 6293.53 | 5807.54 | 12101.07
2006 | Small Hotel | 0A | 4013.58 | 0 | 0 | 1356.82 | 578.21 | 95.41 | 601.94 | 421.49 | 0 | 328.13 | 0.26 | 0.26 | 0 | 0 | 0 | 0 | 0 | 457.42 | 0 | 1684.95 | 0 | 2960.78 | 878.91 | 3839.69
2006 | Small Hotel | 0B | 4013.58 | 0.1 | 0 | 1221.92 | 578.21 | 95.43 | 601.94 | 421.49 | 0 | 337.36 | 0.26 | 0.26 | 0 | 0 | 0 | 0 | 0 | 456.43 | 0 | 1559.38 | 0 | 2835.22 | 877.92 | 3713.14
2006 | Small Hotel | 1A | 4013.58 | 0 | 0 | 983.02 | 578.21 | 95.44 | 601.94 | 421.49 | 0 | 324.28 | 0.26 | 0.26 | 0 | 0 | 0 | 0 | 0 | 476.78 | 0 | 1307.3 | 0 | 2583.16 | 898.27 | 3481.43
2006 | Small Hotel | 1B | 4013.58 | 8.37 | 2.69 | 1014.58 | 578.21 | 95.32 | 601.94 | 421.49 | 0 | 332.23 | 0.26 | 0.26 | 0 | 0 | 0 | 0 | 0 | 477.44 | 0 | 1355.18 | 2.69 | 2630.92 | 901.62 | 3532.54
2006 | Small Hotel | 2A | 4013.58 | 18.68 | 9.68 | 847.72 | 578.21 | 95.29 | 601.94 | 421.49 | 0 | 323.36 | 0.26 | 0.26 | 0 | 0 | 0 | 0 | 0 | 499.44 | 0 | 1189.76 | 9.68 | 2465.46 | 930.61 | 3396.07
2006 | Small Hotel | 2B | 4013.58 | 20.04 | 6.02 | 662.83 | 578.21 | 95.36 | 601.94 | 421.49 | 0 | 339.13 | 0.26 | 0.26 | 0 | 0 | 0 | 0 | 0 | 503.5 | 0 | 1022 | 6.02 | 2297.78 | 931.01 | 3228.79
2006 | Small Hotel | 3A | 4013.58 | 129.58 | 65.9 | 537.09 | 578.21 | 95.34 | 601.94 | 421.49 | 0 | 322.81 | 0.26 | 0.26 | 0 | 0 | 0 | 0 | 0 | 554.52 | 0 | 989.48 | 65.9 | 2265.23 | 1041.91 | 3307.14
2006 | Small Hotel | 3B | 4013.58 | 61.18 | 28.13 | 519.39 | 578.21 | 95.34 | 601.94 | 421.49 | 0 | 337.92 | 0.26 | 0.26 | 0 | 0 | 0 | 0 | 0 | 539.68 | 0 | 918.49 | 28.13 | 2194.25 | 989.3 | 3183.55
2006 | Small Hotel | 3C | 4013.58 | 16.69 | 8.34 | 392.65 | 578.21 | 95.32 | 601.94 | 421.49 | 0 | 317.78 | 0.26 | 0.26 | 0 | 0 | 0 | 0 | 0 | 553.31 | 0 | 727.12 | 8.34 | 2002.85 | 983.13 | 2985.98
2006 | Small Hotel | 4A | 4013.58 | 303.03 | 156.65 | 381.91 | 578.21 | 95.19 | 601.94 | 421.49 | 0 | 318.24 | 0.26 | 0.26 | 0 | 0 | 0 | 0 | 0 | 602.53 | 0 | 1003.18 | 156.65 | 2278.79 | 1180.67 | 3459.46
2006 | Small Hotel | 4B | 4013.58 | 141.32 | 66.89 | 384.85 | 578.21 | 95.27 | 601.94 | 421.49 | 0 | 343.54 | 0.26 | 0.26 | 0 | 0 | 0 | 0 | 0 | 587.38 | 0 | 869.71 | 66.89 | 2145.39 | 1075.76 | 3221.15
2006 | Small Hotel | 4C | 4013.58 | 139.37 | 97.71 | 229.12 | 578.21 | 95.08 | 601.94 | 421.49 | 0 | 315.53 | 0.26 | 0.26 | 0 | 0 | 0 | 0 | 0 | 618.37 | 0 | 684.02 | 97.71 | 1959.52 | 1137.57 | 3097.09
2006 | Small Hotel | 5A | 4013.58 | 421.02 | 229.02 | 274.09 | 578.21 | 95.22 | 601.94 | 421.49 | 0 | 316.28 | 0.26 | 0.26 | 0 | 0 | 0 | 0 | 0 | 649.53 | 0 | 1011.39 | 229.02 | 2287.03 | 1300.04 | 3587.07
2006 | Small Hotel | 5B | 4013.58 | 241.95 | 131.53 | 295.03 | 578.21 | 95.23 | 601.94 | 421.49 | 0 | 339 | 0.26 | 0.26 | 0 | 0 | 0 | 0 | 0 | 635.48 | 0 | 875.98 | 131.53 | 2151.62 | 1188.5 | 3340.12
2006 | Small Hotel | 5C | 4013.58 | 155.51 | 123.55 | 185.85 | 578.21 | 95.08 | 601.94 | 421.49 | 0 | 313.24 | 0.26 | 0.26 | 0 | 0 | 0 | 0 | 0 | 645.2 | 0 | 654.6 | 123.55 | 1930.09 | 1190.24 | 3120.33
2006 | Small Hotel | 6A | 4013.58 | 670.02 | 341.43 | 272.08 | 578.21 | 95.18 | 601.94 | 421.49 | 0 | 320.09 | 0.26 | 0.26 | 0 | 0 | 0 | 0 | 0 | 685.31 | 0 | 1262.19 | 341.43 | 2537.78 | 1448.23 | 3986.01
2006 | Small Hotel | 6B | 4013.58 | 444.28 | 237.39 | 214.71 | 578.21 | 95.11 | 601.94 | 421.49 | 0 | 330.2 | 0.26 | 0.26 | 0 | 0 | 0 | 0 | 0 | 675.94 | 0 | 989.19 | 237.39 | 2264.71 | 1334.82 | 3599.53
2006 | Small Hotel | 7 | 4013.58 | 741.68 | 422.59 | 226.14 | 578.21 | 95.05 | 601.94 | 421.49 | 0 | 317.57 | 0.26 | 0.26 | 0 | 0 | 0 | 0 | 0 | 727.31 | 0 | 1285.39 | 422.59 | 2560.86 | 1571.4 | 4132.26
2006 | Small Hotel | 8 | 4013.58 | 1013.72 | 596.46 | 149.77 | 578.21 | 94.53 | 601.94 | 421.49 | 0 | 315.4 | 0.26 | 0.26 | 0 | 0 | 0 | 0 | 0 | 784.31 | 0 | 1478.89 | 596.46 | 2753.83 | 1802.26 | 4556.09
2009 | Small Hotel | 0A | 4013.58 | 0 | 0 | 1194.48 | 578.21 | 65.91 | 601.94 | 421.49 | 0 | 326.24 | 0.26 | 0.26 | 0 | 0 | 0 | 0 | 0 | 457.42 | 0 | 1520.72 | 0 | 2767.04 | 878.91 | 3645.95
2009 | Small Hotel | 0B | 4013.58 | 0.07 | 0 | 1097.41 | 578.21 | 65.92 | 601.94 | 421.49 | 0 | 335.48 | 0.26 | 0.26 | 0 | 0 | 0 | 0 | 0 | 456.44 | 0 | 1432.96 | 0 | 2679.29 | 877.92 | 3557.21
2009 | Small Hotel | 1A | 4013.58 | 0 | 0 | 905.55 | 578.21 | 65.93 | 601.94 | 421.49 | 0 | 323.81 | 0.26 | 0.26 | 0 | 0 | 0 | 0 | 0 | 476.79 | 0 | 1229.36 | 0 | 2475.7 | 898.28 | 3373.98
2009 | Small Hotel | 1B | 4013.58 | 3.76 | 0.01 | 925.43 | 578.21 | 65.84 | 601.94 | 421.49 | 0 | 330.98 | 0.26 | 0.26 | 0 | 0 | 0 | 0 | 0 | 477.43 | 0 | 1260.17 | 0.01 | 2506.42 | 898.93 | 3405.35
2009 | Small Hotel | 2A | 4013.58 | 7.66 | 0.75 | 778.95 | 578.21 | 65.82 | 601.94 | 421.49 | 0 | 322.62 | 0.26 | 0.26 | 0 | 0 | 0 | 0 | 0 | 499.41 | 0 | 1109.23 | 0.75 | 2355.47 | 921.66 | 3277.13
2009 | Small Hotel | 2B | 4013.58 | 7.01 | 0.33 | 623.1 | 578.21 | 65.87 | 601.94 | 421.49 | 0 | 339.01 | 0.26 | 0.26 | 0 | 0 | 0 | 0 | 0 | 503.47 | 0 | 969.12 | 0.33 | 2215.41 | 925.29 | 3140.7
2009 | Small Hotel | 3A | 4013.58 | 69.59 | 13.62 | 503.56 | 578.21 | 65.86 | 601.94 | 421.49 | 0 | 320.53 | 0.26 | 0.26 | 0 | 0 | 0 | 0 | 0 | 554.17 | 0 | 893.68 | 13.62 | 2139.95 | 989.28 | 3129.23
2009 | Small Hotel | 3B | 4013.58 | 25.91 | 2.11 | 503.55 | 578.21 | 65.85 | 601.94 | 421.49 | 0 | 335.38 | 0.26 | 0.26 | 0 | 0 | 0 | 0 | 0 | 539.37 | 0 | 864.84 | 2.11 | 2111.1 | 962.97 | 3074.07
2009 | Small Hotel | 3C | 4013.58 | 4.93 | 0.2 | 408.67 | 578.21 | 65.84 | 601.94 | 421.49 | 0 | 316.14 | 0.26 | 0.26 | 0 | 0 | 0 | 0 | 0 | 552.97 | 0 | 729.74 | 0.2 | 1976 | 974.66 | 2950.66
2009 | Small Hotel | 4A | 4013.58 | 171.99 | 39.5 | 370.73 | 578.21 | 65.75 | 601.94 | 421.49 | 0 | 315.48 | 0.26 | 0.26 | 0 | 0 | 0 | 0 | 0 | 601.91 | 0 | 858.2 | 39.5 | 2104.37 | 1062.9 | 3167.27
2009 | Small Hotel | 4B | 4013.58 | 65.05 | 7.76 | 391.77 | 578.21 | 65.81 | 601.94 | 421.49 | 0 | 340.16 | 0.26 | 0.26 | 0 | 0 | 0 | 0 | 0 | 586.82 | 0 | 796.98 | 7.76 | 2043.21 | 1016.08 | 3059.29
2009 | Small Hotel | 4C | 4013.58 | 81.83 | 16.2 | 252.25 | 578.21 | 65.68 | 601.94 | 421.49 | 0 | 315.1 | 0.26 | 0.26 | 0 | 0 | 0 | 0 | 0 | 618.06 | 0 | 649.18 | 16.2 | 1895.27 | 1055.74 | 2951.01
2009 | Small Hotel | 5A | 4013.58 | 300.46 | 75.33 | 271.21 | 578.21 | 65.78 | 601.94 | 421.49 | 0 | 315.53 | 0.26 | 0.26 | 0 | 0 | 0 | 0 | 0 | 649.21 | 0 | 887.2 | 75.33 | 2133.39 | 1146.03 | 3279.42
2009 | Small Hotel | 5B | 4013.58 | 159.34 | 30.31 | 306.76 | 578.21 | 65.78 | 601.94 | 421.49 | 0 | 338.09 | 0.26 | 0.26 | 0 | 0 | 0 | 0 | 0 | 635.16 | 0 | 804.19 | 30.31 | 2050.38 | 1086.96 | 3137.34
2009 | Small Hotel | 5C | 4013.58 | 86.47 | 21.5 | 215.96 | 578.21 | 65.67 | 601.94 | 421.49 | 0 | 312.87 | 0.26 | 0.26 | 0 | 0 | 0 | 0 | 0 | 644.85 | 0 | 615.3 | 21.5 | 1861.38 | 1087.84 | 2949.22
2009 | Small Hotel | 6A | 4013.58 | 492.82 | 125.76 | 269.78 | 578.21 | 65.74 | 601.94 | 421.49 | 0 | 320.88 | 0.26 | 0.26 | 0 | 0 | 0 | 0 | 0 | 684.77 | 0 | 1083.48 | 125.76 | 2329.64 | 1232.02 | 3561.66
2009 | Small Hotel | 6B | 4013.58 | 305.83 | 69.59 | 233.78 | 578.21 | 65.7 | 601.94 | 421.49 | 0 | 331.16 | 0.26 | 0.26 | 0 | 0 | 0 | 0 | 0 | 675.41 | 0 | 870.77 | 69.59 | 2116.88 | 1166.49 | 3283.37
2009 | Small Hotel | 7 | 4013.58 | 547.71 | 163.35 | 250.61 | 578.21 | 65.66 | 601.94 | 421.49 | 0 | 319.77 | 0.26 | 0.26 | 0 | 0 | 0 | 0 | 0 | 726.86 | 0 | 1118.09 | 163.35 | 2364.16 | 1311.7 | 3675.86
2009 | Small Hotel | 8 | 4013.58 | 718.55 | 250.23 | 170.95 | 578.21 | 65.3 | 601.94 | 421.49 | 0 | 315.82 | 0.26 | 0.26 | 0 | 0 | 0 | 0 | 0 | 784.03 | 0 | 1205.32 | 250.23 | 2451.03 | 1455.75 | 3906.78
2012 | Small Hotel | 0A | 4013.58 | 0 | 0 | 1078.02 | 517.68 | 65.91 | 601.94 | 421.49 | 0 | 315.2 | 0.26 | 0.26 | 0 | 0 | 0 | 0 | 0 | 457.1 | 0 | 1393.22 | 0 | 2579.01 | 878.59 | 3457.6
2012 | Small Hotel | 0B | 4013.58 | 0.08 | 0 | 988.12 | 517.68 | 65.92 | 601.94 | 421.49 | 0 | 322.46 | 0.26 | 0.26 | 0 | 0 | 0 | 0 | 0 | 456.09 | 0 | 1310.66 | 0 | 2496.45 | 877.58 | 3374.03
2012 | Small Hotel | 1A | 4013.58 | 0.01 | 0 | 819.58 | 517.68 | 65.93 | 601.94 | 421.49 | 0 | 313.69 | 0.26 | 0.26 | 0 | 0 | 0 | 0 | 0 | 476.39 | 0 | 1133.28 | 0 | 2319.08 | 897.88 | 3216.96
2012 | Small Hotel | 1B | 4013.58 | 2.19 | 0 | 835.81 | 517.68 | 65.84 | 601.94 | 421.49 | 0 | 318.64 | 0.26 | 0.26 | 0 | 0 | 0 | 0 | 0 | 477.05 | 0 | 1156.64 | 0 | 2342.36 | 898.54 | 3240.9
2012 | Small Hotel | 2A | 4013.58 | 7.28 | 0.61 | 698.97 | 517.68 | 65.82 | 601.94 | 421.49 | 0 | 314.17 | 0.26 | 0.26 | 0 | 0 | 0 | 0 | 0 | 499.12 | 0 | 1020.42 | 0.61 | 2206.12 | 921.22 | 3127.34
2012 | Small Hotel | 2B | 4013.58 | 6.46 | 0.46 | 562.13 | 517.68 | 65.87 | 601.94 | 421.49 | 0 | 329.82 | 0.26 | 0.26 | 0 | 0 | 0 | 0 | 0 | 503.19 | 0 | 898.41 | 0.46 | 2084.15 | 925.13 | 3009.28
2012 | Small Hotel | 3A | 4013.58 | 68.24 | 13.76 | 458.51 | 517.68 | 65.86 | 601.94 | 421.49 | 0 | 314.22 | 0.26 | 0.26 | 0 | 0 | 0 | 0 | 0 | 554.01 | 0 | 840.97 | 13.76 | 2026.69 | 989.26 | 3015.95
2012 | Small Hotel | 3B | 4013.58 | 25.52 | 2.21 | 455.05 | 517.68 | 65.85 | 601.94 | 421.49 | 0 | 329.13 | 0.26 | 0.26 | 0 | 0 | 0 | 0 | 0 | 539.23 | 0 | 809.7 | 2.21 | 1995.43 | 962.92 | 2958.35
2012 | Small Hotel | 3C | 4013.58 | 4.89 | 0.19 | 372.31 | 517.68 | 65.84 | 601.94 | 421.49 | 0 | 313.04 | 0.26 | 0.26 | 0 | 0 | 0 | 0 | 0 | 552.9 | 0 | 690.24 | 0.19 | 1875.96 | 974.58 | 2850.54
2012 | Small Hotel | 4A | 4013.58 | 125.54 | 36.29 | 355.09 | 517.68 | 65.75 | 601.94 | 421.49 | 0 | 311.44 | 0.26 | 0.26 | 0 | 0 | 0 | 0 | 0 | 601.49 | 0 | 792.07 | 36.29 | 1977.7 | 1059.27 | 3036.97
2012 | Small Hotel | 4B | 4013.58 | 46.98 | 7 | 372.96 | 517.68 | 65.81 | 601.94 | 421.49 | 0 | 336.48 | 0.26 | 0.26 | 0 | 0 | 0 | 0 | 0 | 586.49 | 0 | 756.42 | 7 | 1942.1 | 1014.98 | 2957.08
2012 | Small Hotel | 4C | 4013.58 | 59.21 | 14.89 | 248.34 | 517.68 | 65.68 | 601.94 | 421.49 | 0 | 312.73 | 0.26 | 0.26 | 0 | 0 | 0 | 0 | 0 | 617.66 | 0 | 620.28 | 14.89 | 1805.83 | 1054.05 | 2859.88
2012 | Small Hotel | 5A | 4013.58 | 229.42 | 69.58 | 262.63 | 517.68 | 65.78 | 601.94 | 421.49 | 0 | 312.99 | 0.26 | 0.26 | 0 | 0 | 0 | 0 | 0 | 648.72 | 0 | 805.04 | 69.58 | 1990.69 | 1139.79 | 3130.48
2012 | Small Hotel | 5B | 4013.58 | 123.28 | 28.45 | 294.75 | 517.68 | 65.78 | 601.94 | 421.49 | 0 | 335.44 | 0.26 | 0.26 | 0 | 0 | 0 | 0 | 0 | 634.81 | 0 | 753.47 | 28.45 | 1939.12 | 1084.75 | 3023.87
2012 | Small Hotel | 5C | 4013.58 | 69.24 | 20.77 | 213.77 | 517.68 | 65.67 | 601.94 | 421.49 | 0 | 309.32 | 0.26 | 0.26 | 0 | 0 | 0 | 0 | 0 | 644.55 | 0 | 592.33 | 20.77 | 1777.88 | 1086.82 | 2864.7
2012 | Small Hotel | 6A | 4013.58 | 371.59 | 119.16 | 257.96 | 517.68 | 65.74 | 601.94 | 421.49 | 0 | 316.25 | 0.26 | 0.26 | 0 | 0 | 0 | 0 | 0 | 684.42 | 0 | 945.8 | 119.16 | 2131.43 | 1225.08 | 3356.51
2012 | Small Hotel | 6B | 4013.58 | 229.09 | 67.51 | 227.3 | 517.68 | 65.7 | 601.94 | 421.49 | 0 | 325.94 | 0.26 | 0.26 | 0 | 0 | 0 | 0 | 0 | 675.12 | 0 | 782.33 | 67.51 | 1967.91 | 1164.12 | 3132.03
2012 | Small Hotel | 7 | 4013.58 | 436.06 | 153.64 | 222.94 | 517.68 | 65.66 | 601.94 | 421.49 | 0 | 317.04 | 0.26 | 0.26 | 0 | 0 | 0 | 0 | 0 | 726.45 | 0 | 976.04 | 153.64 | 2161.57 | 1301.58 | 3463.15
2012 | Small Hotel | 8 | 4013.58 | 620 | 231.82 | 155.75 | 517.68 | 65.3 | 601.94 | 421.49 | 0 | 311.8 | 0.26 | 0.26 | 0 | 0 | 0 | 0 | 0 | 783.39 | 0 | 1087.55 | 231.82 | 2272.72 | 1436.7 | 3709.42
2015 | Small Hotel | 0A | 4013.58 | 0 | 0 | 950.49 | 268.91 | 63.68 | 592.7 | 421.49 | 0 | 268.61 | 0.26 | 0.26 | 0 | 0 | 0 | 0 | 0 | 423.67 | 0 | 1219.1 | 0 | 2144.65 | 845.16 | 2989.81
2015 | Small Hotel | 0B | 4013.58 | 0.17 | 0 | 863.12 | 269.18 | 63.69 | 592.7 | 421.49 | 0 | 271.33 | 0.26 | 0.26 | 0 | 0 | 0 | 0 | 0 | 424.41 | 0 | 1134.62 | 0 | 2060.46 | 845.9 | 2906.36
2015 | Small Hotel | 1A | 4013.58 | 0.03 | 0 | 706.68 | 269.77 | 63.7 | 592.7 | 421.49 | 0 | 265.23 | 0.26 | 0.26 | 0 | 0 | 0 | 0 | 0 | 442.98 | 0 | 971.94 | 0 | 1898.37 | 864.47 | 2762.84
2015 | Small Hotel | 1B | 4013.58 | 3.51 | 0.49 | 725.8 | 269.74 | 63.62 | 592.7 | 421.49 | 0 | 268.49 | 0.26 | 0.26 | 0 | 0 | 0 | 0 | 0 | 453.28 | 0 | 997.8 | 0.49 | 1924.11 | 875.25 | 2799.36
2015 | Small Hotel | 2A | 4013.58 | 7.69 | 2.55 | 608.33 | 269.89 | 63.6 | 592.7 | 421.49 | 0 | 264.93 | 0.26 | 0.26 | 0 | 0 | 0 | 0 | 0 | 479.12 | 0 | 880.95 | 2.55 | 1807.39 | 903.16 | 2710.55
2015 | Small Hotel | 2B | 4013.58 | 8.32 | 1.79 | 485.98 | 270.57 | 63.64 | 592.7 | 421.49 | 0 | 272.65 | 0.26 | 0.26 | 0 | 0 | 0 | 0 | 0 | 484.46 | 0 | 766.95 | 1.79 | 1694.12 | 907.74 | 2601.86
2015 | Small Hotel | 3A | 4013.58 | 70.1 | 24.41 | 396.74 | 270.27 | 63.63 | 592.7 | 421.49 | 0 | 263.63 | 0.26 | 0.26 | 0 | 0 | 0 | 0 | 0 | 544.63 | 0 | 730.47 | 24.41 | 1657.32 | 990.54 | 2647.86
2015 | Small Hotel | 3B | 4013.58 | 27.53 | 8.35 | 392.67 | 270.32 | 63.63 | 592.7 | 421.49 | 0 | 270.25 | 0.26 | 0.26 | 0 | 0 | 0 | 0 | 0 | 527.03 | 0 | 690.45 | 8.35 | 1617.37 | 956.88 | 2574.25
2015 | Small Hotel | 3C | 4013.58 | 5.48 | 0.66 | 313.26 | 270.29 | 63.62 | 592.7 | 421.49 | 0 | 302.98 | 0.26 | 0.26 | 0 | 0 | 0 | 0 | 0 | 552.04 | 0 | 621.72 | 0.66 | 1548.6 | 974.19 | 2522.79
2015 | Small Hotel | 4A | 4013.58 | 160.38 | 62.32 | 298.7 | 269.17 | 63.53 | 592.7 | 421.49 | 0 | 262.6 | 0.26 | 0.26 | 0 | 0 | 0 | 0 | 0 | 600.72 | 0 | 721.68 | 62.32 | 1647.34 | 1084.53 | 2731.87
2015 | Small Hotel | 4B | 4013.58 | 61.88 | 21.56 | 312.13 | 269.32 | 63.58 | 592.7 | 421.49 | 0 | 274.16 | 0.26 | 0.26 | 0 | 0 | 0 | 0 | 0 | 584.4 | 0 | 648.17 | 21.56 | 1574.02 | 1027.45 | 2601.47
2015 | Small Hotel | 4C | 4013.58 | 81.83 | 25.85 | 197.06 | 269.74 | 63.46 | 592.7 | 421.49 | 0 | 304.51 | 0.26 | 0.26 | 0 | 0 | 0 | 0 | 0 | 617.68 | 0 | 583.4 | 25.85 | 1509.55 | 1065.02 | 2574.57
2015 | Small Hotel | 5A | 4013.58 | 279.4 | 104 | 217.93 | 269.19 | 63.55 | 592.7 | 421.49 | 0 | 262.95 | 0.26 | 0.26 | 0 | 0 | 0 | 0 | 0 | 648.79 | 0 | 760.28 | 104 | 1685.98 | 1174.27 | 2860.25
2015 | Small Hotel | 5B | 4013.58 | 154.51 | 54.3 | 243.17 | 269.38 | 63.56 | 592.7 | 421.49 | 0 | 273.47 | 0.26 | 0.26 | 0 | 0 | 0 | 0 | 0 | 634.87 | 0 | 671.15 | 54.3 | 1597.05 | 1110.66 | 2707.71
2015 | Small Hotel | 5C | 4013.58 | 95.16 | 35.15 | 163.22 | 269.65 | 63.46 | 592.7 | 421.49 | 0 | 302.59 | 0.26 | 0.26 | 0 | 0 | 0 | 0 | 0 | 644.66 | 0 | 560.97 | 35.15 | 1487.03 | 1101.3 | 2588.33
2015 | Small Hotel | 6A | 4013.58 | 443.41 | 160.06 | 215.75 | 269.31 | 63.52 | 592.7 | 421.49 | 0 | 265.2 | 0.26 | 0.26 | 0 | 0 | 0 | 0 | 0 | 684.31 | 0 | 924.36 | 160.06 | 1850.15 | 1265.87 | 3116.02
2015 | Small Hotel | 6B | 4013.58 | 285.88 | 103.29 | 184.4 | 269.48 | 63.48 | 592.7 | 421.49 | 0 | 269.58 | 0.26 | 0.26 | 0 | 0 | 0 | 0 | 0 | 675.13 | 0 | 739.86 | 103.29 | 1665.77 | 1199.91 | 2865.68
2015 | Small Hotel | 7 | 4013.58 | 514.5 | 195.14 | 183.38 | 269.19 | 63.44 | 592.7 | 421.49 | 0 | 288.69 | 0.26 | 0.26 | 0 | 0 | 0 | 0 | 0 | 726.22 | 0 | 986.57 | 195.14 | 1912.15 | 1342.86 | 3255.01
2015 | Small Hotel | 8 | 4013.58 | 717.56 | 262.59 | 123.88 | 271.04 | 63.09 | 592.7 | 421.49 | 0 | 304.85 | 0.26 | 0.26 | 0 | 0 | 0 | 0 | 0 | 782.93 | 0 | 1146.29 | 262.59 | 2073.37 | 1467.01 | 3540.38
2018 | Small Hotel | 0A | 4013.58 | 0 | 0 | 833.52 | 290.22 | 42.14 | 592.7 | 421.49 | 0 | 181.88 | 0.26 | 0.26 | 0 | 0 | 0 | 0 | 0 | 423.43 | 0 | 1015.4 | 0 | 1940.72 | 844.92 | 2785.64
2018 | Small Hotel | 0B | 4013.58 | 0.1 | 0 | 771.87 | 290.46 | 42.15 | 592.7 | 421.49 | 0 | 184.02 | 0.26 | 0.26 | 0 | 0 | 0 | 0 | 0 | 424.1 | 0 | 955.99 | 0 | 1881.55 | 845.59 | 2727.14
2018 | Small Hotel | 1A | 4013.58 | 0.01 | 0 | 639.38 | 290.95 | 42.16 | 592.7 | 421.49 | 0 | 175.39 | 0.26 | 0.26 | 0 | 0 | 0 | 0 | 0 | 442.72 | 0 | 814.78 | 0 | 1740.83 | 864.21 | 2605.04
2018 | Small Hotel | 1B | 4013.58 | 2.01 | 0.39 | 656.6 | 290.93 | 42.1 | 592.7 | 421.49 | 0 | 179.31 | 0.26 | 0.26 | 0 | 0 | 0 | 0 | 0 | 452.93 | 0 | 837.92 | 0.39 | 1763.91 | 874.8 | 2638.71
2018 | Small Hotel | 2A | 4013.58 | 4.1 | 2.22 | 554.52 | 291.05 | 42.09 | 592.7 | 421.49 | 0 | 173.52 | 0.26 | 0.26 | 0 | 0 | 0 | 0 | 0 | 478.8 | 0 | 732.14 | 2.22 | 1658.24 | 902.51 | 2560.75
2018 | Small Hotel | 2B | 4013.58 | 4.74 | 1.55 | 455.77 | 291.62 | 42.12 | 592.7 | 421.49 | 0 | 181.34 | 0.26 | 0.26 | 0 | 0 | 0 | 0 | 0 | 484.14 | 0 | 641.85 | 1.55 | 1568.55 | 907.18 | 2475.73
2018 | Small Hotel | 3A | 4013.58 | 38.28 | 23.34 | 376.04 | 291.38 | 42.11 | 592.7 | 421.49 | 0 | 169.91 | 0.26 | 0.26 | 0 | 0 | 0 | 0 | 0 | 544.22 | 0 | 584.23 | 23.34 | 1510.69 | 989.05 | 2499.74
2018 | Small Hotel | 3B | 4013.58 | 14.19 | 7.46 | 377.4 | 291.4 | 42.11 | 592.7 | 421.49 | 0 | 177.39 | 0.26 | 0.26 | 0 | 0 | 0 | 0 | 0 | 526.65 | 0 | 568.98 | 7.46 | 1495.45 | 955.61 | 2451.06
2018 | Small Hotel | 3C | 4013.58 | 3.08 | 1.84 | 315.91 | 291.38 | 42.1 | 592.7 | 421.49 | 0 | 188.65 | 0.26 | 0.26 | 0 | 0 | 0 | 0 | 0 | 551.7 | 0 | 507.64 | 1.84 | 1434.08 | 975.04 | 2409.12
2018 | Small Hotel | 4A | 4013.58 | 89.81 | 61.13 | 287.57 | 290.7 | 42.05 | 592.7 | 421.49 | 0 | 167.22 | 0.26 | 0.26 | 0 | 0 | 0 | 0 | 0 | 600.38 | 0 | 544.6 | 61.13 | 1470.3 | 1083 | 2553.3
2018 | Small Hotel | 4B | 4013.58 | 31.68 | 20.59 | 305.14 | 290.81 | 42.08 | 592.7 | 421.49 | 0 | 179.85 | 0.26 | 0.26 | 0 | 0 | 0 | 0 | 0 | 584.03 | 0 | 516.67 | 20.59 | 1442.51 | 1026.11 | 2468.62
2018 | Small Hotel | 4C | 4013.58 | 39.94 | 24.31 | 208.13 | 291.2 | 42 | 592.7 | 421.49 | 0 | 207.63 | 0.26 | 0.26 | 0 | 0 | 0 | 0 | 0 | 617.32 | 0 | 455.7 | 24.31 | 1381.85 | 1063.12 | 2444.97
2018 | Small Hotel | 5A | 4013.58 | 166.78 | 100.86 | 216.55 | 290.59 | 42.06 | 592.7 | 421.49 | 0 | 188.99 | 0.26 | 0.26 | 0 | 0 | 0 | 0 | 0 | 648.37 | 0 | 572.32 | 100.86 | 1497.93 | 1170.72 | 2668.65
2018 | Small Hotel | 5B | 4013.58 | 86.28 | 52.84 | 243.89 | 290.74 | 42.06 | 592.7 | 421.49 | 0 | 178.49 | 0.26 | 0.26 | 0 | 0 | 0 | 0 | 0 | 634.47 | 0 | 508.66 | 52.84 | 1434.41 | 1108.79 | 2543.2
2018 | Small Hotel | 5C | 4013.58 | 44.43 | 32.28 | 182.39 | 291 | 42 | 592.7 | 421.49 | 0 | 206.09 | 0.26 | 0.26 | 0 | 0 | 0 | 0 | 0 | 644.28 | 0 | 432.91 | 32.28 | 1358.86 | 1098.05 | 2456.91
2018 | Small Hotel | 6A | 4013.58 | 286.11 | 158.69 | 215.3 | 290.57 | 42.04 | 592.7 | 421.49 | 0 | 170.15 | 0.26 | 0.26 | 0 | 0 | 0 | 0 | 0 | 683.94 | 0 | 671.56 | 158.69 | 1597.12 | 1264.12 | 2861.24
2018 | Small Hotel | 6B | 4013.58 | 172.86 | 101.2 | 191.6 | 290.72 | 42.01 | 592.7 | 421.49 | 0 | 174.16 | 0.26 | 0.26 | 0 | 0 | 0 | 0 | 0 | 674.71 | 0 | 538.62 | 101.2 | 1464.31 | 1197.4 | 2661.71
2018 | Small Hotel | 7 | 4013.58 | 321.73 | 192.83 | 189.15 | 290.47 | 41.98 | 592.7 | 421.49 | 0 | 193.29 | 0.26 | 0.26 | 0 | 0 | 0 | 0 | 0 | 725.76 | 0 | 704.17 | 192.83 | 1629.58 | 1340.08 | 2969.66
2018 | Small Hotel | 8 | 4013.58 | 445.11 | 260 | 137.14 | 292.08 | 41.75 | 592.7 | 421.49 | 0 | 209.06 | 0.26 | 0.26 | 0 | 0 | 0 | 0 | 0 | 782.54 | 0 | 791.31 | 260 | 1718.11 | 1464.03 | 3182.14
2006 | Small Office | 0A | 511.16 | 0 | 0 | 110.81 | 72.37 | 24.9 | 52.8 | 0 | 0 | 25.15 | 0 | 0 | 0 | 0 | 0 | 0 | 18.04 | 0 | 0 | 135.96 | 0 | 304.07 | 0 | 304.07
2006 | Small Office | 0B | 511.16 | 0 | 0 | 106.21 | 72.37 | 24.91 | 52.8 | 0 | 0 | 30.15 | 0 | 0 | 0 | 0 | 0 | 0 | 18.04 | 0 | 0 | 136.36 | 0 | 304.47 | 0 | 304.47
2006 | Small Office | 1A | 511.16 | 0 | 0 | 79.57 | 72.37 | 24.91 | 52.8 | 0 | 0 | 23.48 | 0 | 0 | 0 | 0 | 0 | 0 | 18.04 | 0 | 0 | 103.05 | 0 | 271.17 | 0 | 271.17
2006 | Small Office | 1B | 511.16 | 0.05 | 0 | 84.68 | 72.37 | 24.88 | 52.8 | 0 | 0 | 28.09 | 0 | 0 | 0 | 0 | 0 | 0 | 18.04 | 0 | 0 | 112.82 | 0 | 280.9 | 0 | 280.9
2006 | Small Office | 2A | 511.16 | 0.39 | 0 | 66.15 | 72.37 | 24.87 | 52.8 | 0 | 0 | 24.45 | 0 | 0 | 0 | 0 | 0 | 0 | 18.04 | 0 | 0 | 90.99 | 0 | 259.07 | 0 | 259.07
2006 | Small Office | 2B | 511.16 | 0.45 | 0.01 | 59.45 | 72.37 | 24.89 | 52.8 | 0 | 0 | 29.41 | 0 | 0 | 0 | 0 | 0 | 0 | 18.04 | 0 | 0 | 89.31 | 0.01 | 257.39 | 0.01 | 257.4
2006 | Small Office | 3A | 511.16 | 6.32 | 1.51 | 36.92 | 72.37 | 24.89 | 52.8 | 0 | 0 | 22.87 | 0 | 0 | 0 | 0 | 0 | 0 | 18.04 | 0 | 0 | 66.11 | 1.51 | 234.19 | 1.51 | 235.7
2006 | Small Office | 3B | 511.16 | 2.3 | 0.13 | 40.83 | 72.37 | 24.88 | 52.8 | 0 | 0 | 26.8 | 0 | 0 | 0 | 0 | 0 | 0 | 18.04 | 0 | 0 | 69.93 | 0.13 | 238.02 | 0.13 | 238.15
2006 | Small Office | 3C | 511.16 | 0.23 | 0 | 27.73 | 72.37 | 24.88 | 52.8 | 0 | 0 | 20.26 | 0 | 0 | 0 | 0 | 0 | 0 | 18.04 | 0 | 0 | 48.22 | 0 | 216.3 | 0 | 216.3
2006 | Small Office | 4A | 511.16 | 15.92 | 5.88 | 25.51 | 72.37 | 24.85 | 52.8 | 0 | 0 | 21.52 | 0 | 0 | 0 | 0 | 0 | 0 | 18.04 | 0 | 0 | 62.95 | 5.88 | 230.99 | 5.88 | 236.87
2006 | Small Office | 4B | 511.16 | 6.56 | 1.06 | 29.54 | 72.37 | 24.87 | 52.8 | 0 | 0 | 26.73 | 0 | 0 | 0 | 0 | 0 | 0 | 18.04 | 0 | 0 | 62.83 | 1.06 | 230.89 | 1.06 | 231.95
2006 | Small Office | 4C | 511.16 | 9.27 | 1.15 | 12.03 | 72.37 | 24.82 | 52.8 | 0 | 0 | 21.85 | 0 | 0 | 0 | 0 | 0 | 0 | 18.04 | 0 | 0 | 43.15 | 1.15 | 211.16 | 1.15 | 212.31
2006 | Small Office | 5A | 511.16 | 27.98 | 23.71 | 15.04 | 72.37 | 24.86 | 52.8 | 0 | 0 | 21.84 | 0 | 0 | 0 | 0 | 0 | 0 | 18.04 | 0 | 0 | 64.86 | 23.71 | 232.91 | 23.71 | 256.62
2006 | Small Office | 5B | 511.16 | 16.3 | 12.32 | 20.46 | 72.37 | 24.86 | 52.8 | 0 | 0 | 25.93 | 0 | 0 | 0 | 0 | 0 | 0 | 18.04 | 0 | 0 | 62.69 | 12.32 | 230.74 | 12.32 | 243.06
2006 | Small Office | 5C | 511.16 | 11.37 | 2.16 | 8.23 | 72.37 | 24.82 | 52.8 | 0 | 0 | 20.27 | 0 | 0 | 0 | 0 | 0 | 0 | 18.04 | 0 | 0 | 39.87 | 2.16 | 207.89 | 2.16 | 210.05
2006 | Small Office | 6A | 511.16 | 33.19 | 72.53 | 15.4 | 72.37 | 24.84 | 52.8 | 0 | 0 | 25.57 | 0 | 0 | 0 | 0 | 0 | 0 | 18.04 | 0 | 0 | 74.16 | 72.53 | 242.2 | 72.53 | 314.73
2006 | Small Office | 6B | 511.16 | 21.58 | 45.34 | 12.37 | 72.37 | 24.83 | 52.8 | 0 | 0 | 25.78 | 0 | 0 | 0 | 0 | 0 | 0 | 18.04 | 0 | 0 | 59.73 | 45.34 | 227.75 | 45.34 | 273.09
2006 | Small Office | 7 | 511.16 | 28.53 | 112.63 | 11.87 | 72.37 | 24.81 | 52.8 | 0 | 0 | 25.79 | 0 | 0 | 0 | 0 | 0 | 0 | 18.04 | 0 | 0 | 66.19 | 112.63 | 234.2 | 112.63 | 346.83
2006 | Small Office | 8 | 511.16 | 23.66 | 172.95 | 8.13 | 72.37 | 24.67 | 52.8 | 0 | 0 | 27.68 | 0 | 0 | 0 | 0 | 0 | 0 | 18.04 | 0 | 0 | 59.47 | 172.95 | 227.35 | 172.95 | 400.3
2009 | Small Office | 0A | 511.16 | 0 | 0 | 86.19 | 72.37 | 14.35 | 52.8 | 0 | 0 | 25.16 | 0 | 0 | 0 | 0 | 0 | 0 | 18.04 | 0 | 0 | 111.35 | 0 | 268.9 | 0 | 268.9
2009 | Small Office | 0B | 511.16 | 0 | 0 | 83.57 | 72.37 | 14.35 | 52.8 | 0 | 0 | 30.14 | 0 | 0 | 0 | 0 | 0 | 0 | 18.04 | 0 | 0 | 113.71 | 0 | 271.27 | 0 | 271.27
2009 | Small Office | 1A | 511.16 | 0 | 0 | 62.69 | 72.37 | 14.36 | 52.8 | 0 | 0 | 23.48 | 0 | 0 | 0 | 0 | 0 | 0 | 18.04 | 0 | 0 | 86.17 | 0 | 243.73 | 0 | 243.73
2009 | Small Office | 1B | 511.16 | 0.03 | 0 | 66.93 | 72.37 | 14.34 | 52.8 | 0 | 0 | 28.09 | 0 | 0 | 0 | 0 | 0 | 0 | 18.04 | 0 | 0 | 95.05 | 0 | 252.59 | 0 | 252.59
2009 | Small Office | 2A | 511.16 | 0.3 | 0 | 51.7 | 72.37 | 14.33 | 52.8 | 0 | 0 | 23.95 | 0 | 0 | 0 | 0 | 0 | 0 | 18.04 | 0 | 0 | 75.95 | 0 | 233.48 | 0 | 233.48
2009 | Small Office | 2B | 511.16 | 0.34 | 0 | 47.13 | 72.37 | 14.34 | 52.8 | 0 | 0 | 28.74 | 0 | 0 | 0 | 0 | 0 | 0 | 18.04 | 0 | 0 | 76.21 | 0 | 233.75 | 0 | 233.75
2009 | Small Office | 3A | 511.16 | 4.99 | 1.31 | 29.3 | 72.37 | 14.34 | 52.8 | 0 | 0 | 22.32 | 0 | 0 | 0 | 0 | 0 | 0 | 18.04 | 0 | 0 | 56.61 | 1.31 | 214.15 | 1.31 | 215.46
2009 | Small Office | 3B | 511.16 | 1.8 | 0.1 | 32.74 | 72.37 | 14.34 | 52.8 | 0 | 0 | 26.17 | 0 | 0 | 0 | 0 | 0 | 0 | 18.04 | 0 | 0 | 60.71 | 0.1 | 218.25 | 0.1 | 218.35
2009 | Small Office | 3C | 511.16 | 0.15 | 0 | 22.92 | 72.37 | 14.34 | 52.8 | 0 | 0 | 19.85 | 0 | 0 | 0 | 0 | 0 | 0 | 18.04 | 0 | 0 | 42.92 | 0 | 200.46 | 0 | 200.46
2009 | Small Office | 4A | 511.16 | 12.59 | 5.1 | 20.37 | 72.37 | 14.32 | 52.8 | 0 | 0 | 21.02 | 0 | 0 | 0 | 0 | 0 | 0 | 18.04 | 0 | 0 | 53.98 | 5.1 | 211.49 | 5.1 | 216.59
2009 | Small Office | 4B | 511.16 | 5.22 | 0.77 | 24.04 | 72.37 | 14.33 | 52.8 | 0 | 0 | 26.13 | 0 | 0 | 0 | 0 | 0 | 0 | 18.04 | 0 | 0 | 55.39 | 0.77 | 212.91 | 0.77 | 213.68
2009 | Small Office | 4C | 511.16 | 6.17 | 0.74 | 10.62 | 72.37 | 14.3 | 52.8 | 0 | 0 | 20.99 | 0 | 0 | 0 | 0 | 0 | 0 | 18.04 | 0 | 0 | 37.78 | 0.74 | 195.28 | 0.74 | 196.02
2009 | Small Office | 5A | 511.16 | 21.03 | 18.8 | 12.38 | 72.37 | 14.32 | 52.8 | 0 | 0 | 20.55 | 0 | 0 | 0 | 0 | 0 | 0 | 18.04 | 0 | 0 | 53.96 | 18.8 | 211.49 | 18.8 | 230.29
2009 | Small Office | 5B | 511.16 | 11.73 | 8.86 | 16.75 | 72.37 | 14.32 | 52.8 | 0 | 0 | 24.41 | 0 | 0 | 0 | 0 | 0 | 0 | 18.04 | 0 | 0 | 52.89 | 8.86 | 210.41 | 8.86 | 219.27
2009 | Small Office | 5C | 511.16 | 7.7 | 1.34 | 7.59 | 72.37 | 14.3 | 52.8 | 0 | 0 | 19.57 | 0 | 0 | 0 | 0 | 0 | 0 | 18.04 | 0 | 0 | 34.86 | 1.34 | 192.36 | 1.34 | 193.7
2009 | Small Office | 6A | 511.16 | 22.84 | 56.37 | 13.75 | 72.37 | 14.32 | 52.8 | 0 | 0 | 23.29 | 0 | 0 | 0 | 0 | 0 | 0 | 18.04 | 0 | 0 | 59.88 | 56.37 | 217.39 | 56.37 | 273.76
2009 | Small Office | 6B | 511.16 | 14.19 | 31.66 | 11.61 | 72.37 | 14.31 | 52.8 | 0 | 0 | 24.52 | 0 | 0 | 0 | 0 | 0 | 0 | 18.04 | 0 | 0 | 50.32 | 31.66 | 207.83 | 31.66 | 239.49
2009 | Small Office | 7 | 511.16 | 19.69 | 83.19 | 11.58 | 72.37 | 14.3 | 52.8 | 0 | 0 | 24.03 | 0 | 0 | 0 | 0 | 0 | 0 | 18.04 | 0 | 0 | 55.3 | 83.19 | 212.79 | 83.19 | 295.98
2009 | Small Office | 8 | 511.16 | 18.95 | 143.64 | 7.33 | 72.37 | 14.22 | 52.8 | 0 | 0 | 26.17 | 0 | 0 | 0 | 0 | 0 | 0 | 18.04 | 0 | 0 | 52.45 | 143.64 | 209.87 | 143.64 | 353.51
2012 | Small Office | 0A | 511.16 | 0 | 0 | 70.63 | 41.39 | 14.35 | 52.8 | 0 | 0 | 18.77 | 0 | 0 | 0 | 0 | 0 | 0 | 18.04 | 0 | 0 | 89.4 | 0 | 215.98 | 0 | 215.98
2012 | Small Office | 0B | 511.16 | 0 | 0 | 67.87 | 41.75 | 14.35 | 52.8 | 0 | 0 | 21.97 | 0 | 0 | 0 | 0 | 0 | 0 | 18.04 | 0 | 0 | 89.84 | 0 | 216.78 | 0 | 216.78
2012 | Small Office | 1A | 511.16 | 0 | 0 | 51.62 | 43.57 | 14.36 | 52.8 | 0 | 0 | 18.2 | 0 | 0 | 0 | 0 | 0 | 0 | 18.04 | 0 | 0 | 69.82 | 0 | 198.59 | 0 | 198.59
2012 | Small Office | 1B | 511.16 | 0 | 0 | 54.05 | 42.96 | 14.34 | 52.8 | 0 | 0 | 20.41 | 0 | 0 | 0 | 0 | 0 | 0 | 18.04 | 0 | 0 | 74.46 | 0 | 202.59 | 0 | 202.59
2012 | Small Office | 2A | 511.16 | 0.13 | 0 | 42.94 | 43.52 | 14.33 | 52.8 | 0 | 0 | 18.45 | 0 | 0 | 0 | 0 | 0 | 0 | 18.04 | 0 | 0 | 61.52 | 0 | 190.21 | 0 | 190.21
2012 | Small Office | 2B | 511.16 | 0.15 | 0 | 38.15 | 44.42 | 14.34 | 52.8 | 0 | 0 | 21.56 | 0 | 0 | 0 | 0 | 0 | 0 | 18.04 | 0 | 0 | 59.86 | 0 | 189.45 | 0 | 189.45
2012 | Small Office | 3A | 511.16 | 4.31 | 0.93 | 23.52 | 44.15 | 14.34 | 52.8 | 0 | 0 | 17.56 | 0 | 0 | 0 | 0 | 0 | 0 | 18.04 | 0 | 0 | 45.39 | 0.93 | 174.71 | 0.93 | 175.64
2012 | Small Office | 3B | 511.16 | 1.09 | 0.1 | 26.11 | 44.11 | 14.34 | 52.8 | 0 | 0 | 20.53 | 0 | 0 | 0 | 0 | 0 | 0 | 18.04 | 0 | 0 | 47.73 | 0.1 | 177.02 | 0.1 | 177.12
2012 | Small Office | 3C | 511.16 | 0.05 | 0 | 18.16 | 43.9 | 14.34 | 52.8 | 0 | 0 | 16.3 | 0 | 0 | 0 | 0 | 0 | 0 | 18.04 | 0 | 0 | 34.51 | 0 | 163.59 | 0 | 163.59
2012 | Small Office | 4A | 511.16 | 9.72 | 3.42 | 17.31 | 40.8 | 14.32 | 52.8 | 0 | 0 | 16.64 | 0 | 0 | 0 | 0 | 0 | 0 | 18.04 | 0 | 0 | 43.67 | 3.42 | 169.62 | 3.42 | 173.04
2012 | Small Office | 4B | 511.16 | 3.42 | 0.35 | 20.53 | 40.38 | 14.33 | 52.8 | 0 | 0 | 21.16 | 0 | 0 | 0 | 0 | 0 | 0 | 18.04 | 0 | 0 | 45.11 | 0.35 | 170.66 | 0.35 | 171.01
2012 | Small Office | 4C | 511.16 | 5.06 | 0.49 | 8.86 | 42.62 | 14.3 | 52.8 | 0 | 0 | 17.74 | 0 | 0 | 0 | 0 | 0 | 0 | 18.04 | 0 | 0 | 31.66 | 0.49 | 159.42 | 0.49 | 159.91
2012 | Small Office | 5A | 511.16 | 18.08 | 15.97 | 10.48 | 41.36 | 14.32 | 52.8 | 0 | 0 | 16.86 | 0 | 0 | 0 | 0 | 0 | 0 | 18.04 | 0 | 0 | 45.42 | 15.97 | 171.94 | 15.97 | 187.91
2012 | Small Office | 5B | 511.16 | 9.72 | 6.84 | 14.14 | 40.57 | 14.32 | 52.8 | 0 | 0 | 20.37 | 0 | 0 | 0 | 0 | 0 | 0 | 18.04 | 0 | 0 | 44.23 | 6.84 | 169.95 | 6.84 | 176.79
2012 | Small Office | 5C | 511.16 | 7.13 | 1.05 | 6.07 | 42.03 | 14.3 | 52.8 | 0 | 0 | 16.65 | 0 | 0 | 0 | 0 | 0 | 0 | 18.04 | 0 | 0 | 29.85 | 1.05 | 157.01 | 1.05 | 158.06
2012 | Small Office | 6A | 511.16 | 19.34 | 45.47 | 10.77 | 41.32 | 14.32 | 52.8 | 0 | 0 | 17.71 | 0 | 0 | 0 | 0 | 0 | 0 | 18.04 | 0 | 0 | 47.82 | 45.47 | 174.3 | 45.47 | 219.77
2012 | Small Office | 6B | 511.16 | 12.06 | 25.87 | 9.02 | 41.36 | 14.31 | 52.8 | 0 | 0 | 18.99 | 0 | 0 | 0 | 0 | 0 | 0 | 18.04 | 0 | 0 | 40.07 | 25.87 | 166.57 | 25.87 | 192.44
2012 | Small Office | 7 | 511.16 | 16.01 | 64.64 | 9.75 | 40.63 | 14.3 | 52.8 | 0 | 0 | 18.35 | 0 | 0 | 0 | 0 | 0 | 0 | 18.04 | 0 | 0 | 44.11 | 64.64 | 169.86 | 64.64 | 234.5
2012 | Small Office | 8 | 511.16 | 15.52 | 116.18 | 6.33 | 43.56 | 14.22 | 52.8 | 0 | 0 | 20.23 | 0 | 0 | 0 | 0 | 0 | 0 | 18.04 | 0 | 0 | 42.08 | 116.18 | 170.7 | 116.18 | 286.88
2015 | Small Office | 0A | 511.16 | 0 | 0 | 66.77 | 41.87 | 11.82 | 52.8 | 0 | 0 | 18.95 | 0 | 0 | 0 | 0 | 0 | 0 | 18.04 | 0 | 0 | 85.72 | 0 | 210.25 | 0 | 210.25
2015 | Small Office | 0B | 511.16 | 0 | 0 | 63.97 | 41.98 | 11.82 | 52.8 | 0 | 0 | 22.22 | 0 | 0 | 0 | 0 | 0 | 0 | 18.04 | 0 | 0 | 86.19 | 0 | 210.83 | 0 | 210.83
2015 | Small Office | 1A | 511.16 | 0 | 0 | 48.7 | 42.24 | 11.82 | 52.8 | 0 | 0 | 18.06 | 0 | 0 | 0 | 0 | 0 | 0 | 18.04 | 0 | 0 | 66.76 | 0 | 191.65 | 0 | 191.65
2015 | Small Office | 1B | 511.16 | 0 | 0 | 51.24 | 42.2 | 11.8 | 52.8 | 0 | 0 | 20.67 | 0 | 0 | 0 | 0 | 0 | 0 | 18.04 | 0 | 0 | 71.91 | 0 | 196.74 | 0 | 196.74
2015 | Small Office | 2A | 511.16 | 0.12 | 0 | 40.78 | 42.24 | 11.8 | 52.8 | 0 | 0 | 18.61 | 0 | 0 | 0 | 0 | 0 | 0 | 18.04 | 0 | 0 | 59.51 | 0 | 184.39 | 0 | 184.39
2015 | Small Office | 2B | 511.16 | 0.15 | 0 | 36.05 | 42.45 | 11.81 | 52.8 | 0 | 0 | 21.97 | 0 | 0 | 0 | 0 | 0 | 0 | 18.04 | 0 | 0 | 58.17 | 0 | 183.26 | 0 | 183.26
2015 | Small Office | 3A | 511.16 | 3.75 | 0.73 | 22.55 | 42.35 | 11.8 | 52.8 | 0 | 0 | 17.86 | 0 | 0 | 0 | 0 | 0 | 0 | 18.04 | 0 | 0 | 44.16 | 0.73 | 169.14 | 0.73 | 169.87
2015 | Small Office | 3B | 511.16 | 1 | 0.06 | 25.04 | 42.38 | 11.8 | 52.8 | 0 | 0 | 20.97 | 0 | 0 | 0 | 0 | 0 | 0 | 18.04 | 0 | 0 | 47.01 | 0.06 | 172.03 | 0.06 | 172.09
2015 | Small Office | 3C | 511.16 | 0.04 | 0 | 17.47 | 42.34 | 11.82 | 52.8 | 0 | 0 | 16.36 | 0 | 0 | 0 | 0 | 0 | 0 | 18.04 | 0 | 0 | 33.87 | 0 | 158.87 | 0 | 158.87
2015 | Small Office | 4A | 511.16 | 9.78 | 3.11 | 16.98 | 42 | 11.83 | 52.8 | 0 | 0 | 17.71 | 0 | 0 | 0 | 0 | 0 | 0 | 18.04 | 0 | 0 | 44.47 | 3.11 | 169.13 | 3.11 | 172.24
2015 | Small Office | 4B | 511.16 | 3.42 | 0.29 | 20.05 | 41.97 | 11.8 | 52.8 | 0 | 0 | 22.18 | 0 | 0 | 0 | 0 | 0 | 0 | 18.04 | 0 | 0 | 45.65 | 0.29 | 170.25 | 0.29 | 170.54
2015 | Small Office | 4C | 511.16 | 5.25 | 0.47 | 8.69 | 42.21 | 11.82 | 52.8 | 0 | 0 | 18.44 | 0 | 0 | 0 | 0 | 0 | 0 | 18.04 | 0 | 0 | 32.38 | 0.47 | 157.26 | 0.47 | 157.73
2015 | Small Office | 5A | 511.16 | 18.35 | 15.12 | 10.28 | 42.02 | 11.81 | 52.8 | 0 | 0 | 17.75 | 0 | 0 | 0 | 0 | 0 | 0 | 18.04 | 0 | 0 | 46.38 | 15.12 | 171.04 | 15.12 | 186.16
2015 | Small Office | 5B | 511.16 | 9.76 | 6.68 | 13.94 | 42.01 | 11.82 | 52.8 | 0 | 0 | 21.37 | 0 | 0 | 0 | 0 | 0 | 0 | 18.04 | 0 | 0 | 45.07 | 6.68 | 169.73 | 6.68 | 176.41
2015 | Small Office | 5C | 511.16 | 7.33 | 1.02 | 6.11 | 42.15 | 11.82 | 52.8 | 0 | 0 | 17.33 | 0 | 0 | 0 | 0 | 0 | 0 | 18.04 | 0 | 0 | 30.77 | 1.02 | 155.58 | 1.02 | 156.6
2015 | Small Office | 6A | 511.16 | 19.48 | 44.92 | 10.6 | 42.04 | 11.81 | 52.8 | 0 | 0 | 18.63 | 0 | 0 | 0 | 0 | 0 | 0 | 18.04 | 0 | 0 | 48.71 | 44.92 | 173.4 | 44.92 | 218.32
2015 | Small Office | 6B | 511.16 | 12.1 | 25.64 | 8.9 | 42.07 | 11.8 | 52.8 | 0 | 0 | 20.05 | 0 | 0 | 0 | 0 | 0 | 0 | 18.04 | 0 | 0 | 41.05 | 25.64 | 165.75 | 25.64 | 191.39
2015 | Small Office | 7 | 511.16 | 16.13 | 64.3 | 9.73 | 41.98 | 11.82 | 52.8 | 0 | 0 | 19.47 | 0 | 0 | 0 | 0 | 0 | 0 | 18.04 | 0 | 0 | 45.33 | 64.3 | 169.97 | 64.3 | 234.27
2015 | Small Office | 8 | 511.16 | 15.8 | 118.55 | 6.45 | 42.52 | 11.89 | 52.8 | 0 | 0 | 21.54 | 0 | 0 | 0 | 0 | 0 | 0 | 18.04 | 0 | 0 | 43.79 | 118.55 | 169.04 | 118.55 | 287.59
2018 | Small Office | 0A | 511.16 | 0 | 0 | 66.27 | 39.91 | 7.8 | 52.8 | 0 | 0 | 18.77 | 0 | 0 | 0 | 0 | 0 | 0 | 18.04 | 0 | 0 | 85.04 | 0 | 203.59 | 0 | 203.59
2018 | Small Office | 0B | 511.16 | 0 | 0 | 63.47 | 40.01 | 7.8 | 52.8 | 0 | 0 | 22.04 | 0 | 0 | 0 | 0 | 0 | 0 | 18.04 | 0 | 0 | 85.51 | 0 | 204.16 | 0 | 204.16
2018 | Small Office | 1A | 511.16 | 0 | 0 | 48.25 | 40.26 | 7.8 | 52.8 | 0 | 0 | 17.87 | 0 | 0 | 0 | 0 | 0 | 0 | 18.04 | 0 | 0 | 66.12 | 0 | 185.02 | 0 | 185.02
2018 | Small Office | 1B | 511.16 | 0 | 0 | 50.76 | 40.22 | 7.79 | 52.8 | 0 | 0 | 20.48 | 0 | 0 | 0 | 0 | 0 | 0 | 18.04 | 0 | 0 | 71.24 | 0 | 190.09 | 0 | 190.09
2018 | Small Office | 2A | 511.16 | 0.12 | 0 | 40.36 | 40.26 | 7.79 | 52.8 | 0 | 0 | 18.43 | 0 | 0 | 0 | 0 | 0 | 0 | 18.04 | 0 | 0 | 58.91 | 0 | 177.8 | 0 | 177.8
2018 | Small Office | 2B | 511.16 | 0.15 | 0 | 35.62 | 40.46 | 7.79 | 52.8 | 0 | 0 | 21.77 | 0 | 0 | 0 | 0 | 0 | 0 | 18.04 | 0 | 0 | 57.54 | 0 | 176.63 | 0 | 176.63
2018 | Small Office | 3A | 511.16 | 3.84 | 0.76 | 22.23 | 40.36 | 7.79 | 52.8 | 0 | 0 | 17.68 | 0 | 0 | 0 | 0 | 0 | 0 | 18.04 | 0 | 0 | 43.75 | 0.76 | 162.73 | 0.76 | 163.49
2018 | Small Office | 3B | 511.16 | 1.03 | 0.07 | 24.67 | 40.4 | 7.79 | 52.8 | 0 | 0 | 20.77 | 0 | 0 | 0 | 0 | 0 | 0 | 18.04 | 0 | 0 | 46.47 | 0.07 | 165.49 | 0.07 | 165.56
2018 | Small Office | 3C | 511.16 | 0.04 | 0 | 17.09 | 40.36 | 7.81 | 52.8 | 0 | 0 | 16.18 | 0 | 0 | 0 | 0 | 0 | 0 | 18.04 | 0 | 0 | 33.31 | 0 | 152.3 | 0 | 152.3
2018 | Small Office | 4A | 511.16 | 10.4 | 3.46 | 16.12 | 40.14 | 7.81 | 52.8 | 0 | 0 | 17.07 | 0 | 0 | 0 | 0 | 0 | 0 | 18.04 | 0 | 0 | 43.59 | 3.46 | 162.38 | 3.46 | 165.84
2018 | Small Office | 4B | 511.16 | 3.79 | 0.4 | 18.72 | 40.11 | 7.79 | 52.8 | 0 | 0 | 21.36 | 0 | 0 | 0 | 0 | 0 | 0 | 18.04 | 0 | 0 | 43.87 | 0.4 | 162.62 | 0.4 | 163.02
2018 | Small Office | 4C | 511.16 | 5.72 | 0.59 | 7.86 | 40.35 | 7.81 | 52.8 | 0 | 0 | 17.55 | 0 | 0 | 0 | 0 | 0 | 0 | 18.04 | 0 | 0 | 31.13 | 0.59 | 150.12 | 0.59 | 150.71
2018 | Small Office | 5A | 511.16 | 18.72 | 15.9 | 9.84 | 40.11 | 7.8 | 52.8 | 0 | 0 | 17.33 | 0 | 0 | 0 | 0 | 0 | 0 | 18.04 | 0 | 0 | 45.89 | 15.9 | 164.63 | 15.9 | 180.53
2018 | Small Office | 5B | 511.16 | 10.27 | 7.12 | 13.3 | 40.09 | 7.8 | 52.8 | 0 | 0 | 20.86 | 0 | 0 | 0 | 0 | 0 | 0 | 18.04 | 0 | 0 | 44.43 | 7.12 | 163.16 | 7.12 | 170.28
2018 | Small Office | 5C | 511.16 | 7.71 | 1.15 | 5.63 | 40.23 | 7.8 | 52.8 | 0 | 0 | 16.79 | 0 | 0 | 0 | 0 | 0 | 0 | 18.04 | 0 | 0 | 30.13 | 1.15 | 149 | 1.15 | 150.15
2018 | Small Office | 6A | 511.16 | 19.71 | 45.53 | 10.4 | 40.07 | 7.8 | 52.8 | 0 | 0 | 18.45 | 0 | 0 | 0 | 0 | 0 | 0 | 18.04 | 0 | 0 | 48.56 | 45.53 | 167.28 | 45.53 | 212.81
2018 | Small Office | 6B | 511.16 | 12.31 | 26.09 | 8.69 | 40.1 | 7.79 | 52.8 | 0 | 0 | 19.85 | 0 | 0 | 0 | 0 | 0 | 0 | 18.04 | 0 | 0 | 40.85 | 26.09 | 159.58 | 26.09 | 185.67
2018 | Small Office | 7 | 511.16 | 16.32 | 65.09 | 9.54 | 40.02 | 7.8 | 52.8 | 0 | 0 | 19.3 | 0 | 0 | 0 | 0 | 0 | 0 | 18.04 | 0 | 0 | 45.16 | 65.09 | 163.82 | 65.09 | 228.91
2018 | Small Office | 8 | 511.16 | 15.95 | 119.79 | 6.29 | 40.53 | 7.86 | 52.8 | 0 | 0 | 21.39 | 0 | 0 | 0 | 0 | 0 | 0 | 18.04 | 0 | 0 | 43.63 | 119.79 | 162.85 | 119.79 | 282.64
2006 | Stand-Alone Retail | 0A | 2293.99 | 0 | 0 | 1269.35 | 475.23 | 115.22 | 195.16 | 0 | 0 | 440.05 | 0 | 0 | 0 | 0 | 0 | 0 | 0 | 83.39 | 0 | 1709.4 | 0 | 2495.02 | 83.39 | 2578.41
2006 | Stand-Alone Retail | 0B | 2293.99 | 0 | 0.24 | 1178.96 | 475.23 | 115.25 | 195.16 | 0 | 0 | 473.13 | 0 | 0 | 0 | 0 | 0 | 0 | 0 | 83.31 | 0 | 1652.09 | 0.24 | 2437.72 | 83.55 | 2521.27
2006 | Stand-Alone Retail | 1A | 2293.99 | 0 | 0.01 | 862.74 | 475.23 | 115.26 | 195.16 | 0 | 0 | 415.02 | 0 | 0 | 0 | 0 | 0 | 0 | 0 | 85.32 | 0 | 1277.76 | 0.01 | 2063.41 | 85.33 | 2148.74
2006 | Stand-Alone Retail | 1B | 2293.99 | 0 | 15.46 | 949.8 | 475.23 | 115.12 | 195.16 | 0 | 0 | 465.83 | 0 | 0 | 0 | 0 | 0 | 0 | 0 | 85.4 | 0 | 1415.63 | 15.46 | 2201.13 | 100.86 | 2301.99
2006 | Stand-Alone Retail | 2A | 2293.99 | 0 | 52.39 | 737.75 | 475.23 | 115.08 | 195.16 | 0 | 0 | 435.32 | 0 | 0 | 0 | 0 | 0 | 0 | 0 | 87.56 | 0 | 1173.07 | 52.39 | 1958.53 | 139.94 | 2098.47
2006 | Stand-Alone Retail | 2B | 2293.99 | 0 | 28.35 | 557.73 | 475.23 | 115.16 | 195.16 | 0 | 0 | 485.48 | 0 | 0 | 0 | 0 | 0 | 0 | 0 | 87.71 | 0 | 1043.21 | 28.35 | 1828.76 | 116.06 | 1944.82
2006 | Stand-Alone Retail | 3A | 2293.99 | 0 | 253.71 | 399.04 | 475.23 | 115.14 | 195.16 | 0 | 0 | 419.79 | 0 | 0 | 0 | 0 | 0 | 0 | 0 | 91.33 | 0 | 818.83 | 253.71 | 1604.36 | 345.05 | 1949.41
2006 | Stand-Alone Retail | 3B | 2293.99 | 0 | 139.84 | 399.98 | 475.23 | 115.13 | 195.16 | 0 | 0 | 493.01 | 0 | 0 | 0 | 0 | 0 | 0 | 0 | 90.41 | 0 | 892.99 | 139.84 | 1678.51 | 230.24 | 1908.75
2006 | Stand-Alone Retail | 3C | 2293.99 | 0 | 31.97 | 167.28 | 475.23 | 115.12 | 195.16 | 0 | 0 | 390.53 | 0 | 0 | 0 | 0 | 0 | 0 | 0 | 91.69 | 0 | 557.81 | 31.97 | 1343.32 | 123.66 | 1466.98
2006 | Stand-Alone Retail | 4A | 2293.99 | 0 | 657.31 | 257.37 | 475.23 | 114.96 | 195.16 | 0 | 0 | 423.73 | 0 | 0 | 0 | 0 | 0 | 0 | 0 | 94.34 | 0 | 681.1 | 657.31 | 1466.46 | 751.65 | 2218.11
2006 | Stand-Alone Retail | 4B | 2293.99 | 0 | 221.23 | 229.55 | 475.23 | 115.05 | 195.16 | 0 | 0 | 458.99 | 0 | 0 | 0 | 0 | 0 | 0 | 0 | 93.47 | 0 | 688.54 | 221.23 | 1473.98 | 314.7 | 1788.68
2006 | Stand-Alone Retail | 4C | 2293.99 | 0 | 361.48 | 62.94 | 475.23 | 114.83 | 195.16 | 0 | 0 | 400.61 | 0 | 0 | 0 | 0 | 0 | 0 | 0 | 95.22 | 0 | 463.55 | 361.48 | 1248.77 | 456.7 | 1705.47
2006 | Stand-Alone Retail | 5A | 2293.99 | 0 | 835.74 | 134.16 | 475.23 | 115 | 195.16 | 0 | 0 | 452.48 | 0 | 0 | 0 | 0 | 0 | 0 | 0 | 96.82 | 0 | 586.64 | 835.74 | 1372.03 | 932.56 | 2304.59
2006 | Stand-Alone Retail | 5B | 2293.99 | 0 | 437.49 | 155.53 | 475.23 | 115 | 195.16 | 0 | 0 | 479.44 | 0 | 0 | 0 | 0 | 0 | 0 | 0 | 96.09 | 0 | 634.97 | 437.49 | 1420.37 | 533.59 | 1953.96
2006 | Stand-Alone Retail | 5C | 2293.99 | 0 | 449.33 | 25.09 | 475.23 | 114.82 | 195.16 | 0 | 0 | 391.19 | 0 | 0 | 0 | 0 | 0 | 0 | 0 | 96.64 | 0 | 416.28 | 449.33 | 1201.49 | 545.98 | 1747.47
2006 | Stand-Alone Retail | 6A | 2293.99 | 0 | 1163.09 | 147.56 | 475.23 | 114.94 | 195.16 | 0 | 0 | 488.21 | 0 | 0 | 0 | 0 | 0 | 0 | 0 | 98.63 | 0 | 635.77 | 1163.09 | 1421.1 | 1261.73 | 2682.83
2006 | Stand-Alone Retail | 6B | 2293.99 | 0 | 746.29 | 96.5 | 475.23 | 114.86 | 195.16 | 0 | 0 | 512.12 | 0 | 0 | 0 | 0 | 0 | 0 | 0 | 98.17 | 0 | 608.62 | 746.29 | 1393.87 | 844.46 | 2238.33
2006 | Stand-Alone Retail | 7 | 2293.99 | 0 | 1458.54 | 121.48 | 475.23 | 114.79 | 195.16 | 0 | 0 | 503.85 | 0 | 0 | 0 | 0 | 0 | 0 | 0 | 100.78 | 0 | 625.33 | 1458.54 | 1410.51 | 1559.31 | 2969.82
2006 | Stand-Alone Retail | 8 | 2293.99 | 0 | 2063.02 | 60.95 | 475.23 | 114.16 | 195.16 | 0 | 0 | 566.28 | 0 | 0 | 0 | 0 | 0 | 0 | 0 | 103.69 | 0 | 627.23 | 2063.02 | 1411.78 | 2166.71 | 3578.49
2009 | Stand-Alone Retail | 0A | 2293.99 | 0 | 0 | 1155.54 | 475.23 | 73.09 | 195.16 | 0 | 0 | 439.36 | 0 | 0 | 0 | 0 | 0 | 0 | 0 | 83.39 | 0 | 1594.9 | 0 | 2338.38 | 83.39 | 2421.77
2009 | Stand-Alone Retail | 0B | 2293.99 | 0 | 0.24 | 1115.6 | 475.23 | 73.1 | 195.16 | 0 | 0 | 472.23 | 0 | 0 | 0 | 0 | 0 | 0 | 0 | 83.31 | 0 | 1587.83 | 0.24 | 2331.32 | 83.54 | 2414.86
2009 | Stand-Alone Retail | 1A | 2293.99 | 0 | 0.01 | 817.79 | 475.23 | 73.11 | 195.16 | 0 | 0 | 414.72 | 0 | 0 | 0 | 0 | 0 | 0 | 0 | 85.32 | 0 | 1232.51 | 0.01 | 1976.02 | 85.33 | 2061.35
2009 | Stand-Alone Retail | 1B | 2293.99 | 0 | 10.54 | 901.1 | 475.23 | 73.02 | 195.16 | 0 | 0 | 465.12 | 0 | 0 | 0 | 0 | 0 | 0 | 0 | 85.4 | 0 | 1366.22 | 10.54 | 2109.63 | 95.94 | 2205.57
2009 | Stand-Alone Retail | 2A | 2293.99 | 0 | 21.55 | 631.7 | 475.23 | 72.99 | 195.16 | 0 | 0 | 390.8 | 0 | 0 | 0 | 0 | 0 | 0 | 0 | 87.53 | 0 | 1022.5 | 21.55 | 1765.88 | 109.08 | 1874.96
2009 | Stand-Alone Retail | 2B | 2293.99 | 0 | 9.96 | 468.8 | 475.23 | 73.05 | 195.16 | 0 | 0 | 447.15 | 0 | 0 | 0 | 0 | 0 | 0 | 0 | 87.67 | 0 | 915.95 | 9.96 | 1659.39 | 97.64 | 1757.03
2009 | Stand-Alone Retail | 3A | 2293.99 | 0 | 138.96 | 337.93 | 475.23 | 73.03 | 195.16 | 0 | 0 | 408.72 | 0 | 0 | 0 | 0 | 0 | 0 | 0 | 91.31 | 0 | 746.65 | 138.96 | 1490.07 | 230.26 | 1720.33
2009 | Stand-Alone Retail | 3B | 2293.99 | 0 | 42.94 | 335.74 | 475.23 | 73.03 | 195.16 | 0 | 0 | 432.93 | 0 | 0 | 0 | 0 | 0 | 0 | 0 | 90.32 | 0 | 768.67 | 42.94 | 1512.1 | 133.26 | 1645.36
2009 | Stand-Alone Retail | 3C | 2293.99 | 0 | 28.14 | 158.9 | 475.23 | 73.02 | 195.16 | 0 | 0 | 385.42 | 0 | 0 | 0 | 0 | 0 | 0 | 0 | 91.66 | 0 | 544.32 | 28.14 | 1287.72 | 119.79 | 1407.51
2009 | Stand-Alone Retail | 4A | 2293.99 | 0 | 372.44 | 208.77 | 475.23 | 72.92 | 195.16 | 0 | 0 | 413.8 | 0 | 0 | 0 | 0 | 0 | 0 | 0 | 94.3 | 0 | 622.57 | 372.44 | 1365.88 | 466.73 | 1832.61
2009 | Stand-Alone Retail | 4B | 2293.99 | 0 | 117.58 | 211.31 | 475.23 | 72.98 | 195.16 | 0 | 0 | 443.32 | 0 | 0 | 0 | 0 | 0 | 0 | 0 | 93.41 | 0 | 654.63 | 117.58 | 1397.99 | 210.99 | 1608.98
2009 | Stand-Alone Retail | 4C | 2293.99 | 0 | 236.04 | 62.45 | 475.23 | 72.84 | 195.16 | 0 | 0 | 399.2 | 0 | 0 | 0 | 0 | 0 | 0 | 0 | 95.17 | 0 | 461.65 | 236.04 | 1204.87 | 331.21 | 1536.08
2009 | Stand-Alone Retail | 5A | 2293.99 | 0 | 578.15 | 119.43 | 475.23 | 72.94 | 195.16 | 0 | 0 | 448.77 | 0 | 0 | 0 | 0 | 0 | 0 | 0 | 96.78 | 0 | 568.2 | 578.15 | 1311.53 | 674.93 | 1986.46
2009 | Stand-Alone Retail | 5B | 2293.99 | 0 | 284.58 | 149.3 | 475.23 | 72.95 | 195.16 | 0 | 0 | 475.51 | 0 | 0 | 0 | 0 | 0 | 0 | 0 | 96.05 | 0 | 624.81 | 284.58 | 1368.14 | 380.64 | 1748.78
2009 | Stand-Alone Retail | 5C | 2293.99 | 0 | 288.93 | 25.91 | 475.23 | 72.83 | 195.16 | 0 | 0 | 390.73 | 0 | 0 | 0 | 0 | 0 | 0 | 0 | 96.58 | 0 | 416.64 | 288.93 | 1159.85 | 385.52 | 1545.37
2009 | Stand-Alone Retail | 6A | 2293.99 | 0 | 840.39 | 137.4 | 475.23 | 72.91 | 195.16 | 0 | 0 | 489.13 | 0 | 0 | 0 | 0 | 0 | 0 | 0 | 98.6 | 0 | 626.53 | 840.39 | 1369.83 | 938.99 | 2308.82
2009 | Stand-Alone Retail | 6B | 2293.99 | 0 | 525.8 | 95.71 | 475.23 | 72.86 | 195.16 | 0 | 0 | 513.86 | 0 | 0 | 0 | 0 | 0 | 0 | 0 | 98.14 | 0 | 609.57 | 525.8 | 1352.82 | 623.94 | 1976.76
2009 | Stand-Alone Retail | 7 | 2293.99 | 0 | 1073.29 | 134.45 | 475.23 | 72.81 | 195.16 | 0 | 0 | 504.52 | 0 | 0 | 0 | 0 | 0 | 0 | 0 | 100.74 | 0 | 638.97 | 1073.29 | 1382.17 | 1174.04 | 2556.21
2009 | Stand-Alone Retail | 8 | 2293.99 | 0 | 1608.07 | 73.65 | 475.23 | 72.41 | 195.16 | 0 | 0 | 562.44 | 0 | 0 | 0 | 0 | 0 | 0 | 0 | 103.67 | 0 | 636.09 | 1608.07 | 1378.89 | 1711.74 | 3090.63
2012 | Stand-Alone Retail | 0A | 2293.99 | 0 | 0 | 878.85 | 335.53 | 73.09 | 195.16 | 0 | 0 | 361.96 | 0 | 0 | 0 | 0 | 0 | 0 | 0 | 83.42 | 0 | 1240.81 | 0 | 1844.59 | 83.42 | 1928.01
2012 | Stand-Alone Retail | 0B | 2293.99 | 0 | 0.23 | 795.18 | 338.75 | 73.1 | 195.16 | 0 | 0 | 390.54 | 0 | 0 | 0 | 0 | 0 | 0 | 0 | 83.32 | 0 | 1185.72 | 0.23 | 1792.73 | 83.56 | 1876.29
2012 | Stand-Alone Retail | 1A | 2293.99 | 0 | 0.01 | 625.87 | 358.05 | 73.11 | 195.16 | 0 | 0 | 352.5 | 0 | 0 | 0 | 0 | 0 | 0 | 0 | 85.33 | 0 | 978.37 | 0.01 | 1604.69 | 85.34 | 1690.03
2012 | Stand-Alone Retail | 1B | 2293.99 | 0 | 4.89 | 663.18 | 353.59 | 73.02 | 195.16 | 0 | 0 | 389.49 | 0 | 0 | 0 | 0 | 0 | 0 | 0 | 85.38 | 0 | 1052.67 | 4.89 | 1674.43 | 90.27 | 1764.7
2012 | Stand-Alone Retail | 2A | 2293.99 | 0 | 18.27 | 504.33 | 358.68 | 72.99 | 195.16 | 0 | 0 | 362.51 | 0 | 0 | 0 | 0 | 0 | 0 | 0 | 87.51 | 0 | 866.84 | 18.27 | 1493.66 | 105.78 | 1599.44
2012 | Stand-Alone Retail | 2B | 2293.99 | 0 | 9.62 | 404.09 | 375.6 | 73.05 | 195.16 | 0 | 0 | 411.69 | 0 | 0 | 0 | 0 | 0 | 0 | 0 | 87.66 | 0 | 815.78 | 9.62 | 1459.58 | 97.28 | 1556.86
2012 | Stand-Alone Retail | 3A | 2293.99 | 0 | 126.03 | 286.14 | 362.83 | 73.03 | 195.16 | 0 | 0 | 370.99 | 0 | 0 | 0 | 0 | 0 | 0 | 0 | 91.3 | 0 | 657.13 | 126.03 | 1288.14 | 217.33 | 1505.47
2012 | Stand-Alone Retail | 3B | 2293.99 | 0 | 30.95 | 288.74 | 373.23 | 73.03 | 195.16 | 0 | 0 | 411.48 | 0 | 0 | 0 | 0 | 0 | 0 | 0 | 90.32 | 0 | 700.22 | 30.95 | 1341.64 | 121.27 | 1462.91
2012 | Stand-Alone Retail | 3C | 2293.99 | 0 | 17.17 | 134.36 | 371.67 | 73.02 | 195.16 | 0 | 0 | 352.48 | 0 | 0 | 0 | 0 | 0 | 0 | 0 | 91.65 | 0 | 486.84 | 17.17 | 1126.69 | 108.81 | 1235.5
2012 | Stand-Alone Retail | 4A | 2293.99 | 0 | 290.78 | 188.85 | 374.18 | 72.92 | 195.16 | 0 | 0 | 378.41 | 0 | 0 | 0 | 0 | 0 | 0 | 0 | 94.26 | 0 | 567.26 | 290.78 | 1209.52 | 385.04 | 1594.56
2012 | Stand-Alone Retail | 4B | 2293.99 | 0 | 75.1 | 199.78 | 376.33 | 72.98 | 195.16 | 0 | 0 | 437.03 | 0 | 0 | 0 | 0 | 0 | 0 | 0 | 93.37 | 0 | 636.81 | 75.1 | 1281.27 | 168.47 | 1449.74
2012 | Stand-Alone Retail | 4C | 2293.99 | 0 | 161.52 | 58.07 | 382.67 | 72.84 | 195.16 | 0 | 0 | 367.89 | 0 | 0 | 0 | 0 | 0 | 0 | 0 | 95.11 | 0 | 425.96 | 161.52 | 1076.62 | 256.63 | 1333.25
2012 | Stand-Alone Retail | 5A | 2293.99 | 0 | 474.96 | 109.88 | 373.6 | 72.94 | 195.16 | 0 | 0 | 381.57 | 0 | 0 | 0 | 0 | 0 | 0 | 0 | 96.73 | 0 | 491.45 | 474.96 | 1133.14 | 571.7 | 1704.84
2012 | Stand-Alone Retail | 5B | 2293.99 | 0 | 210.12 | 141.71 | 378.91 | 72.95 | 195.16 | 0 | 0 | 442.09 | 0 | 0 | 0 | 0 | 0 | 0 | 0 | 96 | 0 | 583.8 | 210.12 | 1230.8 | 306.13 | 1536.93
2012 | Stand-Alone Retail | 5C | 2293.99 | 0 | 206.66 | 23.9 | 379.24 | 72.83 | 195.16 | 0 | 0 | 361.08 | 0 | 0 | 0 | 0 | 0 | 0 | 0 | 96.53 | 0 | 384.98 | 206.66 | 1032.21 | 303.2 | 1335.41
2012 | Stand-Alone Retail | 6A | 2293.99 | 0 | 693.2 | 122.16 | 377.43 | 72.91 | 195.16 | 0 | 0 | 400.62 | 0 | 0 | 0 | 0 | 0 | 0 | 0 | 98.56 | 0 | 522.78 | 693.2 | 1168.28 | 791.76 | 1960.04
2012 | Stand-Alone Retail | 6B | 2293.99 | 0 | 423.6 | 86.72 | 381.66 | 72.86 | 195.16 | 0 | 0 | 426.01 | 0 | 0 | 0 | 0 | 0 | 0 | 0 | 98.09 | 0 | 512.73 | 423.6 | 1162.41 | 521.69 | 1684.1
2012 | Stand-Alone Retail | 7 | 2293.99 | 0 | 786.01 | 86.89 | 383.24 | 72.81 | 195.16 | 0 | 0 | 433.76 | 0 | 0 | 0 | 0 | 0 | 0 | 0 | 100.69 | 0 | 520.65 | 786.01 | 1171.86 | 886.7 | 2058.56
2012 | Stand-Alone Retail | 8 | 2293.99 | 0 | 1246.18 | 31.04 | 400.14 | 72.41 | 195.16 | 0 | 0 | 464.06 | 0 | 0 | 0 | 0 | 0 | 0 | 0 | 103.62 | 0 | 495.1 | 1246.18 | 1162.8 | 1349.8 | 2512.6
2015 | Stand-Alone Retail | 0A | 2293.99 | 0 | 0 | 610.82 | 308.78 | 59.77 | 195.16 | 0 | 0 | 141.74 | 0 | 0 | 0 | 0 | 0 | 26.72 | 0 | 83.42 | 0 | 779.28 | 0 | 1342.98 | 83.42 | 1426.4
2015 | Stand-Alone Retail | 0B | 2293.99 | 0 | 0.24 | 648.99 | 311.78 | 59.76 | 195.16 | 0 | 0 | 163.71 | 0 | 0 | 0 | 0 | 0 | 0 | 0 | 83.33 | 0 | 812.7 | 0.24 | 1379.39 | 83.56 | 1462.95
2015 | Stand-Alone Retail | 1A | 2293.99 | 0 | 0.01 | 450.95 | 329.74 | 59.76 | 195.16 | 0 | 0 | 142.09 | 0 | 0 | 0 | 0 | 0 | 26.72 | 0 | 85.32 | 0 | 619.76 | 0.01 | 1204.42 | 85.33 | 1289.75
2015 | Stand-Alone Retail | 1B | 2293.99 | 0 | 7.84 | 531.22 | 325.59 | 59.67 | 195.16 | 0 | 0 | 159.6 | 0 | 0 | 0 | 0 | 0 | 0 | 0 | 85.4 | 0 | 690.82 | 7.84 | 1271.23 | 93.24 | 1364.47
2015 | Stand-Alone Retail | 2A | 2293.99 | 0 | 17.74 | 365.45 | 330.32 | 59.65 | 195.16 | 0 | 0 | 139.19 | 0 | 0 | 0 | 0 | 0 | 20.4 | 0 | 87.51 | 0 | 525.04 | 17.74 | 1110.16 | 105.24 | 1215.4
2015 | Stand-Alone Retail | 2B | 2293.99 | 0 | 12.69 | 318.74 | 346.07 | 59.7 | 195.16 | 0 | 0 | 163.13 | 0 | 0 | 0 | 0 | 0 | 0 | 0 | 87.67 | 0 | 481.87 | 12.69 | 1082.8 | 100.36 | 1183.16
2015 | Stand-Alone Retail | 3A | 2293.99 | 0 | 78.36 | 219.2 | 334.19 | 59.69 | 195.16 | 0 | 0 | 146.49 | 0 | 0 | 0 | 0 | 0 | 19.2 | 0 | 91.29 | 0 | 384.89 | 78.36 | 973.92 | 169.65 | 1143.57
2015 | Stand-Alone Retail | 3B | 2293.99 | 0 | 51.56 | 227.13 | 343.87 | 59.68 | 195.16 | 0 | 0 | 160.87 | 0 | 0 | 0 | 0 | 0 | 0 | 0 | 90.33 | 0 | 388 | 51.56 | 986.7 | 141.9 | 1128.6
2015 | Stand-Alone Retail | 3C | 2293.99 | 0 | 19.42 | 116.11 | 342.41 | 59.79 | 195.16 | 0 | 0 | 158.58 | 0 | 0 | 0 | 0 | 0 | 0 | 0 | 91.66 | 0 | 274.69 | 19.42 | 872.04 | 111.08 | 983.12
2015 | Stand-Alone Retail | 4A | 2293.99 | 0 | 177.63 | 149.59 | 344.75 | 59.81 | 195.16 | 0 | 0 | 165.26 | 0 | 0 | 0 | 0 | 0 | 19.59 | 0 | 94.27 | 0 | 334.44 | 177.63 | 934.15 | 271.89 | 1206.04
2015 | Stand-Alone Retail | 4B | 2293.99 | 0 | 124.14 | 154.66 | 346.75 | 59.66 | 195.16 | 0 | 0 | 186.34 | 0 | 0 | 0 | 0 | 0 | 0 | 0 | 93.4 | 0 | 341 | 124.14 | 942.56 | 217.54 | 1160.1
2015 | Stand-Alone Retail | 4C | 2293.99 | 0 | 241.22 | 48.8 | 352.65 | 59.8 | 195.16 | 0 | 0 | 165.38 | 0 | 0 | 0 | 0 | 0 | 0 | 0 | 95.16 | 0 | 214.18 | 241.22 | 821.79 | 336.39 | 1158.18
2015 | Stand-Alone Retail | 5A | 2293.99 | 0 | 301.27 | 96.05 | 344.21 | 59.71 | 195.16 | 0 | 0 | 173.42 | 0 | 0 | 0 | 0 | 0 | 17.16 | 0 | 96.75 | 0 | 286.63 | 301.27 | 885.71 | 398.02 | 1283.73
2015 | Stand-Alone Retail | 5B | 2293.99 | 0 | 304.37 | 108.87 | 349.15 | 59.77 | 195.16 | 0 | 0 | 197.65 | 0 | 0 | 0 | 0 | 0 | 0 | 0 | 96.04 | 0 | 306.52 | 304.37 | 910.6 | 400.41 | 1311.01
2015 | Stand-Alone Retail | 5C | 2293.99 | 0 | 309.37 | 25.13 | 349.46 | 59.77 | 195.16 | 0 | 0 | 165.27 | 0 | 0 | 0 | 0 | 0 | 0 | 0 | 96.58 | 0 | 190.4 | 309.37 | 794.78 | 405.95 | 1200.73
2015 | Stand-Alone Retail | 6A | 2293.99 | 0 | 459.62 | 104.94 | 390.76 | 59.74 | 195.16 | 0 | 0 | 190.28 | 0 | 0 | 0 | 0 | 0 | 18.12 | 0 | 98.57 | 0 | 313.34 | 459.62 | 958.99 | 558.19 | 1517.18
2015 | Stand-Alone Retail | 6B | 2293.99 | 0 | 527.26 | 68.49 | 392.45 | 59.67 | 195.16 | 0 | 0 | 206.61 | 0 | 0 | 0 | 0 | 0 | 0 | 0 | 98.13 | 0 | 275.1 | 527.26 | 922.37 | 625.39 | 1547.76
2015 | Stand-Alone Retail | 7 | 2293.99 | 0 | 519.07 | 79.82 | 392.38 | 59.77 | 195.16 | 0 | 0 | 222.06 | 0 | 0 | 0 | 0 | 0 | 17.66 | 0 | 100.71 | 0 | 319.54 | 519.07 | 966.86 | 619.78 | 1586.64
2015 | Stand-Alone Retail | 8 | 2293.99 | 0 | 848.64 | 37.5 | 398.49 | 60.17 | 195.16 | 0 | 0 | 261.04 | 0 | 0 | 0 | 0 | 0 | 18.29 | 0 | 103.63 | 0 | 316.83 | 848.64 | 970.64 | 952.27 | 1922.91
2018 | Stand-Alone Retail | 0A | 2293.99 | 0 | 0 | 703.43 | 237.18 | 42.74 | 195.16 | 0 | 0 | 151.58 | 0 | 0 | 0 | 0 | 0 | 0 | 0 | 83.03 | 0 | 855.01 | 0 | 1330.09 | 83.03 | 1413.12
2018 | Stand-Alone Retail | 0B | 2293.99 | 0 | 0 | 623.51 | 239.48 | 42.73 | 195.16 | 0 | 0 | 156.78 | 0 | 0 | 0 | 0 | 0 | 0 | 0 | 82.93 | 0 | 780.29 | 0 | 1257.65 | 82.93 | 1340.58
2018 | Stand-Alone Retail | 1A | 2293.99 | 0 | 0 | 474.69 | 253.26 | 42.73 | 195.16 | 0 | 0 | 135.99 | 0 | 0 | 0 | 0 | 0 | 0 | 0 | 84.93 | 0 | 610.68 | 0 | 1101.84 | 84.93 | 1186.77
2018 | Stand-Alone Retail | 1B | 2293.99 | 0 | 5.42 | 506.7 | 250.07 | 42.67 | 195.16 | 0 | 0 | 149.11 | 0 | 0 | 0 | 0 | 0 | 0 | 0 | 85 | 0 | 655.81 | 5.42 | 1143.7 | 90.42 | 1234.12
2018 | Stand-Alone Retail | 2A | 2293.99 | 0 | 10.23 | 384.22 | 253.71 | 42.65 | 195.16 | 0 | 0 | 129.63 | 0 | 0 | 0 | 0 | 0 | 0 | 0 | 87.12 | 0 | 513.85 | 10.23 | 1005.37 | 97.35 | 1102.72
2018 | Stand-Alone Retail | 2B | 2293.99 | 0 | 6.85 | 301.66 | 265.79 | 42.69 | 195.16 | 0 | 0 | 145.64 | 0 | 0 | 0 | 0 | 0 | 0 | 0 | 87.28 | 0 | 447.3 | 6.85 | 950.94 | 94.13 | 1045.07
2018 | Stand-Alone Retail | 3A | 2293.99 | 0 | 160.06 | 215.04 | 256.67 | 42.68 | 195.16 | 0 | 0 | 140.78 | 0 | 0 | 0 | 0 | 0 | 0 | 0 | 90.9 | 0 | 355.82 | 160.06 | 850.33 | 250.96 | 1101.29
2018 | Stand-Alone Retail | 3B | 2293.99 | 0 | 48.56 | 212.48 | 264.1 | 42.68 | 195.16 | 0 | 0 | 153.59 | 0 | 0 | 0 | 0 | 0 | 0 | 0 | 89.94 | 0 | 366.07 | 48.56 | 868 | 138.49 | 1006.49
2018 | Stand-Alone Retail | 3C | 2293.99 | 0 | 5.52 | 104.04 | 262.98 | 42.75 | 195.16 | 0 | 0 | 139.3 | 0 | 0 | 0 | 0 | 0 | 0 | 0 | 91.27 | 0 | 243.34 | 5.52 | 744.23 | 96.79 | 841.02
2018 | Stand-Alone Retail | 4A | 2293.99 | 0 | 386.06 | 140.92 | 264.78 | 42.77 | 195.16 | 0 | 0 | 147.15 | 0 | 0 | 0 | 0 | 0 | 0 | 0 | 93.87 | 0 | 288.07 | 386.06 | 790.77 | 479.93 | 1270.7
2018 | Stand-Alone Retail | 4B | 2293.99 | 0 | 129.65 | 143.4 | 266.31 | 42.66 | 195.16 | 0 | 0 | 163.66 | 0 | 0 | 0 | 0 | 0 | 0 | 0 | 93 | 0 | 307.06 | 129.65 | 811.19 | 222.65 | 1033.84
2018 | Stand-Alone Retail | 4C | 2293.99 | 0 | 239.04 | 43.92 | 270.84 | 42.77 | 195.16 | 0 | 0 | 150.5 | 0 | 0 | 0 | 0 | 0 | 0 | 0 | 94.76 | 0 | 194.42 | 239.04 | 703.18 | 333.81 | 1036.99
2018 | Stand-Alone Retail | 5A | 2293.99 | 0 | 608.25 | 82.77 | 264.36 | 42.7 | 195.16 | 0 | 0 | 151.87 | 0 | 0 | 0 | 0 | 0 | 0 | 0 | 96.35 | 0 | 234.64 | 608.25 | 736.85 | 704.6 | 1441.45
2018 | Stand-Alone Retail | 5B | 2293.99 | 0 | 330.05 | 101.97 | 268.15 | 42.75 | 195.16 | 0 | 0 | 170.93 | 0 | 0 | 0 | 0 | 0 | 0 | 0 | 95.63 | 0 | 272.9 | 330.05 | 778.95 | 425.68 | 1204.63
2018 | Stand-Alone Retail | 5C | 2293.99 | 0 | 299.85 | 20.14 | 268.39 | 42.74 | 195.16 | 0 | 0 | 148.63 | 0 | 0 | 0 | 0 | 0 | 0 | 0 | 96.18 | 0 | 168.77 | 299.85 | 675.06 | 396.03 | 1071.09
2018 | Stand-Alone Retail | 6A | 2293.99 | 0 | 827.38 | 91.1 | 300.08 | 42.72 | 195.16 | 0 | 0 | 165.05 | 0 | 0 | 0 | 0 | 0 | 0 | 0 | 98.17 | 0 | 256.15 | 827.38 | 794.11 | 925.55 | 1719.66
2018 | Stand-Alone Retail | 6B | 2293.99 | 0 | 563.79 | 63.02 | 301.38 | 42.67 | 195.16 | 0 | 0 | 169.37 | 0 | 0 | 0 | 0 | 0 | 0 | 0 | 97.72 | 0 | 232.39 | 563.79 | 771.59 | 661.51 | 1433.1
2018 | Stand-Alone Retail | 7 | 2293.99 | 0 | 560.69 | 71.78 | 301.32 | 42.75 | 195.16 | 0 | 0 | 163.03 | 0 | 0 | 0 | 0 | 0 | 18.42 | 0 | 100.29 | 0 | 253.23 | 560.69 | 792.45 | 660.98 | 1453.43
2018 | Stand-Alone Retail | 8 | 2293.99 | 0 | 911.95 | 33.33 | 306.01 | 43.06 | 195.16 | 0 | 0 | 183.26 | 0 | 0 | 0 | 0 | 0 | 19.14 | 0 | 103.21 | 0 | 235.73 | 911.95 | 779.96 | 1015.16 | 1795.12
2006 | Strip Mall | 0A | 2090.32 | 0 | 0 | 1129.36 | 708.74 | 167.21 | 128.72 | 0 | 0 | 301.92 | 0 | 0 | 0 | 0 | 0 | 0 | 57.68 | 0 | 0 | 1431.28 | 0 | 2493.63 | 0 | 2493.63
2006 | Strip Mall | 0B | 2090.32 | 0 | 0 | 991.72 | 708.74 | 167.24 | 128.72 | 0 | 0 | 364.69 | 0 | 0 | 0 | 0 | 0 | 0 | 57.63 | 0 | 0 | 1356.41 | 0 | 2418.75 | 0 | 2418.75
2006 | Strip Mall | 1A | 2090.32 | 0 | 0 | 757.63 | 708.74 | 167.26 | 128.72 | 0 | 0 | 277.64 | 0 | 0 | 0 | 0 | 0 | 0 | 58.74 | 0 | 0 | 1035.27 | 0 | 2098.73 | 0 | 2098.73
2006 | Strip Mall | 1B | 2090.32 | 0 | 3.02 | 804.68 | 708.74 | 167.05 | 128.72 | 0 | 0 | 352.27 | 0 | 0 | 0 | 0 | 0 | 0 | 58.79 | 0 | 0 | 1156.95 | 3.02 | 2220.25 | 3.02 | 2223.27
2006 | Strip Mall | 2A | 2090.32 | 0 | 19.86 | 645.4 | 708.74 | 166.99 | 128.72 | 0 | 0 | 294.74 | 0 | 0 | 0 | 0 | 0 | 0 | 59.99 | 0 | 0 | 940.14 | 19.86 | 2004.58 | 19.86 | 2024.44
2006 | Strip Mall | 2B | 2090.32 | 0 | 1.84 | 491.57 | 708.74 | 167.11 | 128.72 | 0 | 0 | 357.6 | 0 | 0 | 0 | 0 | 0 | 0 | 60.06 | 0 | 0 | 849.17 | 1.84 | 1913.81 | 1.84 | 1915.65
2006 | Strip Mall | 3A | 2090.32 | 0 | 261.38 | 367.08 | 708.74 | 167.08 | 128.72 | 0 | 0 | 296.23 | 0 | 0 | 0 | 0 | 0 | 0 | 62.2 | 0 | 0 | 663.31 | 261.38 | 1730.05 | 261.38 | 1991.43
2006 | Strip Mall | 3B | 2090.32 | 0 | 51.08 | 334.61 | 708.74 | 167.08 | 128.72 | 0 | 0 | 345.19 | 0 | 0 | 0 | 0 | 0 | 0 | 61.6 | 0 | 0 | 679.8 | 51.08 | 1745.94 | 51.08 | 1797.02
2006 | Strip Mall | 3C | 2090.32 | 0 | 6.69 | 121.18 | 708.74 | 167.05 | 128.72 | 0 | 0 | 271.05 | 0 | 0 | 0 | 0 | 0 | 0 | 62.3 | 0 | 0 | 392.23 | 6.69 | 1459.04 | 6.69 | 1465.73
2006 | Strip Mall | 4A | 2090.32 | 0 | 710.02 | 226.02 | 708.74 | 166.83 | 128.72 | 0 | 0 | 271.65 | 0 | 0 | 0 | 0 | 0 | 0 | 63.97 | 0 | 0 | 497.67 | 710.02 | 1565.92 | 710.02 | 2275.94
2006 | Strip Mall | 4B | 2090.32 | 0 | 194.77 | 211.01 | 708.74 | 166.95 | 128.72 | 0 | 0 | 334.03 | 0 | 0 | 0 | 0 | 0 | 0 | 63.38 | 0 | 0 | 545.04 | 194.77 | 1612.83 | 194.77 | 1807.6
2006 | Strip Mall | 4C | 2090.32 | 0 | 404.37 | 49.25 | 708.74 | 166.64 | 128.72 | 0 | 0 | 249.81 | 0 | 0 | 0 | 0 | 0 | 0 | 64.43 | 0 | 0 | 299.06 | 404.37 | 1367.58 | 404.37 | 1771.95
2006 | Strip Mall | 5A | 2090.32 | 0 | 978.44 | 118.76 | 708.74 | 166.88 | 128.72 | 0 | 0 | 247.27 | 0 | 0 | 0 | 0 | 0 | 0 | 65.34 | 0 | 0 | 366.03 | 978.44 | 1435.7 | 978.44 | 2414.14
2006 | Strip Mall | 5B | 2090.32 | 0 | 471.42 | 141.93 | 708.74 | 166.88 | 128.72 | 0 | 0 | 309.2 | 0 | 0 | 0 | 0 | 0 | 0 | 64.84 | 0 | 0 | 451.13 | 471.42 | 1520.32 | 471.42 | 1991.74
2006 | Strip Mall | 5C | 2090.32 | 0 | 536.89 | 18.04 | 708.74 | 166.62 | 128.72 | 0 | 0 | 225.58 | 0 | 0 | 0 | 0 | 0 | 0 | 65.25 | 0 | 0 | 243.62 | 536.89 | 1312.95 | 536.89 | 1849.84
2006 | Strip Mall | 6A | 2090.32 | 0 | 1353.87 | 140.34 | 708.74 | 166.8 | 128.72 | 0 | 0 | 287.44 | 0 | 0 | 0 | 0 | 0 | 0 | 66.36 | 0 | 0 | 427.78 | 1353.87 | 1498.4 | 1353.87 | 2852.27
2006 | Strip Mall | 6B | 2090.32 | 0 | 879.76 | 85.35 | 708.74 | 166.68 | 128.72 | 0 | 0 | 304.59 | 0 | 0 | 0 | 0 | 0 | 0 | 66.08 | 0 | 0 | 389.94 | 879.76 | 1460.16 | 879.76 | 2339.92
2006 | Strip Mall | 7 | 2090.32 | 0 | 1586.92 | 108.83 | 708.74 | 166.58 | 128.72 | 0 | 0 | 309.15 | 0 | 0 | 0 | 0 | 0 | 0 | 67.51 | 0 | 0 | 417.98 | 1586.92 | 1489.53 | 1586.92 | 3076.45
2006 | Strip Mall | 8 | 2090.32 | 0 | 2261.61 | 51.44 | 708.74 | 165.66 | 128.72 | 0 | 0 | 350.23 | 0 | 0 | 0 | 0 | 0 | 0 | 69.13 | 0 | 0 | 401.67 | 2261.61 | 1473.91 | 2261.61 | 3735.52
2009 | Strip Mall | 0A | 2090.32 | 0 | 0 | 1063.08 | 704.17 | 110.92 | 128.72 | 0 | 0 | 301.62 | 0 | 0 | 0 | 0 | 0 | 0 | 57.68 | 0 | 0 | 1364.7 | 0 | 2366.18 | 0 | 2366.18
2009 | Strip Mall | 0B | 2090.32 | 0 | 0 | 936.92 | 704.17 | 110.94 | 128.72 | 0 | 0 | 364.31 | 0 | 0 | 0 | 0 | 0 | 0 | 57.63 | 0 | 0 | 1301.23 | 0 | 2302.7 | 0 | 2302.7
2009 | Strip Mall | 1A | 2090.32 | 0 | 0 | 718.92 | 704.17 | 110.95 | 128.72 | 0 | 0 | 277.38 | 0 | 0 | 0 | 0 | 0 | 0 | 58.74 | 0 | 0 | 996.3 | 0 | 1998.89 | 0 | 1998.89
2009 | Strip Mall | 1B | 2090.32 | 0 | 1.28 | 764.61 | 704.17 | 110.81 | 128.72 | 0 | 0 | 351.92 | 0 | 0 | 0 | 0 | 0 | 0 | 58.78 | 0 | 0 | 1116.53 | 1.28 | 2119.02 | 1.28 | 2120.3
2009 | Strip Mall | 2A | 2090.32 | 0 | 8.61 | 605.01 | 704.17 | 110.78 | 128.72 | 0 | 0 | 284.83 | 0 | 0 | 0 | 0 | 0 | 0 | 59.96 | 0 | 0 | 889.84 | 8.61 | 1893.47 | 8.61 | 1902.08
2009 | Strip Mall | 2B | 2090.32 | 0 | 0.52 | 458.02 | 704.17 | 110.86 | 128.72 | 0 | 0 | 345.86 | 0 | 0 | 0 | 0 | 0 | 0 | 60.03 | 0 | 0 | 803.88 | 0.52 | 1807.66 | 0.52 | 1808.18
2009 | Strip Mall | 3A | 2090.32 | 0 | 145.01 | 314.3 | 704.17 | 110.83 | 128.72 | 0 | 0 | 282.56 | 0 | 0 | 0 | 0 | 0 | 0 | 62.12 | 0 | 0 | 596.86 | 145.01 | 1602.71 | 145.01 | 1747.72
2009 | Strip Mall | 3B | 2090.32 | 0 | 16.83 | 308.42 | 704.17 | 110.83 | 128.72 | 0 | 0 | 330.3 | 0 | 0 | 0 | 0 | 0 | 0 | 61.52 | 0 | 0 | 638.72 | 16.83 | 1643.97 | 16.83 | 1660.8
2009 | Strip Mall | 3C | 2090.32 | 0 | 1.57 | 109.36 | 704.17 | 110.81 | 128.72 | 0 | 0 | 259.05 | 0 | 0 | 0 | 0 | 0 | 0 | 62.22 | 0 | 0 | 368.41 | 1.57 | 1374.34 | 1.57 | 1375.91
2009 | Strip Mall | 4A | 2090.32 | 0 | 444.05 | 188.73 | 704.17 | 110.67 | 128.72 | 0 | 0 | 257.17 | 0 | 0 | 0 | 0 | 0 | 0 | 63.88 | 0 | 0 | 445.9 | 444.05 | 1453.33 | 444.05 | 1897.38
2009 | Strip Mall | 4B | 2090.32 | 0 | 87.89 | 196.05 | 704.17 | 110.75 | 128.72 | 0 | 0 | 316.53 | 0 | 0 | 0 | 0 | 0 | 0 | 63.27 | 0 | 0 | 512.58 | 87.89 | 1519.49 | 87.89 | 1607.38
2009 | Strip Mall | 4C | 2090.32 | 0 | 283.1 | 44.4 | 704.17 | 110.54 | 128.72 | 0 | 0 | 248.21 | 0 | 0 | 0 | 0 | 0 | 0 | 64.37 | 0 | 0 | 292.61 | 283.1 | 1300.41 | 283.1 | 1583.51
2009 | Strip Mall | 5A | 2090.32 | 0 | 734.52 | 102.49 | 704.17 | 110.7 | 128.72 | 0 | 0 | 246.27 | 0 | 0 | 0 | 0 | 0 | 0 | 65.29 | 0 | 0 | 348.76 | 734.52 | 1357.65 | 734.52 | 2092.17
2009 | Strip Mall | 5B | 2090.32 | 0 | 345.2 | 137.8 | 704.17 | 110.7 | 128.72 | 0 | 0 | 303.83 | 0 | 0 | 0 | 0 | 0 | 0 | 64.8 | 0 | 0 | 441.63 | 345.2 | 1450.03 | 345.2 | 1795.23
2009 | Strip Mall | 5C | 2090.32 | 0 | 377.7 | 17.38 | 704.17 | 110.53 | 128.72 | 0 | 0 | 224.93 | 0 | 0 | 0 | 0 | 0 | 0 | 65.19 | 0 | 0 | 242.31 | 377.7 | 1250.92 | 377.7 | 1628.62
2009 | Strip Mall | 6A | 2090.32 | 0 | 1027.68 | 125.16 | 704.17 | 110.65 | 128.72 | 0 | 0 | 283.42 | 0 | 0 | 0 | 0 | 0 | 0 | 66.3 | 0 | 0 | 408.58 | 1027.68 | 1418.42 | 1027.68 | 2446.1
2009 | Strip Mall | 6B | 2090.32 | 0 | 668.73 | 84.64 | 704.17 | 110.57 | 128.72 | 0 | 0 | 301.53 | 0 | 0 | 0 | 0 | 0 | 0 | 66.02 | 0 | 0 | 386.17 | 668.73 | 1395.65 | 668.73 | 2064.38
2009 | Strip Mall | 7 | 2090.32 | 0 | 1270.54 | 117.35 | 704.17 | 110.5 | 128.72 | 0 | 0 | 305.89 | 0 | 0 | 0 | 0 | 0 | 0 | 67.45 | 0 | 0 | 423.24 | 1270.54 | 1434.09 | 1270.54 | 2704.63
2009 | Strip Mall | 8 | 2090.32 | 0 | 1872.48 | 58.97 | 704.17 | 109.89 | 128.72 | 0 | 0 | 347.72 | 0 | 0 | 0 | 0 | 0 | 0 | 69.09 | 0 | 0 | 406.69 | 1872.48 | 1418.57 | 1872.48 | 3291.05
2012 | Strip Mall | 0A | 2090.32 | 0 | 0 | 830.97 | 587.07 | 110.92 | 128.72 | 0 | 0 | 250.43 | 0 | 0 | 0 | 0 | 0 | 0 | 57.67 | 0 | 0 | 1081.4 | 0 | 1965.78 | 0 | 1965.78
2012 | Strip Mall | 0B | 2090.32 | 0 | 0 | 732.94 | 587.07 | 110.94 | 128.72 | 0 | 0 | 309.83 | 0 | 0 | 0 | 0 | 0 | 0 | 57.63 | 0 | 0 | 1042.77 | 0 | 1927.14 | 0 | 1927.14
2012 | Strip Mall | 1A | 2090.32 | 0 | 0 | 554.07 | 587.07 | 110.95 | 128.72 | 0 | 0 | 227.58 | 0 | 0 | 0 | 0 | 0 | 0 | 58.73 | 0 | 0 | 781.65 | 0 | 1667.12 | 0 | 1667.12
2012 | Strip Mall | 1B | 2090.32 | 0 | 0.43 | 593.24 | 587.07 | 110.81 | 128.72 | 0 | 0 | 300.06 | 0 | 0 | 0 | 0 | 0 | 0 | 58.77 | 0 | 0 | 893.3 | 0.43 | 1778.67 | 0.43 | 1779.1
2012 | Strip Mall | 2A | 2090.32 | 0 | 5.86 | 457.61 | 587.07 | 110.78 | 128.72 | 0 | 0 | 244.71 | 0 | 0 | 0 | 0 | 0 | 0 | 59.96 | 0 | 0 | 702.32 | 5.86 | 1588.84 | 5.86 | 1594.7
2012 | Strip Mall | 2B | 2090.32 | 0 | 0.31 | 363.29 | 587.07 | 110.86 | 128.72 | 0 | 0 | 305.93 | 0 | 0 | 0 | 0 | 0 | 0 | 60.03 | 0 | 0 | 669.22 | 0.31 | 1555.9 | 0.31 | 1556.21
2012 | Strip Mall | 3A | 2090.32 | 0 | 131.58 | 238.15 | 587.07 | 110.83 | 128.72 | 0 | 0 | 225.84 | 0 | 0 | 0 | 0 | 0 | 0 | 62.15 | 0 | 0 | 463.99 | 131.58 | 1352.76 | 131.58 | 1484.34
2012 | Strip Mall | 3B | 2090.32 | 0 | 15.83 | 233.79 | 587.07 | 110.83 | 128.72 | 0 | 0 | 270.6 | 0 | 0 | 0 | 0 | 0 | 0 | 61.54 | 0 | 0 | 504.39 | 15.83 | 1392.55 | 15.83 | 1408.38
2012 | Strip Mall | 3C | 2090.32 | 0 | 1.23 | 85.34 | 587.07 | 110.81 | 128.72 | 0 | 0 | 211.82 | 0 | 0 | 0 | 0 | 0 | 0 | 62.24 | 0 | 0 | 297.16 | 1.23 | 1186 | 1.23 | 1187.23
2012 | Strip Mall | 4A | 2090.32 | 0 | 329.11 | 154.81 | 587.07 | 110.67 | 128.72 | 0 | 0 | 222.27 | 0 | 0 | 0 | 0 | 0 | 0 | 63.82 | 0 | 0 | 377.08 | 329.11 | 1267.36 | 329.11 | 1596.47
2012 | Strip Mall | 4B | 2090.32 | 0 | 52.39 | 159.74 | 587.07 | 110.75 | 128.72 | 0 | 0 | 274.89 | 0 | 0 | 0 | 0 | 0 | 0 | 63.21 | 0 | 0 | 434.63 | 52.39 | 1324.38 | 52.39 | 1376.77
2012 | Strip Mall | 4C | 2090.32 | 0 | 199.93 | 40.58 | 587.07 | 110.54 | 128.72 | 0 | 0 | 214.27 | 0 | 0 | 0 | 0 | 0 | 0 | 64.31 | 0 | 0 | 254.85 | 199.93 | 1145.48 | 199.93 | 1345.41
2012 | Strip Mall | 5A | 2090.32 | 0 | 559.08 | 86.18 | 587.07 | 110.7 | 128.72 | 0 | 0 | 214.4 | 0 | 0 | 0 | 0 | 0 | 0 | 65.24 | 0 | 0 | 300.58 | 559.08 | 1192.3 | 559.08 | 1751.38
2012 | Strip Mall | 5B | 2090.32 | 0 | 244.6 | 113.22 | 587.07 | 110.7 | 128.72 | 0 | 0 | 266.5 | 0 | 0 | 0 | 0 | 0 | 0 | 64.74 | 0 | 0 | 379.72 | 244.6 | 1270.95 | 244.6 | 1515.55
2012 | Strip Mall | 5C | 2090.32 | 0 | 263.99 | 13.21 | 587.07 | 110.53 | 128.72 | 0 | 0 | 201.35 | 0 | 0 | 0 | 0 | 0 | 0 | 65.13 | 0 | 0 | 214.56 | 263.99 | 1106.02 | 263.99 | 1370.01
2012 | Strip Mall | 6A | 2090.32 | 0 | 787.68 | 99.95 | 587.07 | 110.65 | 128.72 | 0 | 0 | 218.84 | 0 | 0 | 0 | 0 | 0 | 0 | 66.24 | 0 | 0 | 318.79 | 787.68 | 1211.47 | 787.68 | 1999.15
2012 | Strip Mall | 6B | 2090.32 | 0 | 497.1 | 66.36 | 587.07 | 110.57 | 128.72 | 0 | 0 | 239.05 | 0 | 0 | 0 | 0 | 0 | 0 | 65.95 | 0 | 0 | 305.41 | 497.1 | 1197.71 | 497.1 | 1694.81
2012 | Strip Mall | 7 | 2090.32 | 0 | 941.66 | 68.69 | 587.07 | 110.5 | 128.72 | 0 | 0 | 217.68 | 0 | 0 | 0 | 0 | 0 | 0 | 67.38 | 0 | 0 | 286.37 | 941.66 | 1180.03 | 941.66 | 2121.69
2012 | Strip Mall | 8 | 2090.32 | 0 | 1384.49 | 22.4 | 587.07 | 109.89 | 128.72 | 0 | 0 | 233.42 | 0 | 0 | 0 | 0 | 0 | 0 | 68.99 | 0 | 0 | 255.82 | 1384.49 | 1150.49 | 1384.49 | 2534.98
2015 | Strip Mall | 0A | 2090.32 | 0 | 0 | 693.89 | 502.03 | 91.16 | 128.72 | 0 | 0 | 119.69 | 0 | 0 | 0 | 0 | 0 | 0 | 57.7 | 0 | 0 | 813.58 | 0 | 1593.18 | 0 | 1593.18
2015 | Strip Mall | 0B | 2090.32 | 0 | 0 | 604.44 | 502.03 | 91.15 | 128.72 | 0 | 0 | 142.94 | 0 | 0 | 0 | 0 | 0 | 0 | 57.66 | 0 | 0 | 747.38 | 0 | 1526.94 | 0 | 1526.94
2015 | Strip Mall | 1A | 2090.32 | 0 | 0 | 445.24 | 502.03 | 91.16 | 128.72 | 0 | 0 | 93.38 | 0 | 0 | 0 | 0 | 0 | 0 | 58.75 | 0 | 0 | 538.62 | 0 | 1319.28 | 0 | 1319.28
2015 | Strip Mall | 1B | 2090.32 | 0 | 2.11 | 480.13 | 502.03 | 91.02 | 128.72 | 0 | 0 | 133.57 | 0 | 0 | 0 | 0 | 0 | 0 | 58.82 | 0 | 0 | 613.7 | 2.11 | 1394.29 | 2.11 | 1396.4
2015 | Strip Mall | 2A | 2090.32 | 0 | 13.26 | 366.37 | 502.03 | 90.98 | 128.72 | 0 | 0 | 99.06 | 0 | 0 | 0 | 0 | 0 | 0 | 59.99 | 0 | 0 | 465.43 | 13.26 | 1247.15 | 13.26 | 1260.41
2015 | Strip Mall | 2B | 2090.32 | 0 | 2.74 | 285.28 | 502.03 | 91.06 | 128.72 | 0 | 0 | 120.86 | 0 | 0 | 0 | 0 | 0 | 0 | 60.08 | 0 | 0 | 406.14 | 2.74 | 1188.03 | 2.74 | 1190.77
2015 | Strip Mall | 3A | 2090.32 | 0 | 160.37 | 188.8 | 502.03 | 91.04 | 128.72 | 0 | 0 | 89.41 | 0 | 0 | 0 | 0 | 0 | 0 | 62.18 | 0 | 0 | 278.21 | 160.37 | 1062.18 | 160.37 | 1222.55
2015 | Strip Mall | 3B | 2090.32 | 0 | 39.52 | 178.6 | 502.03 | 91.04 | 128.72 | 0 | 0 | 101.86 | 0 | 0 | 0 | 0 | 0 | 0 | 61.6 | 0 | 0 | 280.46 | 39.52 | 1063.85 | 39.52 | 1103.37
2015 | Strip Mall | 3C | 2090.32 | 0 | 3.29 | 88.44 | 502.03 | 91.19 | 128.72 | 0 | 0 | 154.81 | 0 | 0 | 0 | 0 | 0 | 0 | 62.28 | 0 | 0 | 243.25 | 3.29 | 1027.47 | 3.29 | 1030.76
2015 | Strip Mall | 4A | 2090.32 | 0 | 412.88 | 123.04 | 502.03 | 91.22 | 128.72 | 0 | 0 | 90.84 | 0 | 0 | 0 | 0 | 0 | 0 | 63.87 | 0 | 0 | 213.88 | 412.88 | 999.72 | 412.88 | 1412.6
2015 | Strip Mall | 4B | 2090.32 | 0 | 86.27 | 118.79 | 502.03 | 91 | 128.72 | 0 | 0 | 174.43 | 0 | 0 | 0 | 0 | 0 | 0 | 63.27 | 0 | 0 | 293.22 | 86.27 | 1078.25 | 86.27 | 1164.52
2015 | Strip Mall | 4C | 2090.32 | 0 | 258.31 | 37.39 | 502.03 | 91.2 | 128.72 | 0 | 0 | 163.85 | 0 | 0 | 0 | 0 | 0 | 0 | 64.37 | 0 | 0 | 201.24 | 258.31 | 987.56 | 258.31 | 1245.87
2015 | Strip Mall | 5A | 2090.32 | 0 | 633.46 | 67.54 | 502.03 | 91.07 | 128.72 | 0 | 0 | 121.82 | 0 | 0 | 0 | 0 | 0 | 0 | 65.28 | 0 | 0 | 189.36 | 633.46 | 976.45 | 633.46 | 1609.91
2015 | Strip Mall | 5B | 2090.32 | 0 | 291.47 | 83.89 | 502.03 | 91.17 | 128.72 | 0 | 0 | 194.16 | 0 | 0 | 0 | 0 | 0 | 0 | 64.78 | 0 | 0 | 278.05 | 291.47 | 1064.74 | 291.47 | 1356.21
2015 | Strip Mall | 5C | 2090.32 | 0 | 334.88 | 16.22 | 502.03 | 91.15 | 128.72 | 0 | 0 | 156.16 | 0 | 0 | 0 | 0 | 0 | 0 | 65.19 | 0 | 0 | 172.38 | 334.88 | 959.48 | 334.88 | 1294.36
2015 | Strip Mall | 6A | 2090.32 | 0 | 908.64 | 79.57 | 502.03 | 91.12 | 128.72 | 0 | 0 | 96.12 | 0 | 0 | 0 | 0 | 0 | 0 | 66.31 | 0 | 0 | 175.69 | 908.64 | 963.87 | 908.64 | 1872.51
2015 | Strip Mall | 6B | 2090.32 | 0 | 575.31 | 50.82 | 502.03 | 91.01 | 128.72 | 0 | 0 | 183.92 | 0 | 0 | 0 | 0 | 0 | 0 | 66.01 | 0 | 0 | 234.74 | 575.31 | 1022.51 | 575.31 | 1597.82
2015 | Strip Mall | 7 | 2090.32 | 0 | 1043.6 | 53.13 | 502.03 | 91.16 | 128.72 | 0 | 0 | 137.83 | 0 | 0 | 0 | 0 | 0 | 0 | 67.44 | 0 | 0 | 190.96 | 1043.6 | 980.31 | 1043.6 | 2023.91
2015 | Strip Mall | 8 | 2090.32 | 0 | 1249.06 | 17.51 | 502.03 | 91.75 | 128.72 | 0 | 0 | 180.1 | 0 | 0 | 0 | 0 | 0 | 9.24 | 69.01 | 0 | 0 | 206.85 | 1249.06 | 998.35 | 1249.06 | 2247.41
2018 | Strip Mall | 0A | 2090.32 | 0 | 0 | 669.5 | 433.94 | 64.54 | 128.72 | 0 | 0 | 115.78 | 0 | 0 | 0 | 0 | 0 | 0 | 54.16 | 0 | 0 | 785.28 | 0 | 1466.65 | 0 | 1466.65
2018 | Strip Mall | 0B | 2090.32 | 0 | 0 | 582.81 | 433.94 | 64.53 | 128.72 | 0 | 0 | 139.09 | 0 | 0 | 0 | 0 | 0 | 0 | 54.12 | 0 | 0 | 721.9 | 0 | 1403.21 | 0 | 1403.21
2018 | Strip Mall | 1A | 2090.32 | 0 | 0 | 425.77 | 433.94 | 64.54 | 128.72 | 0 | 0 | 89.61 | 0 | 0 | 0 | 0 | 0 | 0 | 55.19 | 0 | 0 | 515.38 | 0 | 1197.76 | 0 | 1197.76
2018 | Strip Mall | 1B | 2090.32 | 0 | 3.24 | 460.7 | 433.94 | 64.44 | 128.72 | 0 | 0 | 129.23 | 0 | 0 | 0 | 0 | 0 | 0 | 55.24 | 0 | 0 | 589.93 | 3.24 | 1272.27 | 3.24 | 1275.51
2018 | Strip Mall | 2A | 2090.32 | 0 | 18.52 | 347.89 | 433.94 | 64.41 | 128.72 | 0 | 0 | 95.45 | 0 | 0 | 0 | 0 | 0 | 0 | 56.39 | 0 | 0 | 443.34 | 18.52 | 1126.8 | 18.52 | 1145.32
2018 | Strip Mall | 2B | 2090.32 | 0 | 5.39 | 272 | 433.94 | 64.47 | 128.72 | 0 | 0 | 116.47 | 0 | 0 | 0 | 0 | 0 | 0 | 56.47 | 0 | 0 | 388.47 | 5.39 | 1072.07 | 5.39 | 1077.46
2018 | Strip Mall | 3A | 2090.32 | 0 | 180.8 | 175.86 | 433.94 | 64.45 | 128.72 | 0 | 0 | 87.48 | 0 | 0 | 0 | 0 | 0 | 0 | 58.47 | 0 | 0 | 263.34 | 180.8 | 948.93 | 180.8 | 1129.73
2018 | Strip Mall | 3B | 2090.32 | 0 | 46.87 | 166.72 | 433.94 | 64.45 | 128.72 | 0 | 0 | 127.9 | 0 | 0 | 0 | 0 | 0 | 0 | 57.92 | 0 | 0 | 294.62 | 46.87 | 979.65 | 46.87 | 1026.52
2018 | Strip Mall | 3C | 2090.32 | 0 | 6.52 | 68.69 | 433.94 | 64.56 | 128.72 | 0 | 0 | 151.59 | 0 | 0 | 0 | 0 | 0 | 0 | 58.62 | 0 | 0 | 220.28 | 6.52 | 906.12 | 6.52 | 912.64
2018 | Strip Mall | 4A | 2090.32 | 0 | 454.08 | 111.54 | 433.94 | 64.59 | 128.72 | 0 | 0 | 96.1 | 0 | 0 | 0 | 0 | 0 | 0 | 60.1 | 0 | 0 | 207.64 | 454.08 | 894.98 | 454.08 | 1349.06
2018 | Strip Mall | 4B | 2090.32 | 0 | 113.24 | 108.45 | 433.94 | 64.43 | 128.72 | 0 | 0 | 188.09 | 0 | 0 | 0 | 0 | 0 | 0 | 59.57 | 0 | 0 | 296.54 | 113.24 | 983.2 | 113.24 | 1096.44
2018 | Strip Mall | 4C | 2090.32 | 0 | 309.26 | 31.24 | 433.94 | 64.58 | 128.72 | 0 | 0 | 152.69 | 0 | 0 | 0 | 0 | 0 | 0 | 60.59 | 0 | 0 | 183.93 | 309.26 | 871.76 | 309.26 | 1181.02
2018 | Strip Mall | 5A | 2090.32 | 0 | 678.56 | 59.51 | 433.94 | 64.48 | 128.72 | 0 | 0 | 125.56 | 0 | 0 | 0 | 0 | 0 | 0 | 61.46 | 0 | 0 | 185.07 | 678.56 | 873.66 | 678.56 | 1552.22
2018 | Strip Mall | 5B | 2090.32 | 0 | 346.55 | 78.78 | 433.94 | 64.55 | 128.72 | 0 | 0 | 181.58 | 0 | 0 | 0 | 0 | 0 | 0 | 61.02 | 0 | 0 | 260.36 | 346.55 | 948.58 | 346.55 | 1295.13
2018 | Strip Mall | 5C | 2090.32 | 0 | 401.59 | 16.29 | 433.94 | 64.54 | 128.72 | 0 | 0 | 145.78 | 0 | 0 | 0 | 0 | 0 | 0 | 61.38 | 0 | 0 | 162.07 | 401.59 | 850.65 | 401.59 | 1252.24
2018 | Strip Mall | 6A | 2090.32 | 0 | 953.59 | 72.75 | 433.94 | 64.52 | 128.72 | 0 | 0 | 96.82 | 0 | 0 | 0 | 0 | 0 | 0 | 62.45 | 0 | 0 | 169.57 | 953.59 | 859.19 | 953.59 | 1812.78
2018 | Strip Mall | 6B | 2090.32 | 0 | 632.31 | 48.28 | 433.94 | 64.44 | 128.72 | 0 | 0 | 181.17 | 0 | 0 | 0 | 0 | 0 | 0 | 62.18 | 0 | 0 | 229.45 | 632.31 | 918.73 | 632.31 | 1551.04
2018 | Strip Mall | 7 | 2090.32 | 0 | 1100.18 | 48.87 | 433.94 | 64.55 | 128.72 | 0 | 0 | 122.25 | 0 | 0 | 0 | 0 | 0 | 0 | 63.58 | 0 | 0 | 171.12 | 1100.18 | 861.91 | 1100.18 | 1962.09
2018 | Strip Mall | 8 | 2090.32 | 0 | 1298.62 | 15.41 | 433.94 | 65 | 128.72 | 0 | 0 | 180.51 | 0 | 0 | 0 | 0 | 0 | 9.55 | 65.13 | 0 | 0 | 205.47 | 1298.62 | 898.25 | 1298.62 | 2196.87
2006 | Warehouse | 0A | 4835.13 | 0 | 55.19 | 226.19 | 476.13 | 123.64 | 139.28 | 0 | 0 | 88.36 | 0 | 0 | 0 | 0 | 0 | 0 | 22.11 | 0 | 0 | 314.55 | 55.19 | 1075.71 | 55.19 | 1130.9
2006 | Warehouse | 0B | 4835.13 | 0 | 70.96 | 238.42 | 476.13 | 123.67 | 139.28 | 0 | 0 | 153.97 | 0 | 0 | 0 | 0 | 0 | 0 | 22.07 | 0 | 0 | 392.39 | 70.96 | 1153.54 | 70.96 | 1224.5
2006 | Warehouse | 1A | 4835.13 | 0 | 55.19 | 135.75 | 476.13 | 123.68 | 139.28 | 0 | 0 | 63.61 | 0 | 0 | 0 | 0 | 0 | 0 | 22.7 | 0 | 0 | 199.36 | 55.19 | 961.15 | 55.19 | 1016.34
2006 | Warehouse | 1B | 4835.13 | 0 | 71.69 | 163.1 | 476.13 | 123.53 | 139.28 | 0 | 0 | 96.3 | 0 | 0 | 0 | 0 | 0 | 0 | 22.72 | 0 | 0 | 259.4 | 71.69 | 1021.05 | 71.69 | 1092.74
2006 | Warehouse | 2A | 4835.13 | 0 | 97.68 | 120.4 | 476.13 | 123.48 | 139.28 | 0 | 0 | 69.62 | 0 | 0 | 0 | 0 | 0 | 0 | 23.38 | 0 | 0 | 190.02 | 97.68 | 952.3 | 97.68 | 1049.98
2006 | Warehouse | 2B | 4835.13 | 0 | 58.33 | 119.29 | 476.13 | 123.57 | 139.28 | 0 | 0 | 138.12 | 0 | 0 | 0 | 0 | 0 | 0 | 23.43 | 0 | 0 | 257.41 | 58.33 | 1019.83 | 58.33 | 1078.16
2006 | Warehouse | 3A | 4835.13 | 0 | 322.18 | 64.11 | 476.13 | 123.55 | 139.28 | 0 | 0 | 65.04 | 0 | 0 | 0 | 0 | 0 | 0 | 24.57 | 0 | 0 | 129.15 | 322.18 | 892.68 | 322.18 | 1214.86
2006 | Warehouse | 3B | 4835.13 | 0 | 108.14 | 70.55 | 476.13 | 123.55 | 139.28 | 0 | 0 | 79.54 | 0 | 0 | 0 | 0 | 0 | 0 | 24.26 | 0 | 0 | 150.09 | 108.14 | 913.32 | 108.14 | 1021.46
2006 | Warehouse | 3C | 4835.13 | 0 | 66.61 | 18.25 | 476.13 | 123.53 | 139.28 | 0 | 0 | 47.5 | 0 | 0 | 0 | 0 | 0 | 0 | 24.69 | 0 | 0 | 65.75 | 66.61 | 829.38 | 66.61 | 895.99
2006 | Warehouse | 4A | 4835.13 | 0 | 857.22 | 37.55 | 476.13 | 123.36 | 139.28 | 0 | 0 | 60.59 | 0 | 0 | 0 | 0 | 0 | 0 | 25.5 | 0 | 0 | 98.14 | 857.22 | 862.41 | 857.22 | 1719.63
2006 | Warehouse | 4B | 4835.13 | 0 | 334.81 | 39.65 | 476.13 | 123.46 | 139.28 | 0 | 0 | 73.21 | 0 | 0 | 0 | 0 | 0 | 0 | 25.23 | 0 | 0 | 112.86 | 334.81 | 876.95 | 334.81 | 1211.76
2006 | Warehouse | 4C | 4835.13 | 0 | 326.28 | 6.72 | 476.13 | 123.22 | 139.28 | 0 | 0 | 42.93 | 0 | 0 | 0 | 0 | 0 | 0 | 25.78 | 0 | 0 | 49.65 | 326.28 | 814.07 | 326.28 | 1140.35
2006 | Warehouse | 5A | 4835.13 | 0 | 1289.99 | 15.16 | 476.13 | 123.4 | 139.28 | 0 | 0 | 53.67 | 0 | 0 | 0 | 0 | 0 | 0 | 26.27 | 0 | 0 | 68.83 | 1289.99 | 833.91 | 1289.99 | 2123.9
2006 | Warehouse | 5B | 4835.13 | 0 | 668.93 | 22.14 | 476.13 | 123.4 | 139.28 | 0 | 0 | 64.71 | 0 | 0 | 0 | 0 | 0 | 0 | 26.05 | 0 | 0 | 86.85 | 668.93 | 851.71 | 668.93 | 1520.64
2006 | Warehouse | 5C | 4835.13 | 0 | 293.7 | 2.77 | 476.13 | 123.21 | 139.28 | 0 | 0 | 38.47 | 0 | 0 | 0 | 0 | 0 | 0 | 26.23 | 0 | 0 | 41.24 | 293.7 | 806.09 | 293.7 | 1099.79
2006 | Warehouse | 6A | 4835.13 | 0 | 2012.12 | 16.1 | 476.13 | 123.34 | 139.28 | 0 | 0 | 64.25 | 0 | 0 | 0 | 0 | 0 | 0 | 26.84 | 0 | 0 | 80.35 | 2012.12 | 845.94 | 2012.12 | 2858.06
2006 | Warehouse | 6B | 4835.13 | 0 | 1275.42 | 11.28 | 476.13 | 123.25 | 139.28 | 0 | 0 | 61.76 | 0 | 0 | 0 | 0 | 0 | 0 | 26.7 | 0 | 0 | 73.04 | 1275.42 | 838.4 | 1275.42 | 2113.82
2006 | Warehouse | 7 | 4835.13 | 0 | 1869.44 | 9.05 | 476.13 | 123.18 | 139.28 | 0 | 0 | 50.02 | 0 | 0 | 0 | 0 | 0 | 0 | 27.52 | 0 | 0 | 59.07 | 1869.44 | 825.18 | 1869.44 | 2694.62
2006 | Warehouse | 8 | 4835.13 | 0 | 1884.63 | 2.63 | 476.13 | 122.5 | 139.28 | 0 | 0 | 44.12 | 0 | 0 | 0 | 0 | 0 | 0 | 28.43 | 0 | 0 | 46.75 | 1884.63 | 813.09 | 1884.63 | 2697.72
2009 | Warehouse | 0A | 4835.13 | 0 | 0 | 241.7 | 476.13 | 99.31 | 139.28 | 0 | 0 | 93.06 | 0 | 0 | 0 | 0 | 0 | 0 | 22.11 | 0 | 0 | 334.76 | 0 | 1071.6 | 0 | 1071.6
2009 | Warehouse | 0B | 4835.13 | 0 | 0 | 249.82 | 476.13 | 99.33 | 139.28 | 0 | 0 | 158.61 | 0 | 0 | 0 | 0 | 0 | 0 | 22.07 | 0 | 0 | 408.43 | 0 | 1145.25 | 0 | 1145.25
2009 | Warehouse | 1A | 4835.13 | 0 | 0 | 145.58 | 476.13 | 99.35 | 139.28 | 0 | 0 | 67.26 | 0 | 0 | 0 | 0 | 0 | 0 | 22.7 | 0 | 0 | 212.84 | 0 | 950.29 | 0 | 950.29
2009 | Warehouse | 1B | 4835.13 | 0 | 0.85 | 173.04 | 476.13 | 99.22 | 139.28 | 0 | 0 | 99.2 | 0 | 0 | 0 | 0 | 0 | 0 | 22.72 | 0 | 0 | 272.24 | 0.85 | 1009.59 | 0.85 | 1010.44
2009 | Warehouse | 2A | 4835.13 | 0 | 2.35 | 113.77 | 476.13 | 99.19 | 139.28 | 0 | 0 | 65.08 | 0 | 0 | 0 | 0 | 0 | 0 | 23.38 | 0 | 0 | 178.85 | 2.35 | 916.83 | 2.35 | 919.18
2009 | Warehouse | 2B | 4835.13 | 0 | 2.47 | 111.23 | 476.13 | 99.26 | 139.28 | 0 | 0 | 129.19 | 0 | 0 | 0 | 0 | 0 | 0 | 23.43 | 0 | 0 | 240.42 | 2.47 | 978.51 | 2.47 | 980.98
2009 | Warehouse | 3A | 4835.13 | 0 | 168.64 | 55.17 | 476.13 | 99.24 | 139.28 | 0 | 0 | 59.43 | 0 | 0 | 0 | 0 | 0 | 0 | 24.57 | 0 | 0 | 114.6 | 168.64 | 853.82 | 168.64 | 1022.46
2009 | Warehouse | 3B | 4835.13 | 0 | 28.73 | 63.45 | 476.13 | 99.24 | 139.28 | 0 | 0 | 72.71 | 0 | 0 | 0 | 0 | 0 | 0 | 24.26 | 0 | 0 | 136.16 | 28.73 | 875.06 | 28.73 | 903.79
2009 | Warehouse | 3C | 4835.13 | 0 | 2.73 | 15.08 | 476.13 | 99.22 | 139.28 | 0 | 0 | 43.24 | 0 | 0 | 0 | 0 | 0 | 0 | 24.69 | 0 | 0 | 58.32 | 2.73 | 797.64 | 2.73 | 800.37
2009 | Warehouse | 4A | 4835.13 | 0 | 618.12 | 31.28 | 476.13 | 99.09 | 139.28 | 0 | 0 | 53.86 | 0 | 0 | 0 | 0 | 0 | 0 | 25.5 | 0 | 0 | 85.14 | 618.12 | 825.14 | 618.12 | 1443.26
2009 | Warehouse | 4B | 4835.13 | 0 | 179.02 | 35.4 | 476.13 | 99.16 | 139.28 | 0 | 0 | 65.39 | 0 | 0 | 0 | 0 | 0 | 0 | 25.23 | 0 | 0 | 100.79 | 179.02 | 840.6 | 179.02 | 1019.62
2009 | Warehouse | 4C | 4835.13 | 0 | 216.17 | 3.66 | 476.13 | 98.97 | 139.28 | 0 | 0 | 41.06 | 0 | 0 | 0 | 0 | 0 | 0 | 25.79 | 0 | 0 | 44.72 | 216.17 | 784.89 | 216.17 | 1001.06
2009 | Warehouse | 5A | 4835.13 | 0 | 1103.25 | 11.71 | 476.13 | 99.12 | 139.28 | 0 | 0 | 51.03 | 0 | 0 | 0 | 0 | 0 | 0 | 26.27 | 0 | 0 | 62.74 | 1103.25 | 803.55 | 1103.25 | 1906.8
2009 | Warehouse | 5B | 4835.13 | 0 | 497.26 | 20.88 | 476.13 | 99.12 | 139.28 | 0 | 0 | 61.62 | 0 | 0 | 0 | 0 | 0 | 0 | 26.05 | 0 | 0 | 82.5 | 497.26 | 823.07 | 497.26 | 1320.33
2009 | Warehouse | 5C | 4835.13 | 0 | 177.97 | 2.22 | 476.13 | 98.97 | 139.28 | 0 | 0 | 36.78 | 0 | 0 | 0 | 0 | 0 | 0 | 26.23 | 0 | 0 | 39 | 177.97 | 779.6 | 177.97 | 957.57
2009 | Warehouse | 6A | 4835.13 | 0 | 1791.05 | 14.66 | 476.13 | 99.07 | 139.28 | 0 | 0 | 62.12 | 0 | 0 | 0 | 0 | 0 | 0 | 26.84 | 0 | 0 | 76.78 | 1791.05 | 818.1 | 1791.05 | 2609.15
2009 | Warehouse | 6B | 4835.13 | 0 | 1019.63 | 10.12 | 476.13 | 99 | 139.28 | 0 | 0 | 59.13 | 0 | 0 | 0 | 0 | 0 | 0 | 26.7 | 0 | 0 | 69.25 | 1019.63 | 810.36 | 1019.63 | 1829.99
2009 | Warehouse | 7 | 4835.13 | 0 | 1793.32 | 9.96 | 476.13 | 98.94 | 139.28 | 0 | 0 | 53.39 | 0 | 0 | 0 | 0 | 0 | 0 | 27.51 | 0 | 0 | 63.35 | 1793.32 | 805.22 | 1793.32 | 2598.54
2009 | Warehouse | 8 | 4835.13 | 0 | 1676.5 | 2.14 | 476.13 | 98.39 | 139.28 | 0 | 0 | 42.24 | 0 | 0 | 0 | 0 | 0 | 0 | 28.43 | 0 | 0 | 44.38 | 1676.5 | 786.61 | 1676.5 | 2463.11
2012 | Warehouse | 0A | 4835.13 | 0 | 0 | 164.64 | 166.48 | 99.31 | 139.28 | 0 | 0 | 74.33 | 0 | 0 | 0 | 0 | 0 | 0 | 22.1 | 0 | 0 | 238.97 | 0 | 666.15 | 0 | 666.15
2012 | Warehouse | 0B | 4835.13 | 0 | 0 | 155.18 | 172.33 | 99.33 | 139.28 | 0 | 0 | 91.07 | 0 | 0 | 0 | 0 | 0 | 0 | 22.07 | 0 | 0 | 246.25 | 0 | 679.27 | 0 | 679.27
2012 | Warehouse | 1A | 4835.13 | 0 | 0 | 97.19 | 181.75 | 99.35 | 139.28 | 0 | 0 | 51.62 | 0 | 0 | 0 | 0 | 0 | 0 | 22.69 | 0 | 0 | 148.81 | 0 | 591.87 | 0 | 591.87
2012 | Warehouse | 1B | 4835.13 | 0 | 0.53 | 116.67 | 178.94 | 99.22 | 139.28 | 0 | 0 | 78.21 | 0 | 0 | 0 | 0 | 0 | 0 | 22.72 | 0 | 0 | 194.88 | 0.53 | 635.05 | 0.53 | 635.58
2012 | Warehouse | 2A | 4835.13 | 0 | 0.83 | 73.33 | 184.77 | 99.19 | 139.28 | 0 | 0 | 50.04 | 0 | 0 | 0 | 0 | 0 | 0 | 23.38 | 0 | 0 | 123.37 | 0.83 | 569.99 | 0.83 | 570.82
2012 | Warehouse | 2B | 4835.13 | 0 | 1.38 | 71.12 | 195.9 | 99.26 | 139.28 | 0 | 0 | 71.21 | 0 | 0 | 0 | 0 | 0 | 0 | 23.43 | 0 | 0 | 142.33 | 1.38 | 600.21 | 1.38 | 601.59
2012 | Warehouse | 3A | 4835.13 | 0 | 132.89 | 37.11 | 193.31 | 99.24 | 139.28 | 0 | 0 | 44.58 | 0 | 0 | 0 | 0 | 0 | 0 | 24.57 | 0 | 0 | 81.69 | 132.89 | 538.09 | 132.89 | 670.98
2012 | Warehouse | 3B | 4835.13 | 0 | 20.09 | 44.37 | 190.84 | 99.24 | 139.28 | 0 | 0 | 56.1 | 0 | 0 | 0 | 0 | 0 | 0 | 24.26 | 0 | 0 | 100.47 | 20.09 | 554.08 | 20.09 | 574.17
2012 | Warehouse | 3C | 4835.13 | 0 | 1.46 | 10.72 | 187.37 | 99.22 | 139.28 | 0 | 0 | 31.94 | 0 | 0 | 0 | 0 | 0 | 0 | 24.68 | 0 | 0 | 42.66 | 1.46 | 493.22 | 1.46 | 494.68
2012 | Warehouse | 4A | 4835.13 | 0 | 467.28 | 23.87 | 198.8 | 99.09 | 139.28 | 0 | 0 | 40.8 | 0 | 0 | 0 | 0 | 0 | 0 | 25.49 | 0 | 0 | 64.67 | 467.28 | 527.33 | 467.28 | 994.61
2012 | Warehouse | 4B | 4835.13 | 0 | 109.99 | 28.85 | 200.05 | 99.16 | 139.28 | 0 | 0 | 51.29 | 0 | 0 | 0 | 0 | 0 | 0 | 25.22 | 0 | 0 | 80.14 | 109.99 | 543.86 | 109.99 | 653.85
2012 | Warehouse | 4C | 4835.13 | 0 | 164.9 | 3.61 | 212.88 | 98.97 | 139.28 | 0 | 0 | 33.01 | 0 | 0 | 0 | 0 | 0 | 0 | 25.78 | 0 | 0 | 36.62 | 164.9 | 513.53 | 164.9 | 678.43
2012 | Warehouse | 5A | 4835.13 | 0 | 868.33 | 10.15 | 199.77 | 99.12 | 139.28 | 0 | 0 | 39.17 | 0 | 0 | 0 | 0 | 0 | 0 | 26.27 | 0 | 0 | 49.32 | 868.33 | 513.77 | 868.33 | 1382.1
2012 | Warehouse | 5B | 4835.13 | 0 | 364.46 | 17 | 204.4 | 99.12 | 139.28 | 0 | 0 | 48.64 | 0 | 0 | 0 | 0 | 0 | 0 | 26.04 | 0 | 0 | 65.64 | 364.46 | 534.49 | 364.46 | 898.95
2012 | Warehouse | 5C | 4835.13 | 0 | 140.77 | 0.72 | 210.66 | 98.97 | 139.28 | 0 | 0 | 30.55 | 0 | 0 | 0 | 0 | 0 | 0 | 26.22 | 0 | 0 | 31.27 | 140.77 | 506.4 | 140.77 | 647.17
2012 | Warehouse | 6A | 4835.13 | 0 | 1418.75 | 11.27 | 204.46 | 99.07 | 139.28 | 0 | 0 | 44.48 | 0 | 0 | 0 | 0 | 0 | 0 | 26.84 | 0 | 0 | 55.75 | 1418.75 | 525.41 | 1418.75 | 1944.16
2012 | Warehouse | 6B | 4835.13 | 0 | 800.19 | 8.38 | 210.21 | 99 | 139.28 | 0 | 0 | 45.36 | 0 | 0 | 0 | 0 | 0 | 0 | 26.7 | 0 | 0 | 53.74 | 800.19 | 528.94 | 800.19 | 1329.13
2012 | Warehouse | 7 | 4835.13 | 0 | 1403.26 | 6.13 | 232.74 | 98.94 | 139.28 | 0 | 0 | 40.04 | 0 | 0 | 0 | 0 | 0 | 0 | 27.51 | 0 | 0 | 46.17 | 1403.26 | 544.64 | 1403.26 | 1947.9
2012 | Warehouse | 8 | 4835.13 | 0 | 1470.19 | 0.92 | 266.44 | 98.39 | 139.28 | 0 | 0 | 35.17 | 0 | 0 | 0 | 0 | 0 | 0 | 28.43 | 0 | 0 | 36.09 | 1470.19 | 568.63 | 1470.19 | 2038.82
2015 | Warehouse | 0A | 4835.13 | 0 | 0 | 162.66 | 240.03 | 83.57 | 139.28 | 0 | 0 | 76.2 | 0 | 0 | 0 | 0 | 0 | 0 | 22.1 | 0 | 0 | 238.86 | 0 | 723.85 | 0 | 723.85
2015 | Warehouse | 0B | 4835.13 | 0 | 0 | 153.22 | 244.32 | 83.56 | 139.28 | 0 | 0 | 92.2 | 0 | 0 | 0 | 0 | 0 | 0 | 22.07 | 0 | 0 | 245.42 | 0 | 734.65 | 0 | 734.65
2015 | Warehouse | 1A | 4835.13 | 0 | 0 | 95.05 | 254.33 | 83.57 | 139.28 | 0 | 0 | 56 | 0 | 0 | 0 | 0 | 0 | 0 | 22.69 | 0 | 0 | 151.05 | 0 | 650.93 | 0 | 650.93
2015 | Warehouse | 1B | 4835.13 | 0 | 0.55 | 115.38 | 250.41 | 83.45 | 139.28 | 0 | 0 | 78.28 | 0 | 0 | 0 | 0 | 0 | 0 | 22.71 | 0 | 0 | 193.66 | 0.55 | 689.5 | 0.55 | 690.05
2015 | Warehouse | 2A | 4835.13 | 0 | 0.92 | 72.86 | 256.05 | 83.41 | 139.28 | 0 | 0 | 47.84 | 0 | 0 | 0 | 0 | 0 | 0 | 23.38 | 0 | 0 | 120.7 | 0.92 | 622.83 | 0.92 | 623.75
2015 | Warehouse | 2B | 4835.13 | 0 | 1.42 | 68.91 | 267.74 | 83.48 | 139.28 | 0 | 0 | 67.79 | 0 | 0 | 0 | 0 | 0 | 0 | 23.42 | 0 | 0 | 136.7 | 1.42 | 650.62 | 1.42 | 652.04
2015 | Warehouse | 3A | 4835.13 | 0 | 121.66 | 36.2 | 262.84 | 83.47 | 139.28 | 0 | 0 | 47.94 | 0 | 0 | 0 | 0 | 0 | 0 | 24.56 | 0 | 0 | 84.14 | 121.66 | 594.29 | 121.66 | 715.95
2015 | Warehouse | 3B | 4835.13 | 0 | 13.59 | 42.76 | 263.03 | 83.46 | 139.28 | 0 | 0 | 60.15 | 0 | 0 | 0 | 0 | 0 | 0 | 24.26 | 0 | 0 | 102.91 | 13.59 | 612.94 | 13.59 | 626.53
2015 | Warehouse | 3C | 4835.13 | 0 | 1.56 | 13.31 | 259.45 | 83.59 | 139.28 | 0 | 0 | 35.06 | 0 | 0 | 0 | 0 | 0 | 0 | 24.68 | 0 | 0 | 48.37 | 1.56 | 555.36 | 1.56 | 556.92
2015 | Warehouse | 4A | 4835.13 | 0 | 442.44 | 23.46 | 266.62 | 83.6 | 139.28 | 0 | 0 | 43.32 | 0 | 0 | 0 | 0 | 0 | 0 | 25.49 | 0 | 0 | 66.78 | 442.44 | 581.77 | 442.44 | 1024.21
2015 | Warehouse | 4B | 4835.13 | 0 | 97.28 | 27.95 | 270.59 | 83.43 | 139.28 | 0 | 0 | 54.67 | 0 | 0 | 0 | 0 | 0 | 0 | 25.21 | 0 | 0 | 82.62 | 97.28 | 601.13 | 97.28 | 698.41
2015 | Warehouse | 4C | 4835.13 | 0 | 143.6 | 5.39 | 277.31 | 83.58 | 139.28 | 0 | 0 | 36.03 | 0 | 0 | 0 | 0 | 0 | 0 | 25.77 | 0 | 0 | 41.42 | 143.6 | 567.36 | 143.6 | 710.96
2015 | Warehouse | 5A | 4835.13 | 0 | 834.88 | 10.31 | 267.46 | 83.48 | 139.28 | 0 | 0 | 41.57 | 0 | 0 | 0 | 0 | 0 | 0 | 26.27 | 0 | 0 | 51.88 | 834.88 | 568.36 | 834.88 | 1403.24
2015 | Warehouse | 5B | 4835.13 | 0 | 340.46 | 17.08 | 272.71 | 83.56 | 139.28 | 0 | 0 | 51.94 | 0 | 0 | 0 | 0 | 0 | 0 | 26.04 | 0 | 0 | 69.02 | 340.46 | 590.62 | 340.46 | 931.08
2015 | Warehouse | 5C | 4835.13 | 0 | 117.45 | 2.35 | 275.06 | 83.54 | 139.28 | 0 | 0 | 32.94 | 0 | 0 | 0 | 0 | 0 | 0 | 26.21 | 0 | 0 | 35.29 | 117.45 | 559.4 | 117.45 | 676.85
2015 | Warehouse | 6A | 4835.13 | 0 | 1330.22 | 10.31 | 356.21 | 83.52 | 139.28 | 0 | 0 | 44.38 | 0 | 0 | 0 | 0 | 0 | 0 | 26.84 | 0 | 0 | 54.69 | 1330.22 | 660.54 | 1330.22 | 1990.76
2015 | Warehouse | 6B | 4835.13 | 0 | 724.49 | 7.17 | 357.41 | 83.42 | 139.28 | 0 | 0 | 45.22 | 0 | 0 | 0 | 0 | 0 | 0 | 26.69 | 0 | 0 | 52.39 | 724.49 | 659.21 | 724.49 | 1383.7
2015 | Warehouse | 7 | 4835.13 | 0 | 1281.5 | 7.53 | 357.01 | 83.55 | 139.28 | 0 | 0 | 41.05 | 0 | 0 | 0 | 0 | 0 | 0 | 27.51 | 0 | 0 | 48.58 | 1281.5 | 655.92 | 1281.5 | 1937.42
2015 | Warehouse | 8 | 4835.13 | 0 | 1311.07 | 2.07 | 360.97 | 84.01 | 139.28 | 0 | 0 | 36.27 | 0 | 0 | 0 | 0 | 0 | 0 | 28.42 | 0 | 0 | 38.34 | 1311.07 | 651.02 | 1311.07 | 1962.09
2018 | Warehouse | 0A | 4835.13 | 0 | 0 | 154.25 | 163.36 | 67.02 | 139.28 | 0 | 0 | 72.03 | 0 | 0 | 0 | 0 | 0 | 0 | 21.95 | 0 | 0 | 226.28 | 0 | 617.89 | 0 | 617.89
2018 | Warehouse | 0B | 4835.13 | 0 | 0 | 146.19 | 166.22 | 67.01 | 139.28 | 0 | 0 | 89 | 0 | 0 | 0 | 0 | 0 | 0 | 21.91 | 0 | 0 | 235.19 | 0 | 629.61 | 0 | 629.61
2018 | Warehouse | 1A | 4835.13 | 0 | 0 | 86.91 | 173.07 | 67.02 | 139.28 | 0 | 0 | 51.93 | 0 | 0 | 0 | 0 | 0 | 0 | 22.53 | 0 | 0 | 138.84 | 0 | 540.74 | 0 | 540.74
2018 | Warehouse | 1B | 4835.13 | 0 | 0.73 | 109.38 | 170.39 | 66.92 | 139.28 | 0 | 0 | 75.07 | 0 | 0 | 0 | 0 | 0 | 0 | 22.55 | 0 | 0 | 184.45 | 0.73 | 583.59 | 0.73 | 584.32
2018 | Warehouse | 2A | 4835.13 | 0 | 1.17 | 67.32 | 174.22 | 66.89 | 139.28 | 0 | 0 | 44.47 | 0 | 0 | 0 | 0 | 0 | 0 | 23.21 | 0 | 0 | 111.79 | 1.17 | 515.4 | 1.17 | 516.57
2018 | Warehouse | 2B | 4835.13 | 0 | 1.89 | 64.65 | 182.1 | 66.95 | 139.28 | 0 | 0 | 64.53 | 0 | 0 | 0 | 0 | 0 | 0 | 23.26 | 0 | 0 | 129.18 | 1.89 | 540.77 | 1.89 | 542.66
2018 | Warehouse | 3A | 4835.13 | 0 | 139.84 | 33.17 | 178.7 | 66.93 | 139.28 | 0 | 0 | 45.22 | 0 | 0 | 0 | 0 | 0 | 0 | 24.39 | 0 | 0 | 78.39 | 139.84 | 487.7 | 139.84 | 627.54
2018 | Warehouse | 3B | 4835.13 | 0 | 19.78 | 39.56 | 179.02 | 66.93 | 139.28 | 0 | 0 | 56.87 | 0 | 0 | 0 | 0 | 0 | 0 | 24.09 | 0 | 0 | 96.43 | 19.78 | 505.75 | 19.78 | 525.53
2018 | Warehouse | 3C | 4835.13 | 0 | 2.07 | 11.3 | 176.55 | 67.03 | 139.28 | 0 | 0 | 32.39 | 0 | 0 | 0 | 0 | 0 | 0 | 24.51 | 0 | 0 | 43.69 | 2.07 | 451.07 | 2.07 | 453.14
2018 | Warehouse | 4A | 4835.13 | 0 | 484.81 | 21.23 | 181.29 | 67.05 | 139.28 | 0 | 0 | 41.09 | 0 | 0 | 0 | 0 | 0 | 0 | 25.31 | 0 | 0 | 62.32 | 484.81 | 475.25 | 484.81 | 960.06
2018 | Warehouse | 4B | 4835.13 | 0 | 123.84 | 25.43 | 183.98 | 66.9 | 139.28 | 0 | 0 | 51.4 | 0 | 0 | 0 | 0 | 0 | 0 | 25.04 | 0 | 0 | 76.83 | 123.84 | 492.03 | 123.84 | 615.87
2018 | Warehouse | 4C | 4835.13 | 0 | 179.55 | 4.4 | 188.37 | 67.03 | 139.28 | 0 | 0 | 33.25 | 0 | 0 | 0 | 0 | 0 | 0 | 25.6 | 0 | 0 | 37.65 | 179.55 | 457.92 | 179.55 | 637.47
2018 | Warehouse | 5A | 4835.13 | 0 | 888.66 | 9.77 | 181.83 | 66.95 | 139.28 | 0 | 0 | 39.39 | 0 | 0 | 0 | 0 | 0 | 0 | 26.08 | 0 | 0 | 49.16 | 888.66 | 463.31 | 888.66 | 1351.97
2018 | Warehouse | 5B | 4835.13 | 0 | 387.68 | 15.25 | 185.31 | 67.01 | 139.28 | 0 | 0 | 49.12 | 0 | 0 | 0 | 0 | 0 | 0 | 25.86 | 0 | 0 | 64.37 | 387.68 | 481.84 | 387.68 | 869.52
2018 | Warehouse | 5C | 4835.13 | 0 | 155.35 | 1.89 | 186.79 | 67 | 139.28 | 0 | 0 | 30.89 | 0 | 0 | 0 | 0 | 0 | 0 | 26.04 | 0 | 0 | 32.78 | 155.35 | 451.89 | 155.35 | 607.24
2018 | Warehouse | 6A | 4835.13 | 0 | 1401.82 | 8.04 | 239.59 | 66.98 | 139.28 | 0 | 0 | 40.8 | 0 | 0 | 0 | 0 | 0 | 0 | 26.65 | 0 | 0 | 48.84 | 1401.82 | 521.35 | 1401.82 | 1923.17
2018 | Warehouse | 6B | 4835.13 | 0 | 797.3 | 6.39 | 240.34 | 66.9 | 139.28 | 0 | 0 | 41.15 | 0 | 0 | 0 | 0 | 0 | 0 | 26.51 | 0 | 0 | 47.54 | 797.3 | 520.57 | 797.3 | 1317.87
2018 | Warehouse | 7 | 4835.13 | 0 | 1360.58 | 5.88 | 240.07 | 67 | 139.28 | 0 | 0 | 38.06 | 0 | 0 | 0 | 0 | 0 | 0 | 27.32 | 0 | 0 | 43.94 | 1360.58 | 517.62 | 1360.58 | 1878.2
2018 | Warehouse | 8 | 4835.13 | 0 | 1403.42 | 1.5 | 242.55 | 67.38 | 139.28 | 0 | 0 | 33.26 | 0 | 0 | 0 | 0 | 0 | 0 | 28.24 | 0 | 0 | 34.76 | 1403.42 | 512.21 | 1403.42 | 1915.63

## IECC Data-IP
Year | Building Type | CZ | Floor Area (ft2) | Heating- Elec (kBtu/yr) | Heating- Gas (kBtu/yr) | Cooling (kBtu/yr) | Interior Lighting (kBtu/yr) | Exterior Lighting (kBtu/yr) | Interior Equipment- Elec (kBtu/yr) | Interior Equipment- Gas (kBtu/yr) | Exterior Equipment (kBtu/yr) | Fan (kBtu/yr) | All Pumps (kBtu/yr) | SWH Pumps (kBtu/yr) | HVAC Pumps (kBtu/yr) | Heat Rejection (kBtu/yr) | Humidification (kBtu/yr) | Heat Recovery (kBtu/yr) | SWH- Elec (kBtu/yr) | SWH- Gas (kBtu/yr) | Refrigeration (kBtu/yr) | HVAC Total Electric (kBtu/yr) | HVAC Total Gas (kBtu/yr) | HVAC Total Combined (kBtu/yr) | Total Electric (kBtu/yr) | Total Gas (kBtu/yr) | Grand Total (kBtu/yr)
2006 | Full Service Restaurant | 0A | 5501.9728 | 0 | 0 | 865053.6905 | 151811.8613 | 55115.5631 | 436678.2841 | 445274.985 | 0 | 315736.8249 | 426.5177 | 426.5177 | 0 | 0 | 0 | 0 | 71446.4513 | 204377.7965 | 63664.8731 | 1180790.5155 | 0 | 1180790.5155 | 1959934.0661 | 649643.3033 | 2609577.3693
2006 | Full Service Restaurant | 0B | 5501.9728 | 0 | 625.5593 | 775304.8914 | 151811.8613 | 55125.0412 | 436678.2841 | 445274.985 | 0 | 351535.876 | 426.5177 | 426.5177 | 0 | 0 | 0 | 0 | 71446.4513 | 203297.285 | 63484.7879 | 1126840.7674 | 625.5593 | 1127466.3267 | 1905804.2327 | 649188.3511 | 2554992.5838
2006 | Full Service Restaurant | 1A | 5501.9728 | 0 | 18.9563 | 598783.4389 | 151811.8613 | 55134.5194 | 436678.2841 | 445274.985 | 0 | 297586.1279 | 426.5177 | 426.5177 | 0 | 0 | 0 | 0 | 71446.4513 | 222822.3168 | 63456.3534 | 896369.5668 | 18.9563 | 896388.5231 | 1675323.5539 | 668106.7799 | 2343430.3339
2006 | Full Service Restaurant | 1B | 5501.9728 | 0 | 28339.7306 | 656742.4532 | 151811.8613 | 55058.694 | 436678.2841 | 445274.985 | 0 | 346787.3124 | 426.5177 | 426.5177 | 0 | 0 | 0 | 0 | 71446.4513 | 223286.7472 | 63399.4843 | 1003529.7656 | 28339.7306 | 1031869.4962 | 1782351.0584 | 696891.9846 | 2479243.043
2006 | Full Service Restaurant | 2A | 5501.9728 | 0 | 63219.3991 | 530066.7007 | 151811.8613 | 55039.7377 | 436678.2841 | 445274.985 | 0 | 306012.2217 | 426.5177 | 426.5177 | 0 | 0 | 0 | 0 | 71446.4513 | 243873.3341 | 63437.397 | 836078.9225 | 63219.3991 | 899298.3215 | 1614919.1716 | 752367.7181 | 2367286.8897
2006 | Full Service Restaurant | 2B | 5501.9728 | 0 | 56082.3365 | 360293.7058 | 151811.8613 | 55087.1286 | 436678.2841 | 445274.985 | 0 | 350900.8385 | 426.5177 | 426.5177 | 0 | 0 | 0 | 0 | 71455.9295 | 245190.7998 | 62792.8814 | 711194.5443 | 56082.3365 | 767276.8808 | 1489437.6687 | 746538.6431 | 2235976.3118
2006 | Full Service Restaurant | 3A | 5501.9728 | 0 | 272194.1084 | 342000.8362 | 151811.8613 | 55068.1722 | 436678.2841 | 445274.985 | 0 | 306107.0034 | 426.5177 | 426.5177 | 0 | 0 | 0 | 0 | 71455.9295 | 279947.2521 | 63200.4427 | 648107.8396 | 272194.1084 | 920301.948 | 1426749.0471 | 997416.3454 | 2424165.3926
2006 | Full Service Restaurant | 3B | 5501.9728 | 0 | 144371.4973 | 260270.5695 | 151811.8613 | 55068.1722 | 436678.2841 | 445274.985 | 0 | 348038.4309 | 426.5177 | 426.5177 | 0 | 0 | 0 | 0 | 71455.9295 | 270734.4701 | 62754.9687 | 608309.0005 | 144371.4973 | 752680.4978 | 1386485.7777 | 860380.9523 | 2246866.73
2006 | Full Service Restaurant | 3C | 5501.9728 | 0 | 81474.356 | 99037.4065 | 151811.8613 | 55058.694 | 436678.2841 | 445274.985 | 0 | 294211.8991 | 426.5177 | 426.5177 | 0 | 0 | 0 | 0 | 71455.9295 | 284098.6909 | 63247.8336 | 393249.3056 | 81474.356 | 474723.6616 | 1171918.9476 | 810848.0318 | 1982766.9795
2006 | Full Service Restaurant | 4A | 5501.9728 | 0 | 568500.6832 | 240167.3693 | 151811.8613 | 54992.3469 | 436678.2841 | 445274.985 | 0 | 293292.5165 | 426.5177 | 426.5177 | 0 | 0 | 0 | 0 | 71455.9295 | 308372.2862 | 63115.1392 | 533459.8859 | 568500.6832 | 1101960.5691 | 1311930.4863 | 1322147.9544 | 2634078.4408
2006 | Full Service Restaurant | 4B | 5501.9728 | 0 | 289804.5497 | 155366.1754 | 151811.8613 | 55030.2595 | 436678.2841 | 445274.985 | 0 | 347744.6077 | 426.5177 | 426.5177 | 0 | 0 | 0 | 0 | 71455.9295 | 300353.7538 | 62612.7962 | 503110.783 | 289804.5497 | 792915.3327 | 1281116.9531 | 1035433.2884 | 2316550.2416
2006 | Full Service Restaurant | 4C | 5501.9728 | 0 | 455274.4551 | 42936.1136 | 151811.8613 | 54925.9997 | 436678.2841 | 445274.985 | 0 | 286487.1899 | 426.5177 | 426.5177 | 0 | 0 | 0 | 0 | 71455.9295 | 316959.509 | 63001.4012 | 329423.3035 | 455274.4551 | 784697.7587 | 1107713.8188 | 1217499.4709 | 2325213.2896
2006 | Full Service Restaurant | 5A | 5501.9728 | 0 | 811160.8115 | 173877.0429 | 151811.8613 | 55001.825 | 436678.2841 | 445274.985 | 0 | 286695.7097 | 426.5177 | 426.5177 | 0 | 0 | 0 | 0 | 71455.9295 | 332437.3618 | 63029.8357 | 460572.7526 | 811160.8115 | 1271733.5641 | 1238967.5277 | 1588873.1583 | 2827840.686
2006 | Full Service Restaurant | 5B | 5501.9728 | 0 | 517640.8188 | 107435.0658 | 151811.8613 | 55011.3032 | 436678.2841 | 445274.985 | 0 | 340181.0274 | 426.5177 | 426.5177 | 0 | 0 | 0 | 0 | 71455.9295 | 325679.4261 | 62612.7962 | 447616.0931 | 517640.8188 | 965256.912 | 1225603.3069 | 1288595.2299 | 2514198.5368
2006 | Full Service Restaurant | 5C | 5501.9728 | 0 | 582433.5943 | 15288.2895 | 151811.8613 | 54925.9997 | 436678.2841 | 445274.985 | 0 | 273596.8777 | 426.5177 | 426.5177 | 0 | 0 | 0 | 0 | 71455.9295 | 330608.0749 | 63048.792 | 288885.1671 | 582433.5943 | 871318.7614 | 1067223.0732 | 1358307.176 | 2425530.2492
2006 | Full Service Restaurant | 6A | 5501.9728 | 0 | 1081696.24 | 175421.9847 | 151811.8613 | 54982.8687 | 436678.2841 | 445274.985 | 0 | 293728.5124 | 426.5177 | 426.5177 | 0 | 0 | 0 | 0 | 71455.9295 | 350303.7138 | 62887.6631 | 469150.4971 | 1081696.24 | 1550846.7371 | 1247384.1433 | 1877274.9387 | 3124659.082
2006 | Full Service Restaurant | 6B | 5501.9728 | 0 | 813482.9633 | 67152.84 | 151811.8613 | 54944.956 | 436678.2841 | 445274.985 | 0 | 318314.8874 | 426.5177 | 426.5177 | 0 | 0 | 0 | 0 | 71455.9295 | 345744.7136 | 62527.4926 | 385467.7273 | 813482.9633 | 1198950.6907 | 1163293.8122 | 1604502.6619 | 2767796.4741
2006 | Full Service Restaurant | 7 | 5501.9728 | 0 | 1339019.0984 | 146257.6533 | 151811.8613 | 54907.0433 | 436678.2841 | 445274.985 | 0 | 289340.1193 | 426.5177 | 426.5177 | 0 | 0 | 0 | 0 | 71455.9295 | 371487.4255 | 62906.6195 | 435597.7726 | 1339019.0984 | 1774616.871 | 1213774.5498 | 2155781.5088 | 3369556.0586
2006 | Full Service Restaurant | 8 | 5501.9728 | 0 | 1858650.3331 | 95397.7889 | 151811.8613 | 54603.7418 | 436678.2841 | 445274.985 | 0 | 282051.406 | 426.5177 | 426.5177 | 0 | 0 | 0 | 0 | 71455.9295 | 400026.1977 | 62840.2723 | 377449.1949 | 1858650.3331 | 2236099.528 | 1155265.8016 | 2703942.0376 | 3859207.8391
2009 | Full Service Restaurant | 0A | 5501.9728 | 0 | 0 | 826373.2756 | 151811.8613 | 36557.3047 | 436678.2841 | 445274.985 | 0 | 315537.7834 | 426.5177 | 426.5177 | 0 | 0 | 0 | 0 | 71399.0605 | 203828.0626 | 65437.291 | 1141911.0589 | 0 | 1141911.0589 | 1904221.3782 | 649103.0475 | 2553324.4257
2009 | Full Service Restaurant | 0B | 5501.9728 | 0 | 0 | 726539.7028 | 151811.8613 | 36566.7829 | 436678.2841 | 445274.985 | 0 | 351365.2689 | 426.5177 | 426.5177 | 0 | 0 | 0 | 0 | 71418.0168 | 202975.0272 | 64660.081 | 1077904.9717 | 0 | 1077904.9717 | 1839457.0373 | 648240.534 | 2487697.5713
2009 | Full Service Restaurant | 1A | 5501.9728 | 0 | 0 | 575173.3155 | 151811.8613 | 36566.7829 | 436678.2841 | 445274.985 | 0 | 297605.0842 | 426.5177 | 426.5177 | 0 | 0 | 0 | 0 | 71446.4513 | 222803.3605 | 63788.0893 | 872778.3997 | 0 | 872778.3997 | 1633505.8645 | 668068.8673 | 2301574.7317
2009 | Full Service Restaurant | 1B | 5501.9728 | 0 | 3895.5282 | 598773.9607 | 151811.8613 | 36519.392 | 436678.2841 | 445274.985 | 0 | 345602.5411 | 426.5177 | 426.5177 | 0 | 0 | 0 | 0 | 71446.4513 | 223229.8782 | 63721.7421 | 944376.5018 | 3895.5282 | 948272.0299 | 1704980.7503 | 672390.9131 | 2377371.6634
2009 | Full Service Restaurant | 2A | 5501.9728 | 0 | 17610.4413 | 484912.6951 | 151811.8613 | 36509.9138 | 436678.2841 | 445274.985 | 0 | 303642.679 | 426.5177 | 426.5177 | 0 | 0 | 0 | 0 | 71465.4077 | 244053.4193 | 63134.0955 | 788555.3742 | 17610.4413 | 806165.8155 | 1548581.4543 | 706929.3674 | 2255510.8217
2009 | Full Service Restaurant | 2B | 5501.9728 | 0 | 10738.7675 | 329347.4782 | 151811.8613 | 36538.3483 | 436678.2841 | 445274.985 | 0 | 347735.1295 | 426.5177 | 426.5177 | 0 | 0 | 0 | 0 | 71484.364 | 245541.4922 | 61541.7629 | 677082.6077 | 10738.7675 | 687821.3752 | 1435554.2678 | 701545.7664 | 2137100.0342
2009 | Full Service Restaurant | 3A | 5501.9728 | 0 | 138883.6364 | 257919.9832 | 151811.8613 | 36528.8702 | 436678.2841 | 445274.985 | 0 | 302069.3027 | 426.5177 | 426.5177 | 0 | 0 | 0 | 0 | 71512.7985 | 280677.0712 | 61001.5071 | 559989.2859 | 138883.6364 | 698872.9223 | 1317958.603 | 864835.6926 | 2182794.2955
2009 | Full Service Restaurant | 3B | 5501.9728 | 0 | 46395.646 | 243361.5129 | 151811.8613 | 36528.8702 | 436678.2841 | 445274.985 | 0 | 342398.9193 | 426.5177 | 426.5177 | 0 | 0 | 0 | 0 | 71503.3203 | 271341.073 | 60821.4219 | 585760.4322 | 46395.646 | 632156.0782 | 1343530.7077 | 763002.2258 | 2106532.9335
2009 | Full Service Restaurant | 3C | 5501.9728 | 0 | 10008.9483 | 99530.2713 | 151811.8613 | 36519.392 | 436678.2841 | 445274.985 | 0 | 289349.5975 | 426.5177 | 426.5177 | 0 | 0 | 0 | 0 | 71503.3203 | 284686.3375 | 61522.8065 | 388879.8688 | 10008.9483 | 398888.8172 | 1147342.0508 | 739970.2708 | 1887312.3216
2009 | Full Service Restaurant | 4A | 5501.9728 | 0 | 343488.909 | 163972.3545 | 151811.8613 | 36472.0012 | 436678.2841 | 445274.985 | 0 | 289122.1214 | 426.5177 | 426.5177 | 0 | 0 | 0 | 0 | 71550.7112 | 309538.1013 | 59437.6089 | 453094.4758 | 343488.909 | 796583.3848 | 1209480.9384 | 1098301.9952 | 2307782.9336
2009 | Full Service Restaurant | 4B | 5501.9728 | 0 | 126239.7566 | 150683.959 | 151811.8613 | 36500.4357 | 436678.2841 | 445274.985 | 0 | 342010.3143 | 426.5177 | 426.5177 | 0 | 0 | 0 | 0 | 71531.7549 | 301273.1363 | 59665.085 | 492694.2734 | 126239.7566 | 618934.0299 | 1249298.7338 | 872787.8779 | 2122086.6117
2009 | Full Service Restaurant | 4C | 5501.9728 | 0 | 197032.2141 | 42556.9868 | 151811.8613 | 36434.0885 | 436678.2841 | 445274.985 | 0 | 282174.6222 | 426.5177 | 426.5177 | 0 | 0 | 0 | 0 | 71569.6675 | 318371.7564 | 58793.0933 | 324731.609 | 197032.2141 | 521763.8231 | 1080435.6433 | 960678.9555 | 2041114.5988
2009 | Full Service Restaurant | 5A | 5501.9728 | 0 | 570557.4463 | 92800.7701 | 151811.8613 | 36481.4793 | 436678.2841 | 445274.985 | 0 | 283681.6514 | 426.5177 | 426.5177 | 0 | 0 | 0 | 0 | 71579.1457 | 333821.1748 | 58565.6172 | 376482.4215 | 570557.4463 | 947039.8677 | 1132015.8486 | 1349644.1279 | 2481659.9765
2009 | Full Service Restaurant | 5B | 5501.9728 | 0 | 309206.3653 | 103264.6706 | 151811.8613 | 36490.9575 | 436678.2841 | 445274.985 | 0 | 335877.9378 | 426.5177 | 426.5177 | 0 | 0 | 0 | 0 | 71560.1894 | 326864.1974 | 58821.5278 | 439142.6085 | 309206.3653 | 748348.9737 | 1194912.9899 | 1081336.0695 | 2276249.0594
2009 | Full Service Restaurant | 5C | 5501.9728 | 0 | 277738.8383 | 15733.7635 | 151811.8613 | 36434.0885 | 436678.2841 | 445274.985 | 0 | 268507.1 | 426.5177 | 426.5177 | 0 | 0 | 0 | 0 | 71598.1021 | 332266.7548 | 58015.8833 | 284240.8634 | 277738.8383 | 561979.7017 | 1039196.1222 | 1055280.578 | 2094476.7002
2009 | Full Service Restaurant | 6A | 5501.9728 | 0 | 836988.8268 | 103226.7579 | 151811.8613 | 36472.0012 | 436678.2841 | 445274.985 | 0 | 293861.2068 | 426.5177 | 426.5177 | 0 | 0 | 0 | 0 | 71579.1457 | 351697.0049 | 58338.1411 | 397087.9647 | 836988.8268 | 1234076.7916 | 1152384.4376 | 1633951.3385 | 2786335.7761
2009 | Full Service Restaurant | 6B | 5501.9728 | 0 | 552662.6599 | 66631.5406 | 151811.8613 | 36443.5666 | 436678.2841 | 445274.985 | 0 | 317471.3302 | 426.5177 | 426.5177 | 0 | 0 | 0 | 0 | 71579.1457 | 347175.9174 | 57949.5361 | 384102.8708 | 552662.6599 | 936765.5306 | 1138991.7823 | 1345104.0841 | 2484095.8664
2009 | Full Service Restaurant | 7 | 5501.9728 | 0 | 1097117.2238 | 92573.294 | 151811.8613 | 36424.6103 | 436678.2841 | 445274.985 | 0 | 290989.321 | 426.5177 | 426.5177 | 0 | 0 | 0 | 0 | 71588.6239 | 373022.8891 | 57788.4072 | 383562.615 | 1097117.2238 | 1480679.8389 | 1138280.9195 | 1915415.0979 | 3053696.0174
2009 | Full Service Restaurant | 8 | 5501.9728 | 0 | 1634434.7252 | 36254.0032 | 151811.8613 | 36216.0905 | 436678.2841 | 445274.985 | 0 | 280914.0255 | 426.5177 | 426.5177 | 0 | 0 | 0 | 0 | 71607.5802 | 401770.1811 | 56840.5902 | 317168.0287 | 1634434.7252 | 1951602.7539 | 1070748.9527 | 2481479.8913 | 3552228.844
2012 | Full Service Restaurant | 0A | 5501.9728 | 0 | 0 | 700692.7311 | 80109.4994 | 36557.3047 | 436678.2841 | 445274.985 | 0 | 286164.9321 | 426.5177 | 426.5177 | 0 | 0 | 0 | 0 | 71399.0605 | 203742.759 | 65607.8981 | 986857.6632 | 0 | 986857.6632 | 1677617.2713 | 649017.744 | 2326635.0153
2012 | Full Service Restaurant | 0B | 5501.9728 | 0 | 0 | 612886.957 | 80109.4994 | 36566.7829 | 436678.2841 | 445274.985 | 0 | 315907.432 | 426.5177 | 426.5177 | 0 | 0 | 0 | 0 | 71418.0168 | 202899.2018 | 64802.2536 | 928794.389 | 0 | 928794.389 | 1618786.2653 | 648164.7086 | 2266950.9739
2012 | Full Service Restaurant | 1A | 5501.9728 | 0 | 0 | 482107.1566 | 80109.4994 | 36566.7829 | 436678.2841 | 445274.985 | 0 | 272383.6718 | 426.5177 | 426.5177 | 0 | 0 | 0 | 0 | 71446.4513 | 222737.0133 | 63996.6091 | 754490.8284 | 0 | 754490.8284 | 1443705.4947 | 668011.9982 | 2111717.4929
2012 | Full Service Restaurant | 1B | 5501.9728 | 0 | 3677.5303 | 502238.7913 | 80109.4994 | 36519.392 | 436678.2841 | 445274.985 | 0 | 311556.9516 | 426.5177 | 426.5177 | 0 | 0 | 0 | 0 | 71436.9731 | 223163.531 | 63949.2182 | 813795.743 | 3677.5303 | 817473.2732 | 1502915.6275 | 672116.0462 | 2175031.6737
2012 | Full Service Restaurant | 2A | 5501.9728 | 0 | 19221.7303 | 388775.609 | 80109.4994 | 36509.9138 | 436678.2841 | 445274.985 | 0 | 280383.2479 | 426.5177 | 426.5177 | 0 | 0 | 0 | 0 | 71465.4077 | 243996.5503 | 63342.6153 | 669158.8569 | 19221.7303 | 688380.5872 | 1357681.6167 | 708493.2656 | 2066174.8823
2012 | Full Service Restaurant | 2B | 5501.9728 | 0 | 10956.7654 | 281596.4538 | 80109.4994 | 36538.3483 | 436678.2841 | 445274.985 | 0 | 319613.3968 | 426.5177 | 426.5177 | 0 | 0 | 0 | 0 | 71474.8858 | 245494.1013 | 61683.9354 | 601209.8506 | 10956.7654 | 612166.616 | 1288121.3213 | 701725.8517 | 1989847.173
2012 | Full Service Restaurant | 3A | 5501.9728 | 0 | 148911.5411 | 217770.4518 | 80109.4994 | 36528.8702 | 436678.2841 | 445274.985 | 0 | 281094.1107 | 426.5177 | 426.5177 | 0 | 0 | 0 | 0 | 71512.7985 | 280658.1149 | 61086.8107 | 498864.5625 | 148911.5411 | 647776.1036 | 1185207.343 | 874835.1628 | 2060042.5058
2012 | Full Service Restaurant | 3B | 5501.9728 | 0 | 51959.3322 | 208263.8465 | 80109.4994 | 36528.8702 | 436678.2841 | 445274.985 | 0 | 316788.9019 | 426.5177 | 426.5177 | 0 | 0 | 0 | 0 | 71503.3203 | 271312.6385 | 60897.2472 | 525052.7484 | 51959.3322 | 577012.0806 | 1211187.0091 | 768537.4775 | 1979724.4866
2012 | Full Service Restaurant | 3C | 5501.9728 | 0 | 12160.4931 | 83066.6887 | 80109.4994 | 36519.392 | 436678.2841 | 445274.985 | 0 | 266687.2912 | 426.5177 | 426.5177 | 0 | 0 | 0 | 0 | 71503.3203 | 284695.8156 | 61560.7192 | 349753.9799 | 12160.4931 | 361914.473 | 1036542.2344 | 742121.8155 | 1778664.0499
2012 | Full Service Restaurant | 4A | 5501.9728 | 0 | 361497.4335 | 139006.8526 | 80109.4994 | 36472.0012 | 436678.2841 | 445274.985 | 0 | 268857.7923 | 426.5177 | 426.5177 | 0 | 0 | 0 | 0 | 71550.7112 | 309519.1449 | 59522.9125 | 407864.6449 | 361497.4335 | 769362.0784 | 1092624.5709 | 1116282.0851 | 2208906.656
2012 | Full Service Restaurant | 4B | 5501.9728 | 0 | 138637.204 | 131016.7547 | 80109.4994 | 36500.4357 | 436678.2841 | 445274.985 | 0 | 318968.8812 | 426.5177 | 426.5177 | 0 | 0 | 0 | 0 | 71531.7549 | 301263.6582 | 59731.4322 | 449985.6358 | 138637.204 | 588622.8398 | 1134963.5598 | 885175.8471 | 2020139.4068
2012 | Full Service Restaurant | 4C | 5501.9728 | 0 | 219040.5267 | 36310.8722 | 80109.4994 | 36434.0885 | 436678.2841 | 445274.985 | 0 | 262118.8129 | 426.5177 | 426.5177 | 0 | 0 | 0 | 0 | 71569.6675 | 318362.2782 | 58831.006 | 298429.6851 | 219040.5267 | 517470.2118 | 982478.7483 | 982677.7899 | 1965156.5382
2012 | Full Service Restaurant | 5A | 5501.9728 | 0 | 583798.4509 | 78706.7301 | 80109.4994 | 36481.4793 | 436678.2841 | 445274.985 | 0 | 263843.8399 | 426.5177 | 426.5177 | 0 | 0 | 0 | 0 | 71569.6675 | 333802.2184 | 58641.4426 | 342550.5701 | 583798.4509 | 926349.0209 | 1026457.4607 | 1362866.1761 | 2389323.6368
2012 | Full Service Restaurant | 5B | 5501.9728 | 0 | 322798.0622 | 89710.8864 | 80109.4994 | 36490.9575 | 436678.2841 | 445274.985 | 0 | 314040.2324 | 426.5177 | 426.5177 | 0 | 0 | 0 | 0 | 71550.7112 | 326854.7193 | 58887.875 | 403751.1188 | 322798.0622 | 726549.1809 | 1087876.0073 | 1094927.7664 | 2182803.7737
2012 | Full Service Restaurant | 5C | 5501.9728 | 0 | 357725.1215 | 9430.7799 | 80109.4994 | 36434.0885 | 436678.2841 | 445274.985 | 0 | 184521.0287 | 426.5177 | 426.5177 | 0 | 0 | 0 | 0 | 71598.1021 | 332276.2329 | 58025.3615 | 193951.8086 | 357725.1215 | 551676.9301 | 877204.7055 | 1135276.3394 | 2012481.0448
2012 | Full Service Restaurant | 6A | 5501.9728 | 0 | 842220.7771 | 87436.1254 | 80109.4994 | 36472.0012 | 436678.2841 | 445274.985 | 0 | 269938.3037 | 426.5177 | 426.5177 | 0 | 0 | 0 | 0 | 71579.1457 | 351687.5267 | 58395.0102 | 357374.4292 | 842220.7771 | 1199595.2063 | 1041025.4092 | 1639183.2888 | 2680208.6979
2012 | Full Service Restaurant | 6B | 5501.9728 | 0 | 568273.2071 | 56641.5486 | 80109.4994 | 36443.5666 | 436678.2841 | 445274.985 | 0 | 293207.213 | 426.5177 | 426.5177 | 0 | 0 | 0 | 0 | 71579.1457 | 347166.4392 | 57977.9706 | 349848.7616 | 568273.2071 | 918121.9687 | 1033054.2676 | 1360714.6313 | 2393768.8989
2012 | Full Service Restaurant | 7 | 5501.9728 | 0 | 1087430.5333 | 62375.8419 | 80109.4994 | 36424.6103 | 436678.2841 | 445274.985 | 0 | 268507.1 | 426.5177 | 426.5177 | 0 | 0 | 0 | 0 | 71588.6239 | 373003.9328 | 57864.2326 | 330882.9418 | 1087430.5333 | 1418313.4751 | 1013965.2316 | 1905709.451 | 2919674.6826
2012 | Full Service Restaurant | 8 | 5501.9728 | 0 | 1650983.6114 | 15430.462 | 80109.4994 | 36216.0905 | 436678.2841 | 445274.985 | 0 | 190748.1869 | 426.5177 | 426.5177 | 0 | 0 | 0 | 0 | 71607.5802 | 401751.2247 | 56916.4155 | 206178.6489 | 1650983.6114 | 1857162.2603 | 888133.0364 | 2498009.8211 | 3386142.8575
2015 | Full Service Restaurant | 0A | 5501.9728 | 0 | 0 | 627616.0344 | 68745.1726 | 30993.6184 | 426508.2068 | 445274.985 | 0 | 159508.136 | 426.5177 | 426.5177 | 0 | 0 | 0 | 0 | 71408.5386 | 203780.6717 | 53978.1826 | 787124.1704 | 0 | 787124.1704 | 1439174.929 | 649055.6567 | 2088230.5857
2015 | Full Service Restaurant | 0B | 5501.9728 | 0 | 0 | 525820.4802 | 68678.8255 | 30984.1403 | 426508.2068 | 445274.985 | 0 | 148608.2396 | 426.5177 | 426.5177 | 0 | 0 | 0 | 0 | 71418.0168 | 202861.2892 | 53333.667 | 674428.7198 | 0 | 674428.7198 | 1325778.0938 | 648126.7959 | 1973904.8898
2015 | Full Service Restaurant | 1A | 5501.9728 | 0 | 0 | 390178.3782 | 68669.3473 | 30984.1403 | 426508.2068 | 445274.985 | 0 | 91549.6515 | 426.5177 | 426.5177 | 0 | 0 | 0 | 0 | 71446.4513 | 222613.7971 | 52480.6316 | 481728.0298 | 0 | 481728.0298 | 1132243.3247 | 667888.782 | 1800132.1067
2015 | Full Service Restaurant | 1B | 5501.9728 | 0 | 7392.9732 | 425446.6517 | 68849.4325 | 30946.2276 | 426508.2068 | 445274.985 | 0 | 140343.2747 | 426.5177 | 426.5177 | 0 | 0 | 0 | 0 | 71436.9731 | 223040.3147 | 52518.5443 | 565789.9264 | 7392.9732 | 573182.8996 | 1216475.8284 | 675698.7947 | 1892174.6232
2015 | Full Service Restaurant | 2A | 5501.9728 | 0 | 23278.3874 | 342484.2229 | 68640.9128 | 30927.2712 | 426508.2068 | 445274.985 | 0 | 124182.9935 | 426.5177 | 426.5177 | 0 | 0 | 0 | 0 | 71455.9295 | 243788.0306 | 52035.1576 | 466667.2164 | 23278.3874 | 489945.6038 | 1116651.7338 | 712341.403 | 1828993.1368
2015 | Full Service Restaurant | 2B | 5501.9728 | 0 | 19051.1233 | 230812.4148 | 68593.5219 | 30955.7058 | 426508.2068 | 445274.985 | 0 | 123538.4779 | 426.5177 | 426.5177 | 0 | 0 | 0 | 0 | 71474.8858 | 245276.1034 | 50509.1721 | 354350.8927 | 19051.1233 | 373402.016 | 1002809.4246 | 709592.7334 | 1712402.158
2015 | Full Service Restaurant | 3A | 5501.9728 | 0 | 151451.6909 | 187582.4779 | 68735.6945 | 30946.2276 | 426508.2068 | 445274.985 | 0 | 113766.4838 | 426.5177 | 426.5177 | 0 | 0 | 0 | 0 | 71503.3203 | 280345.3353 | 49997.3509 | 301348.9617 | 151451.6909 | 452800.6526 | 949466.2795 | 877072.0111 | 1826538.2905
2015 | Full Service Restaurant | 3B | 5501.9728 | 0 | 70128.9856 | 168664.049 | 68716.7381 | 30946.2276 | 426508.2068 | 445274.985 | 0 | 120107.3801 | 426.5177 | 426.5177 | 0 | 0 | 0 | 0 | 71493.8422 | 271075.6842 | 49694.0494 | 288771.4291 | 70128.9856 | 358900.4147 | 936566.489 | 786479.6548 | 1723046.1438
2015 | Full Service Restaurant | 3C | 5501.9728 | 0 | 25354.1068 | 78194.9089 | 68934.7361 | 31003.0966 | 426508.2068 | 445274.985 | 0 | 77379.7862 | 426.5177 | 426.5177 | 0 | 0 | 0 | 0 | 71474.8858 | 284221.9071 | 50945.1679 | 155574.6951 | 25354.1068 | 180928.802 | 804867.3061 | 754850.9989 | 1559718.305
2015 | Full Service Restaurant | 4A | 5501.9728 | 0 | 359440.6704 | 117595.6648 | 68877.867 | 31012.5748 | 426508.2068 | 445274.985 | 0 | 84185.1128 | 426.5177 | 426.5177 | 0 | 0 | 0 | 0 | 71541.233 | 309187.4089 | 48442.9308 | 201780.7777 | 359440.6704 | 561221.4481 | 848580.6297 | 1113893.5861 | 1962474.2158
2015 | Full Service Restaurant | 4B | 5501.9728 | 0 | 166484.0697 | 106183.9472 | 68593.5219 | 30936.7494 | 426508.2068 | 445274.985 | 0 | 122296.8375 | 426.5177 | 426.5177 | 0 | 0 | 0 | 0 | 71522.2767 | 301026.7039 | 48423.9745 | 228480.7848 | 166484.0697 | 394964.8545 | 874892.0318 | 912776.2804 | 1787668.3122
2015 | Full Service Restaurant | 4C | 5501.9728 | 0 | 241826.0492 | 31979.3482 | 68963.1706 | 31003.0966 | 426508.2068 | 445274.985 | 0 | 78175.9526 | 426.5177 | 426.5177 | 0 | 0 | 0 | 0 | 71541.233 | 317850.457 | 48253.3674 | 110155.3008 | 241826.0492 | 351981.35 | 756850.8929 | 1004951.4912 | 1761802.3841
2015 | Full Service Restaurant | 5A | 5501.9728 | 0 | 567363.3027 | 67247.6217 | 68754.6508 | 30955.7058 | 426508.2068 | 445274.985 | 0 | 82545.3893 | 426.5177 | 426.5177 | 0 | 0 | 0 | 0 | 71560.1894 | 333461.0043 | 47551.9828 | 149793.011 | 567363.3027 | 717156.3137 | 795550.2642 | 1346089.8138 | 2141640.078
2015 | Full Service Restaurant | 5B | 5501.9728 | 0 | 347782.5203 | 73095.653 | 68716.7381 | 30993.6184 | 426508.2068 | 445274.985 | 0 | 123746.9977 | 426.5177 | 426.5177 | 0 | 0 | 0 | 0 | 71550.7112 | 326617.765 | 47504.5919 | 196842.6507 | 347782.5203 | 544625.171 | 842533.5568 | 1119675.2703 | 1962208.827
2015 | Full Service Restaurant | 5C | 5501.9728 | 0 | 324437.7857 | 14160.3871 | 68982.1269 | 30984.1403 | 426508.2068 | 445274.985 | 0 | 75749.5409 | 426.5177 | 426.5177 | 0 | 0 | 0 | 0 | 71569.6675 | 331726.499 | 47504.5919 | 89909.928 | 324437.7857 | 414347.7137 | 735875.701 | 1101439.2697 | 1837314.9707
2015 | Full Service Restaurant | 6A | 5501.9728 | 0 | 797540.6801 | 76593.0981 | 68773.6072 | 30974.6621 | 426508.2068 | 445274.985 | 0 | 113036.6647 | 426.5177 | 426.5177 | 0 | 0 | 0 | 0 | 71569.6675 | 351355.7907 | 47182.3341 | 189629.7627 | 797540.6801 | 987170.4428 | 835064.7582 | 1594171.4557 | 2429236.2139
2015 | Full Service Restaurant | 6B | 5501.9728 | 0 | 572557.3403 | 47371.8975 | 68640.9128 | 30936.7494 | 426508.2068 | 445274.985 | 0 | 118297.0495 | 426.5177 | 426.5177 | 0 | 0 | 0 | 0 | 71569.6675 | 346872.6159 | 46736.8601 | 165668.947 | 572557.3403 | 738226.2873 | 810487.8614 | 1364704.9412 | 2175192.8026
2015 | Full Service Restaurant | 7 | 5501.9728 | 0 | 1043176.9539 | 53968.7044 | 68688.3036 | 30993.6184 | 426508.2068 | 445274.985 | 0 | 87180.2148 | 426.5177 | 426.5177 | 0 | 0 | 0 | 0 | 71579.1457 | 372672.1968 | 46623.1221 | 141148.9192 | 1043176.9539 | 1184325.8732 | 785958.3554 | 1861124.1357 | 2647082.4911
2015 | Full Service Restaurant | 8 | 5501.9728 | 0 | 1501209.5568 | 17373.487 | 69474.9918 | 31173.7037 | 426508.2068 | 445274.985 | 0 | 86478.8302 | 426.5177 | 426.5177 | 0 | 0 | 0 | 0 | 71598.1021 | 401372.0979 | 45713.2177 | 103852.3172 | 1501209.5568 | 1605061.874 | 748747.0569 | 2347847.1615 | 3096594.2184
2018 | Full Service Restaurant | 0A | 5501.9728 | 0 | 0 | 617796.6494 | 56660.5049 | 20055.8094 | 426508.2068 | 445274.985 | 0 | 158370.7555 | 426.5177 | 426.5177 | 0 | 0 | 0 | 0 | 71408.5386 | 203780.6717 | 53987.6607 | 776167.405 | 0 | 776167.405 | 1405214.6431 | 649046.1785 | 2054260.8216
2018 | Full Service Restaurant | 0B | 5501.9728 | 0 | 0 | 520920.2659 | 56613.1141 | 20055.8094 | 426508.2068 | 445274.985 | 0 | 148361.8072 | 426.5177 | 426.5177 | 0 | 0 | 0 | 0 | 71418.0168 | 202851.811 | 53343.1451 | 669282.0731 | 0 | 669282.0731 | 1297646.883 | 648126.7959 | 1945773.6789
2018 | Full Service Restaurant | 1A | 5501.9728 | 0 | 0 | 385439.2928 | 56603.6359 | 20055.8094 | 426508.2068 | 445274.985 | 0 | 90848.2669 | 426.5177 | 426.5177 | 0 | 0 | 0 | 0 | 71446.4513 | 222613.7971 | 52490.1098 | 476287.5597 | 0 | 476287.5597 | 1103818.2906 | 667888.782 | 1771707.0726
2018 | Full Service Restaurant | 1B | 5501.9728 | 0 | 7914.2726 | 421010.8678 | 56745.8084 | 20027.3749 | 426508.2068 | 445274.985 | 0 | 139319.6323 | 426.5177 | 426.5177 | 0 | 0 | 0 | 0 | 71436.9731 | 223040.3147 | 52537.5006 | 560330.5 | 7914.2726 | 568244.7726 | 1188012.8816 | 676239.0505 | 1864251.9321
2018 | Full Service Restaurant | 2A | 5501.9728 | 0 | 24245.1608 | 336228.6302 | 56584.6795 | 20017.8967 | 426508.2068 | 445274.985 | 0 | 123168.8293 | 426.5177 | 426.5177 | 0 | 0 | 0 | 0 | 71455.9295 | 243788.0306 | 52044.6357 | 459397.4594 | 24245.1608 | 483642.6203 | 1086435.3254 | 713308.1764 | 1799743.5017
2018 | Full Service Restaurant | 2B | 5501.9728 | 0 | 20093.722 | 228338.6122 | 56546.7669 | 20036.853 | 426508.2068 | 445274.985 | 0 | 122476.9228 | 426.5177 | 426.5177 | 0 | 0 | 0 | 0 | 71474.8858 | 245276.1034 | 50509.1721 | 350815.535 | 20093.722 | 370909.257 | 976317.9373 | 710644.8104 | 1686962.7477
2018 | Full Service Restaurant | 3A | 5501.9728 | 0 | 154219.3167 | 185089.7189 | 56660.5049 | 20036.853 | 426508.2068 | 445274.985 | 0 | 112799.7104 | 426.5177 | 426.5177 | 0 | 0 | 0 | 0 | 71503.3203 | 280345.3353 | 50006.829 | 297889.4294 | 154219.3167 | 452108.7461 | 923012.7048 | 879839.6369 | 1802852.3418
2018 | Full Service Restaurant | 3B | 5501.9728 | 0 | 72517.4846 | 166654.6768 | 56651.0267 | 20027.3749 | 426508.2068 | 445274.985 | 0 | 119614.5152 | 426.5177 | 426.5177 | 0 | 0 | 0 | 0 | 71493.8422 | 271085.1624 | 49694.0494 | 286269.192 | 72517.4846 | 358786.6766 | 911070.2096 | 788877.632 | 1699947.8416
2018 | Full Service Restaurant | 3C | 5501.9728 | 0 | 27249.741 | 73228.3474 | 56821.6338 | 20065.2875 | 426508.2068 | 445274.985 | 0 | 76706.8361 | 426.5177 | 426.5177 | 0 | 0 | 0 | 0 | 71474.8858 | 284221.9071 | 50945.1679 | 149935.1835 | 27249.741 | 177184.9245 | 776176.8831 | 756746.633 | 1532923.5162
2018 | Full Service Restaurant | 4A | 5501.9728 | 0 | 366236.5188 | 115055.5151 | 56821.6338 | 20074.7657 | 426508.2068 | 445274.985 | 0 | 83218.3394 | 426.5177 | 426.5177 | 0 | 0 | 0 | 0 | 71541.233 | 309187.4089 | 48442.9308 | 198273.8545 | 366236.5188 | 564510.3733 | 822079.6642 | 1120698.9127 | 1942778.5769
2018 | Full Service Restaurant | 4B | 5501.9728 | 0 | 174265.6479 | 103823.8827 | 56575.2014 | 20027.3749 | 426508.2068 | 445274.985 | 0 | 121187.8916 | 426.5177 | 426.5177 | 0 | 0 | 0 | 0 | 71531.7549 | 301036.1821 | 48395.54 | 225011.7743 | 174265.6479 | 399277.4222 | 848466.8917 | 920576.8149 | 1769043.7066
2018 | Full Service Restaurant | 4C | 5501.9728 | 0 | 249891.9725 | 30955.7058 | 56897.4592 | 20074.7657 | 426508.2068 | 445274.985 | 0 | 77095.4411 | 426.5177 | 426.5177 | 0 | 0 | 0 | 0 | 71541.233 | 317859.9352 | 48253.3674 | 108051.1469 | 249891.9725 | 357943.1194 | 731762.1749 | 1013017.4145 | 1744779.5894
2018 | Full Service Restaurant | 5A | 5501.9728 | 0 | 573088.1179 | 65797.4615 | 56698.4176 | 20036.853 | 426508.2068 | 445274.985 | 0 | 81701.8321 | 426.5177 | 426.5177 | 0 | 0 | 0 | 0 | 71560.1894 | 333461.0043 | 47551.9828 | 147499.2936 | 573088.1179 | 720587.4115 | 770281.4609 | 1351814.629 | 2122096.0899
2018 | Full Service Restaurant | 5B | 5501.9728 | 0 | 356455.0466 | 71617.0584 | 56660.5049 | 20065.2875 | 426508.2068 | 445274.985 | 0 | 122353.7066 | 426.5177 | 426.5177 | 0 | 0 | 0 | 0 | 71550.7112 | 326627.2432 | 47476.1574 | 193970.765 | 356455.0466 | 550425.8116 | 816648.6724 | 1128347.7965 | 1944996.4689
2018 | Full Service Restaurant | 5C | 5501.9728 | 0 | 332702.7506 | 13695.9568 | 56887.981 | 20065.2875 | 426508.2068 | 445274.985 | 0 | 74896.5055 | 426.5177 | 426.5177 | 0 | 0 | 0 | 0 | 71569.6675 | 331726.499 | 47504.5919 | 88592.4623 | 332702.7506 | 421295.2129 | 711545.2366 | 1109704.2346 | 1821249.4712
2018 | Full Service Restaurant | 6A | 5501.9728 | 0 | 823738.3441 | 72583.8318 | 56688.9394 | 20055.8094 | 426508.2068 | 445274.985 | 0 | 86004.9216 | 426.5177 | 426.5177 | 0 | 0 | 0 | 0 | 71569.6675 | 351355.7907 | 47172.856 | 158588.7534 | 823738.3441 | 982327.0975 | 781010.7502 | 1620369.1198 | 2401379.87
2018 | Full Service Restaurant | 6B | 5501.9728 | 0 | 579305.7979 | 46613.6439 | 56584.6795 | 20027.3749 | 426508.2068 | 445274.985 | 0 | 117282.8852 | 426.5177 | 426.5177 | 0 | 0 | 0 | 0 | 71569.6675 | 346872.6159 | 46727.3819 | 163896.5291 | 579305.7979 | 743202.327 | 785740.3575 | 1371453.3988 | 2157193.7563
2018 | Full Service Restaurant | 7 | 5501.9728 | 0 | 1048636.3803 | 52622.8042 | 56613.1141 | 20065.2875 | 426508.2068 | 445274.985 | 0 | 86459.8738 | 426.5177 | 426.5177 | 0 | 0 | 0 | 0 | 71579.1457 | 372672.1968 | 46613.6439 | 139082.678 | 1048636.3803 | 1187719.0583 | 760898.0718 | 1866574.0839 | 2627472.1557
2018 | Full Service Restaurant | 8 | 5501.9728 | 0 | 1506346.7253 | 17022.7947 | 57248.1515 | 20197.9819 | 426508.2068 | 445274.985 | 0 | 85749.011 | 426.5177 | 426.5177 | 0 | 0 | 0 | 0 | 71598.1021 | 401372.0979 | 45713.2177 | 102771.8057 | 1506346.7253 | 1609118.5311 | 724454.5052 | 2352984.33 | 3077438.8352
2006 | High-Rise Apartment | 0A | 84351.1687 | 0 | 0 | 1841419.0187 | 350673.3624 | 202557.9877 | 1077971.3189 | 0 | 34292.0219 | 460743.3597 | 78156.9962 | 108.1905 | 78048.8058 | 98004.2858 | 0 | 0 | 0 | 705867.8123 | 0 | 2478215.4699 | 0 | 2478215.4699 | 4143808.8731 | 705867.8123 | 4849676.6854
2006 | High-Rise Apartment | 0B | 84351.1687 | 644.5156 | 161.1289 | 1481343.3108 | 350673.3624 | 202595.9004 | 1077971.3189 | 0 | 34292.0219 | 455501.9312 | 93492.6765 | 108.1905 | 93384.4861 | 79028.9879 | 0 | 0 | 0 | 702247.1511 | 0 | 2109903.2317 | 161.1289 | 2110064.3606 | 3775534.5475 | 702408.28 | 4477942.8275
2006 | High-Rise Apartment | 1A | 84351.1687 | 18.9563 | 0 | 1286946.0282 | 350673.3624 | 202614.8567 | 1077971.3189 | 0 | 34292.0219 | 359052.0654 | 69560.2953 | 108.1905 | 69452.1049 | 61465.9375 | 0 | 0 | 0 | 771750.5774 | 0 | 1776935.0923 | 0 | 1776935.0923 | 3442594.8426 | 771750.5774 | 4214345.42
2006 | High-Rise Apartment | 1B | 84351.1687 | 14890.2063 | 38320.2445 | 1143579.217 | 350673.3624 | 202358.9461 | 1077971.3189 | 0 | 34292.0219 | 393391.4781 | 78858.3809 | 108.1905 | 78750.1904 | 59371.2618 | 0 | 0 | 0 | 773674.6461 | 0 | 1689982.3535 | 38320.2445 | 1728302.598 | 3355395.6715 | 811994.8905 | 4167390.562
2006 | High-Rise Apartment | 2A | 84351.1687 | 40718.2217 | 132514.3056 | 958546.3671 | 350673.3624 | 202292.5989 | 1077971.3189 | 0 | 34292.0219 | 299150.0261 | 67664.6612 | 108.1905 | 67556.4707 | 49049.5338 | 0 | 0 | 0 | 847158.9041 | 0 | 1415020.6193 | 132514.3056 | 1547534.9249 | 3080358.1118 | 979673.2097 | 4060031.3216
2006 | High-Rise Apartment | 2B | 84351.1687 | 39230.1488 | 113870.7437 | 750898.6017 | 350673.3624 | 202434.7715 | 1077971.3189 | 0 | 34292.0219 | 315044.9185 | 70100.5511 | 108.1905 | 69992.3606 | 29278.0695 | 0 | 0 | 0 | 851907.4677 | 0 | 1204444.0991 | 113870.7437 | 1318314.8428 | 2869914.2861 | 965778.2114 | 3835692.4974
2006 | High-Rise Apartment | 3A | 84351.1687 | 209932.0046 | 750206.6952 | 484533.5683 | 350673.3624 | 202396.8588 | 1077971.3189 | 0 | 34292.0219 | 247465.5608 | 62840.2723 | 108.1905 | 62732.0818 | 23136.2149 | 0 | 0 | 0 | 976261.0683 | 0 | 1027799.4303 | 750206.6952 | 1778006.1256 | 2693250.6609 | 1726477.2416 | 4419727.9026
2006 | High-Rise Apartment | 3B | 84351.1687 | 102288.419 | 346133.3186 | 519384.8023 | 350673.3624 | 202387.3806 | 1077971.3189 | 0 | 34292.0219 | 274582.6074 | 59617.6942 | 108.1905 | 59509.5037 | 20596.0651 | 0 | 0 | 0 | 943286.5121 | 0 | 976361.3975 | 346133.3186 | 1322494.7162 | 2641793.6718 | 1289419.8307 | 3931213.5025
2006 | High-Rise Apartment | 3C | 84351.1687 | 47656.2427 | 152750.2003 | 97520.8991 | 350673.3624 | 202358.9461 | 1077971.3189 | 0 | 34292.0219 | 138172.7736 | 37144.9513 | 108.1905 | 37036.7608 | 4540.0438 | 0 | 0 | 0 | 991009.102 | 0 | 324926.72 | 152750.2003 | 477676.9202 | 1990340.0379 | 1143749.8241 | 3134089.862
2006 | High-Rise Apartment | 4A | 84351.1687 | 384955.9061 | 1393679.7093 | 345991.1461 | 350673.3624 | 202093.5573 | 1077971.3189 | 0 | 34292.0219 | 252820.7273 | 67086.4928 | 108.1905 | 66978.3023 | 16691.0587 | 0 | 0 | 0 | 1077923.928 | 0 | 1067437.1405 | 1393679.7093 | 2461116.8498 | 2732575.5915 | 2471603.6373 | 5204179.2288
2006 | High-Rise Apartment | 4B | 84351.1687 | 161754.4625 | 553705.2587 | 372094.0284 | 350673.3624 | 202245.2081 | 1077971.3189 | 0 | 34292.0219 | 258687.715 | 57741.0164 | 108.1905 | 57632.8259 | 13876.042 | 0 | 0 | 0 | 1049261.9396 | 0 | 864045.0738 | 553705.2587 | 1417750.3325 | 2529335.1755 | 1602967.1982 | 4132302.3737
2006 | High-Rise Apartment | 4C | 84351.1687 | 224992.8179 | 804753.568 | 61864.0207 | 350673.3624 | 201856.603 | 1077971.3189 | 0 | 34292.0219 | 177421.8788 | 46016.5191 | 108.1905 | 45908.3286 | 2663.366 | 0 | 0 | 0 | 1108661.6358 | 0 | 512850.412 | 804753.568 | 1317603.98 | 2177751.9087 | 1913415.2039 | 4091167.1126
2006 | High-Rise Apartment | 5A | 84351.1687 | 515091.1909 | 1862460.5578 | 166948.5001 | 350673.3624 | 202150.4263 | 1077971.3189 | 0 | 34292.0219 | 246167.0514 | 57807.3636 | 108.1905 | 57699.1731 | 7610.9711 | 0 | 0 | 0 | 1164061.544 | 0 | 993516.8866 | 1862460.5578 | 2855977.4444 | 2658712.2066 | 3026522.1018 | 5685234.3084
2006 | High-Rise Apartment | 5B | 84351.1687 | 265312.9564 | 931419.8423 | 242555.8684 | 350673.3624 | 202159.9045 | 1077971.3189 | 0 | 34292.0219 | 252849.1618 | 51020.9933 | 108.1905 | 50912.8028 | 8729.3953 | 0 | 0 | 0 | 1139882.7304 | 0 | 820360.1847 | 931419.8423 | 1751780.027 | 2485555.5047 | 2071293.0945 | 4556848.5992
2006 | High-Rise Apartment | 5C | 84351.1687 | 184094.511 | 660448.4179 | 20747.7158 | 350673.3624 | 201847.1249 | 1077971.3189 | 0 | 34292.0219 | 158323.3647 | 40964.6541 | 108.1905 | 40856.4636 | 938.3389 | 0 | 0 | 0 | 1157483.6935 | 0 | 404960.394 | 660448.4179 | 1065408.812 | 2069852.4126 | 1817932.1115 | 3887784.524
2006 | High-Rise Apartment | 6A | 84351.1687 | 718748.6464 | 2554907.2803 | 189989.9332 | 350673.3624 | 202055.6446 | 1077971.3189 | 0 | 34292.0219 | 280714.9839 | 77967.4328 | 108.1905 | 77859.2423 | 9572.9525 | 0 | 0 | 0 | 1227859.1115 | 0 | 1276885.7584 | 2554907.2803 | 3831793.0386 | 2941986.2967 | 3782756.9136 | 6724743.2103
2006 | High-Rise Apartment | 6B | 84351.1687 | 499850.2923 | 1738343.9114 | 136646.7881 | 350673.3624 | 201913.4721 | 1077971.3189 | 0 | 34292.0219 | 279549.1689 | 53599.0557 | 108.1905 | 53490.8653 | 5089.7777 | 0 | 0 | 0 | 1211623.005 | 0 | 974626.8923 | 1738343.9114 | 2712970.8037 | 2639585.258 | 2949966.9164 | 5589552.1744
2006 | High-Rise Apartment | 7 | 84351.1687 | 670609.017 | 2326796.1442 | 139793.5408 | 350673.3624 | 201790.2559 | 1077971.3189 | 0 | 34292.0219 | 280354.8134 | 60328.557 | 108.1905 | 60220.3665 | 6312.4617 | 0 | 0 | 0 | 1303731.8686 | 0 | 1157290.1995 | 2326796.1442 | 3484086.3437 | 2822125.349 | 3630528.0128 | 6452653.3618
2006 | High-Rise Apartment | 8 | 84351.1687 | 793853.6716 | 2585787.1607 | 69038.9959 | 350673.3624 | 200681.3099 | 1077971.3189 | 0 | 34292.0219 | 324921.1724 | 55722.166 | 108.1905 | 55613.9755 | 2805.5386 | 0 | 0 | 0 | 1406039.244 | 0 | 1246233.3541 | 2585787.1607 | 3832020.5147 | 2909959.5576 | 3991826.4046 | 6901785.9622
2009 | High-Rise Apartment | 0A | 84351.1687 | 0 | 0 | 1827088.0244 | 316959.509 | 159896.741 | 1077971.3189 | 0 | 34292.0219 | 456070.6215 | 77237.6137 | 108.1905 | 77129.4232 | 96923.7744 | 0 | 0 | 0 | 705867.8123 | 0 | 2457211.8435 | 0 | 2457211.8435 | 4046430.1465 | 705867.8123 | 4752297.9588
2009 | High-Rise Apartment | 0B | 84351.1687 | 578.1684 | 180.0852 | 1466860.6659 | 316959.509 | 159925.1755 | 1077971.3189 | 0 | 34292.0219 | 451653.7939 | 92326.8615 | 108.1905 | 92218.6711 | 78204.3871 | 0 | 0 | 0 | 702247.1511 | 0 | 2089515.6863 | 180.0852 | 2089695.7716 | 3678771.902 | 702427.2363 | 4381199.1384
2009 | High-Rise Apartment | 1A | 84351.1687 | 18.9563 | 0 | 1272994.1608 | 316959.509 | 159944.1319 | 1077971.3189 | 0 | 34292.0219 | 355232.3626 | 68716.7381 | 108.1905 | 68608.5477 | 60707.6838 | 0 | 0 | 0 | 771750.5774 | 0 | 1757561.7112 | 0 | 1757561.7112 | 3346836.8832 | 771750.5774 | 4118587.4606
2009 | High-Rise Apartment | 1B | 84351.1687 | 14890.2063 | 38983.7164 | 1136726.4995 | 316959.509 | 159745.0903 | 1077971.3189 | 0 | 34292.0219 | 389799.2514 | 77484.0461 | 108.1905 | 77375.8556 | 58669.8771 | 0 | 0 | 0 | 773674.6461 | 0 | 1677461.6899 | 38983.7164 | 1716445.4064 | 3266528.3422 | 812658.3625 | 4079186.7047
2009 | High-Rise Apartment | 2A | 84351.1687 | 33448.4647 | 108762.0097 | 923088.5302 | 316959.509 | 159688.2213 | 1077971.3189 | 0 | 34292.0219 | 285055.9861 | 62328.451 | 108.1905 | 62220.2606 | 46262.9516 | 0 | 0 | 0 | 847158.9041 | 0 | 1350076.1931 | 108762.0097 | 1458838.2028 | 2939104.9327 | 955920.9138 | 3895025.8465
2009 | High-Rise Apartment | 2B | 84351.1687 | 29733.0217 | 83521.6409 | 712881.6587 | 316959.509 | 159801.9593 | 1077971.3189 | 0 | 34292.0219 | 298533.945 | 63778.6112 | 108.1905 | 63670.4207 | 27420.3481 | 0 | 0 | 0 | 851907.4677 | 0 | 1132239.3941 | 83521.6409 | 1215761.035 | 2721372.3936 | 935429.1085 | 3656801.5022
2009 | High-Rise Apartment | 3A | 84351.1687 | 184748.5048 | 660287.289 | 463150.815 | 316959.509 | 159773.5248 | 1077971.3189 | 0 | 34292.0219 | 234101.34 | 57598.8438 | 108.1905 | 57490.6533 | 21828.2273 | 0 | 0 | 0 | 976270.5464 | 0 | 961319.5405 | 660287.289 | 1621606.8296 | 2550424.1055 | 1636567.3136 | 4186991.4191
2009 | High-Rise Apartment | 3B | 84351.1687 | 83170.9486 | 281842.8862 | 490343.687 | 316959.509 | 159764.0466 | 1077971.3189 | 0 | 34292.0219 | 259389.0997 | 53836.01 | 108.1905 | 53727.8195 | 19250.1648 | 0 | 0 | 0 | 943286.5121 | 0 | 905881.7196 | 281842.8862 | 1187724.6059 | 2494976.8064 | 1225129.3984 | 3720106.2048
2009 | High-Rise Apartment | 3C | 84351.1687 | 36794.259 | 117121.7563 | 90222.7076 | 316959.509 | 159745.0903 | 1077971.3189 | 0 | 34292.0219 | 132864.998 | 32282.6497 | 108.1905 | 32174.4592 | 4189.3515 | 0 | 0 | 0 | 990999.6238 | 0 | 296245.7752 | 117121.7563 | 413367.5315 | 1885321.9057 | 1108121.3801 | 2993443.2858
2009 | High-Rise Apartment | 4A | 84351.1687 | 337204.8818 | 1220485.0947 | 338617.1292 | 316959.509 | 159527.0924 | 1077971.3189 | 0 | 34292.0219 | 238309.6479 | 62100.9749 | 108.1905 | 61992.7845 | 16008.6304 | 0 | 0 | 0 | 1077923.928 | 0 | 992133.0737 | 1220485.0947 | 2212618.1684 | 2581000.6844 | 2298409.0227 | 4879409.7071
2009 | High-Rise Apartment | 4B | 84351.1687 | 127462.4406 | 435938.9867 | 359459.6267 | 316959.509 | 159650.3086 | 1077971.3189 | 0 | 34292.0219 | 243750.1179 | 53134.6254 | 108.1905 | 53026.4349 | 13335.7863 | 0 | 0 | 0 | 1049261.9396 | 0 | 797034.4064 | 435938.9867 | 1232973.3932 | 2386015.7552 | 1485200.9263 | 3871216.6815
2009 | High-Rise Apartment | 4C | 84351.1687 | 213031.3664 | 761390.9367 | 60935.1599 | 316959.509 | 159347.0071 | 1077971.3189 | 0 | 34292.0219 | 173981.3028 | 45106.6147 | 108.1905 | 44998.4243 | 2625.4533 | 0 | 0 | 0 | 1108661.6358 | 0 | 495571.7067 | 761390.9367 | 1256962.6434 | 2084249.754 | 1870062.0507 | 3954311.8047
2009 | High-Rise Apartment | 5A | 84351.1687 | 496684.5833 | 1793014.0005 | 165109.7349 | 316959.509 | 159583.9614 | 1077971.3189 | 0 | 34292.0219 | 241276.3153 | 56044.4238 | 108.1905 | 55936.2333 | 7487.7549 | 0 | 0 | 0 | 1164061.544 | 0 | 966494.6218 | 1793014.0005 | 2759508.6222 | 2555400.1451 | 2957085.0227 | 5512485.1678
2009 | High-Rise Apartment | 5B | 84351.1687 | 249910.9289 | 878379.9986 | 239352.2466 | 316959.509 | 159583.9614 | 1077971.3189 | 0 | 34292.0219 | 247332.8664 | 49627.7022 | 108.1905 | 49519.5117 | 8606.1791 | 0 | 0 | 0 | 1139882.7304 | 0 | 794721.7328 | 878379.9986 | 1673101.7314 | 2383655.6907 | 2018253.2508 | 4401908.9415
2009 | High-Rise Apartment | 5C | 84351.1687 | 170123.6873 | 610868.1066 | 20652.9341 | 316959.509 | 159337.5289 | 1077971.3189 | 0 | 34292.0219 | 154607.9217 | 39732.4919 | 108.1905 | 39624.3014 | 938.3389 | 0 | 0 | 0 | 1157483.6935 | 0 | 385947.1835 | 610868.1066 | 996815.2901 | 1974606.2744 | 1768351.8001 | 3742958.0745
2009 | High-Rise Apartment | 6A | 84351.1687 | 685167.4873 | 2426534.9353 | 188738.8147 | 316959.509 | 159508.136 | 1077971.3189 | 0 | 34292.0219 | 271928.7196 | 73834.9504 | 108.1905 | 73726.7599 | 9364.4327 | 0 | 0 | 0 | 1227859.1115 | 0 | 1228926.2142 | 2426534.9353 | 3655461.1495 | 2817774.8686 | 3654394.0468 | 6472168.9154
2009 | High-Rise Apartment | 6B | 84351.1687 | 468174.2456 | 1628795.2136 | 134760.6321 | 316959.509 | 159394.398 | 1077971.3189 | 0 | 34292.0219 | 270336.3869 | 51409.5983 | 108.1905 | 51301.4078 | 5004.4742 | 0 | 0 | 0 | 1211613.5268 | 0 | 929577.1466 | 1628795.2136 | 2558372.3602 | 2518302.5847 | 2840418.2186 | 5358720.8033
2009 | High-Rise Apartment | 7 | 84351.1687 | 621085.5747 | 2160615.3759 | 143641.6781 | 316959.509 | 159290.1381 | 1077971.3189 | 0 | 34292.0219 | 270876.6426 | 58395.0102 | 108.1905 | 58286.8197 | 6426.1998 | 0 | 0 | 0 | 1303731.8686 | 0 | 1100316.915 | 2160615.3759 | 3260932.2909 | 2688938.0932 | 3464347.2445 | 6153285.3378
2009 | High-Rise Apartment | 8 | 84351.1687 | 690257.265 | 2310740.1229 | 73256.7819 | 316959.509 | 158418.1464 | 1077971.3189 | 0 | 34292.0219 | 304514.6707 | 53779.141 | 108.1905 | 53670.9505 | 2957.1893 | 0 | 0 | 0 | 1406039.244 | 0 | 1124656.8575 | 2310740.1229 | 3435396.9804 | 2712406.0441 | 3716779.3669 | 6429185.4109
2012 | High-Rise Apartment | 0A | 84351.1687 | 0 | 0 | 1688934.2072 | 261891.3368 | 159896.741 | 1077971.3189 | 0 | 19875.7241 | 395211.2869 | 66375.63 | 108.1905 | 66267.4395 | 85227.7116 | 0 | 0 | 0 | 705867.8123 | 0 | 2235640.6452 | 0 | 2235640.6452 | 3755393.4346 | 705867.8123 | 4461261.2469
2012 | High-Rise Apartment | 0B | 84351.1687 | 161.1289 | 0 | 1338469.3645 | 261891.3368 | 159925.1755 | 1077971.3189 | 0 | 19875.7241 | 391912.8835 | 74128.7737 | 108.1905 | 74020.5832 | 66195.5447 | 0 | 0 | 0 | 702247.1511 | 0 | 1870759.5048 | 0 | 1870759.5048 | 3390540.7287 | 702247.1511 | 4092787.8798
2012 | High-Rise Apartment | 1A | 84351.1687 | 0 | 0 | 1207348.35 | 261891.3368 | 159944.1319 | 1077971.3189 | 0 | 19875.7241 | 321158.3386 | 59930.4738 | 108.1905 | 59822.2834 | 55674.7751 | 0 | 0 | 0 | 771760.0556 | 0 | 1644003.7471 | 0 | 1644003.7471 | 3163822.8837 | 771760.0556 | 3935582.9393
2012 | High-Rise Apartment | 1B | 84351.1687 | 4805.4326 | 8293.3994 | 1023348.6207 | 261891.3368 | 159745.0903 | 1077971.3189 | 0 | 19875.7241 | 337792.5283 | 61096.2888 | 108.1905 | 60988.0984 | 49220.1408 | 0 | 0 | 0 | 773674.6461 | 0 | 1476154.8208 | 8293.3994 | 1484448.2202 | 2995746.4813 | 781968.0455 | 3777714.5268
2012 | High-Rise Apartment | 2A | 84351.1687 | 27154.9593 | 82734.9527 | 887099.9157 | 261891.3368 | 159688.2213 | 1077971.3189 | 0 | 19875.7241 | 266175.4699 | 57636.7565 | 108.1905 | 57528.566 | 43741.7581 | 0 | 0 | 0 | 847158.9041 | 0 | 1281700.6691 | 82734.9527 | 1364435.6218 | 2801254.4169 | 929893.8568 | 3731148.2738
2012 | High-Rise Apartment | 2B | 84351.1687 | 22453.7866 | 57305.0205 | 672950.1252 | 261891.3368 | 159801.9593 | 1077971.3189 | 0 | 19875.7241 | 277501.884 | 58214.9249 | 108.1905 | 58106.7344 | 25666.8865 | 0 | 0 | 0 | 851907.4677 | 0 | 1056679.4167 | 57305.0205 | 1113984.4372 | 2576337.4244 | 909212.4882 | 3485549.9126
2012 | High-Rise Apartment | 3A | 84351.1687 | 165479.3836 | 555041.6807 | 452592.1328 | 261891.3368 | 159773.5248 | 1077971.3189 | 0 | 19875.7241 | 221457.4602 | 54698.5236 | 108.1905 | 54590.3331 | 21164.7553 | 0 | 0 | 0 | 976261.0683 | 0 | 915284.065 | 555041.6807 | 1470325.7458 | 2434923.1164 | 1531312.2272 | 3966235.3435
2012 | High-Rise Apartment | 3B | 84351.1687 | 69152.734 | 219751.3895 | 476780.4246 | 261891.3368 | 159764.0466 | 1077971.3189 | 0 | 19875.7241 | 245475.145 | 50499.6939 | 108.1905 | 50391.5034 | 18577.2147 | 0 | 0 | 0 | 943286.5121 | 0 | 860377.0217 | 219751.3895 | 1080128.4112 | 2380006.5949 | 1163037.9016 | 3543044.4965
2012 | High-Rise Apartment | 3C | 84351.1687 | 29571.8928 | 86962.2169 | 89900.4498 | 261891.3368 | 159745.0903 | 1077971.3189 | 0 | 19875.7241 | 129092.686 | 30187.9739 | 108.1905 | 30079.7835 | 4151.4388 | 0 | 0 | 0 | 991009.102 | 0 | 282796.2509 | 86962.2169 | 369758.4678 | 1802387.9114 | 1077971.3189 | 2880359.2303
2012 | High-Rise Apartment | 4A | 84351.1687 | 215126.0421 | 726444.9211 | 332759.6197 | 261891.3368 | 159527.0924 | 1077971.3189 | 0 | 19875.7241 | 210093.1335 | 54110.877 | 108.1905 | 54002.6865 | 15288.2895 | 0 | 0 | 0 | 1077933.4062 | 0 | 827269.7712 | 726444.9211 | 1553714.6923 | 2346662.3901 | 1804387.8054 | 4151050.1955
2012 | High-Rise Apartment | 4B | 84351.1687 | 71200.0189 | 223135.0964 | 373856.9681 | 261891.3368 | 159650.3086 | 1077971.3189 | 0 | 19875.7241 | 226348.1963 | 48878.9267 | 108.1905 | 48770.7362 | 13733.8695 | 0 | 0 | 0 | 1049261.9396 | 0 | 733909.789 | 223135.0964 | 957044.8855 | 2253416.146 | 1272397.036 | 3525813.182
2012 | High-Rise Apartment | 4C | 84351.1687 | 130779.8004 | 436223.3319 | 73484.258 | 261891.3368 | 159347.0071 | 1077971.3189 | 0 | 19875.7241 | 153072.4581 | 41779.7768 | 108.1905 | 41671.5863 | 3146.7527 | 0 | 0 | 0 | 1108671.114 | 0 | 402154.8555 | 436223.3319 | 838378.1874 | 1921357.911 | 1544894.4459 | 3466252.3569
2012 | High-Rise Apartment | 5A | 84351.1687 | 339015.2124 | 1164393.28 | 168218.575 | 261891.3368 | 159583.9614 | 1077971.3189 | 0 | 19875.7241 | 208225.9338 | 49144.3155 | 108.1905 | 49036.125 | 7468.7986 | 0 | 0 | 0 | 1164080.5004 | 0 | 771964.6447 | 1164393.28 | 1936357.9247 | 2291404.6545 | 2328473.7804 | 4619878.4349
2012 | High-Rise Apartment | 5B | 84351.1687 | 168938.9159 | 558813.9927 | 255048.0975 | 261891.3368 | 159583.9614 | 1077971.3189 | 0 | 19875.7241 | 223210.9218 | 46461.9932 | 108.1905 | 46353.8027 | 9146.4348 | 0 | 0 | 0 | 1139882.7304 | 0 | 702698.1727 | 558813.9927 | 1261512.1654 | 2222128.7043 | 1698696.7231 | 3920825.4274
2012 | High-Rise Apartment | 5C | 84351.1687 | 120486.5069 | 406793.6116 | 33021.947 | 261891.3368 | 159337.5289 | 1077971.3189 | 0 | 19875.7241 | 141945.0856 | 37694.6852 | 108.1905 | 37586.4947 | 1478.5946 | 0 | 0 | 0 | 1157493.1717 | 0 | 334518.6288 | 406793.6116 | 741312.2404 | 1853721.6843 | 1564286.7833 | 3418008.4676
2012 | High-Rise Apartment | 6A | 84351.1687 | 459795.5426 | 1548714.1487 | 195572.5758 | 261891.3368 | 159508.136 | 1077971.3189 | 0 | 19875.7241 | 230565.9823 | 55409.3864 | 108.1905 | 55301.1959 | 8843.1333 | 0 | 0 | 0 | 1227878.0679 | 0 | 950078.43 | 1548714.1487 | 2498792.5787 | 2469442.6144 | 2776592.2166 | 5246034.831
2012 | High-Rise Apartment | 6B | 84351.1687 | 303671.1135 | 1013595.5829 | 144798.015 | 261891.3368 | 159394.398 | 1077971.3189 | 0 | 19875.7241 | 225116.0341 | 46822.1636 | 108.1905 | 46713.9732 | 5345.6883 | 0 | 0 | 0 | 1211613.5268 | 0 | 725644.8241 | 1013595.5829 | 1739240.4071 | 2244885.7923 | 2225209.1098 | 4470094.9021
2012 | High-Rise Apartment | 7 | 84351.1687 | 422972.8491 | 1449705.1768 | 161090.9905 | 261891.3368 | 159290.1381 | 1077971.3189 | 0 | 19875.7241 | 234072.9055 | 53087.2345 | 108.1905 | 52979.044 | 7032.8027 | 0 | 0 | 0 | 1303750.825 | 0 | 878148.5919 | 1449705.1768 | 2327853.7687 | 2397294.7784 | 2753446.5235 | 5150741.302
2012 | High-Rise Apartment | 8 | 84351.1687 | 536341.2498 | 1787763.0939 | 98165.4147 | 261891.3368 | 158418.1464 | 1077971.3189 | 0 | 19875.7241 | 273246.1853 | 52802.8894 | 108.1905 | 52694.6989 | 3895.5282 | 0 | 0 | 0 | 1406039.244 | 0 | 964343.077 | 1787763.0939 | 2752106.1709 | 2482617.2717 | 3193802.3379 | 5676419.6096
2015 | High-Rise Apartment | 0A | 84351.1687 | 0 | 0 | 1481106.3565 | 275094.4286 | 150646.0463 | 1073601.8821 | 0 | 19771.4642 | 390074.1183 | 59522.9125 | 108.1905 | 59414.722 | 78517.1667 | 0 | 0 | 0 | 686494.4312 | 0 | 2009112.3636 | 0 | 2009112.3636 | 3528334.3755 | 686494.4312 | 4214828.8067
2015 | High-Rise Apartment | 0B | 84351.1687 | 66.3472 | 0 | 1182648.2369 | 275094.4286 | 150674.4808 | 1073601.8821 | 0 | 19771.4642 | 376245.4672 | 66233.4574 | 108.1905 | 66125.2669 | 61380.634 | 0 | 0 | 0 | 682911.6827 | 0 | 1686465.9522 | 0 | 1686465.9522 | 3205706.9204 | 682911.6827 | 3888618.6031
2015 | High-Rise Apartment | 1A | 84351.1687 | 0 | 0 | 1068227.7593 | 275094.4286 | 150693.4372 | 1073601.8821 | 0 | 19771.4642 | 320333.7378 | 53219.9289 | 108.1905 | 53111.7384 | 51864.5505 | 0 | 0 | 0 | 750159.3044 | 0 | 1493537.786 | 0 | 1493537.786 | 3012807.1887 | 750159.3044 | 3762966.4931
2015 | High-Rise Apartment | 1B | 84351.1687 | 3317.3598 | 5326.732 | 921382.4595 | 275094.4286 | 150503.8738 | 1073601.8821 | 0 | 19771.4642 | 330541.7277 | 55940.1639 | 108.1905 | 55831.9735 | 46869.5545 | 0 | 0 | 0 | 751855.8969 | 0 | 1357943.0749 | 5326.732 | 1363269.8068 | 2877022.9141 | 757182.6289 | 3634205.543
2015 | High-Rise Apartment | 2A | 84351.1687 | 15705.329 | 47220.2468 | 796052.6073 | 275094.4286 | 150456.4829 | 1073601.8821 | 0 | 19771.4642 | 263768.0146 | 52291.0682 | 108.1905 | 52182.8777 | 41666.0387 | 0 | 0 | 0 | 822828.4397 | 0 | 1169374.8672 | 47220.2468 | 1216595.1141 | 2688407.3157 | 870048.6865 | 3558456.0022
2015 | High-Rise Apartment | 2B | 84351.1687 | 20643.456 | 54262.5277 | 620971.8367 | 275094.4286 | 150560.7428 | 1073601.8821 | 0 | 19771.4642 | 277160.6699 | 56688.9394 | 108.1905 | 56580.7489 | 25410.9759 | 0 | 0 | 0 | 827387.4399 | 0 | 1000767.6873 | 54262.5277 | 1055030.215 | 2519904.3956 | 881649.9676 | 3401554.3631
2015 | High-Rise Apartment | 3A | 84351.1687 | 113491.6169 | 390140.4655 | 411580.0878 | 275094.4286 | 150532.3083 | 1073601.8821 | 0 | 19771.4642 | 212813.3685 | 48632.4943 | 108.1905 | 48524.3038 | 20368.589 | 0 | 0 | 0 | 947371.6037 | 0 | 806777.966 | 390140.4655 | 1196918.4315 | 2325886.2398 | 1337512.0693 | 3663398.309
2015 | High-Rise Apartment | 3B | 84351.1687 | 43912.3652 | 140798.2269 | 437171.1489 | 275094.4286 | 150522.8301 | 1073601.8821 | 0 | 19771.4642 | 237636.6977 | 46281.9079 | 108.1905 | 46173.7174 | 18160.1752 | 0 | 0 | 0 | 915543.9063 | 0 | 783054.1045 | 140798.2269 | 923852.3314 | 2302152.9001 | 1056342.1332 | 3358495.0333
2015 | High-Rise Apartment | 3C | 84351.1687 | 16473.0608 | 45353.0472 | 92705.9884 | 275094.4286 | 150503.8738 | 1073601.8821 | 0 | 19771.4642 | 128021.6527 | 26813.7451 | 108.1905 | 26705.5547 | 4549.522 | 0 | 0 | 0 | 961607.8162 | 0 | 268455.7785 | 45353.0472 | 313808.8257 | 1787535.6178 | 1006951.3852 | 2794487.003
2015 | High-Rise Apartment | 4A | 84351.1687 | 113662.224 | 383003.4029 | 330873.4637 | 275094.4286 | 150304.8322 | 1073601.8821 | 0 | 19771.4642 | 208349.15 | 55447.299 | 108.1905 | 55339.1086 | 16444.6263 | 0 | 0 | 0 | 1045366.4114 | 0 | 724668.5725 | 383003.4029 | 1107671.9755 | 2243539.8921 | 1428369.8143 | 3671909.7064
2015 | High-Rise Apartment | 4B | 84351.1687 | 67342.4034 | 217618.8011 | 345877.408 | 275094.4286 | 150418.5702 | 1073601.8821 | 0 | 19771.4642 | 225788.9843 | 47570.9391 | 108.1905 | 47462.7487 | 13620.1314 | 0 | 0 | 0 | 1017756.4999 | 0 | 700091.6757 | 217618.8011 | 917710.4768 | 2219076.7333 | 1235375.301 | 3454452.0342
2015 | High-Rise Apartment | 4C | 84351.1687 | 124581.0767 | 428773.4896 | 68555.6092 | 275094.4286 | 150134.2251 | 1073601.8821 | 0 | 19771.4642 | 152077.2501 | 40225.3568 | 108.1905 | 40117.1663 | 3146.7527 | 0 | 0 | 0 | 1075070.9986 | 0 | 388477.8551 | 428773.4896 | 817251.3447 | 1907169.0893 | 1503844.4882 | 3411013.5776
2015 | High-Rise Apartment | 5A | 84351.1687 | 204813.7923 | 709744.3842 | 184957.0246 | 275094.4286 | 150352.223 | 1073601.8821 | 0 | 19771.4642 | 199780.8836 | 50821.9517 | 108.1905 | 50713.7612 | 8805.2207 | 0 | 0 | 0 | 1128404.6656 | 0 | 649070.6824 | 709744.3842 | 1358815.0666 | 2167989.3928 | 1838149.0497 | 4006138.4425
2015 | High-Rise Apartment | 5B | 84351.1687 | 161801.8533 | 552065.5351 | 236328.7102 | 275094.4286 | 150352.223 | 1073601.8821 | 0 | 19771.4642 | 222301.0174 | 45191.9183 | 108.1905 | 45083.7278 | 9080.0876 | 0 | 0 | 0 | 1105126.2781 | 0 | 674595.3963 | 552065.5351 | 1226660.9314 | 2193514.1067 | 1657191.8132 | 3850705.9199
2015 | High-Rise Apartment | 5C | 84351.1687 | 114458.3903 | 398888.8172 | 31202.1382 | 275094.4286 | 150115.2688 | 1073601.8821 | 0 | 19771.4642 | 140883.5304 | 36263.4814 | 108.1905 | 36155.2909 | 1497.551 | 0 | 0 | 0 | 1122111.1602 | 0 | 324196.9008 | 398888.8172 | 723085.718 | 1842888.1351 | 1521009.4555 | 3363897.5906
2015 | High-Rise Apartment | 6A | 84351.1687 | 306031.1781 | 1054418.0645 | 211694.9443 | 275094.4286 | 150276.3977 | 1073601.8821 | 0 | 19771.4642 | 221030.9425 | 57608.322 | 108.1905 | 57500.1315 | 10283.8153 | 0 | 0 | 0 | 1189851.6467 | 0 | 806541.0117 | 1054418.0645 | 1860959.0762 | 2325393.3749 | 2244260.233 | 4569653.6079
2015 | High-Rise Apartment | 6B | 84351.1687 | 227532.9677 | 772660.4818 | 152892.3728 | 275094.4286 | 150172.1378 | 1073601.8821 | 0 | 19771.4642 | 221277.375 | 47760.5025 | 108.1905 | 47652.3121 | 6075.5075 | 0 | 0 | 0 | 1174260.0558 | 0 | 655430.535 | 772660.4818 | 1428091.0168 | 2174169.1601 | 1946920.5376 | 4121089.6977
2015 | High-Rise Apartment | 7 | 84351.1687 | 313424.1513 | 1091894.7517 | 181544.8831 | 275094.4286 | 150077.3561 | 1073601.8821 | 0 | 19771.4642 | 229513.9054 | 54594.2637 | 108.1905 | 54486.0732 | 8388.1811 | 0 | 0 | 0 | 1262947.2998 | 0 | 787357.1941 | 1091894.7517 | 1879251.9458 | 2306001.0375 | 2354832.5733 | 4660833.6108
2015 | High-Rise Apartment | 8 | 84351.1687 | 418347.5018 | 1431592.3924 | 121965.1016 | 275094.4286 | 149252.7552 | 1073601.8821 | 0 | 19771.4642 | 262033.5093 | 53741.2283 | 108.1905 | 53633.0378 | 5099.2559 | 0 | 0 | 0 | 1361434.9723 | 0 | 861078.4064 | 1431592.3924 | 2292670.7988 | 2378888.1708 | 2793027.3647 | 5171915.5355
2018 | High-Rise Apartment | 0A | 84351.1687 | 0 | 0 | 1477514.1298 | 264137.6632 | 102695.9804 | 1073601.8821 | 0 | 13752.8258 | 388718.7399 | 59390.2181 | 108.1905 | 59282.0276 | 61968.2805 | 0 | 0 | 0 | 686484.9531 | 0 | 1987483.1779 | 0 | 1987483.1779 | 3441779.7199 | 686484.9531 | 4128264.673
2018 | High-Rise Apartment | 0B | 84351.1687 | 66.3472 | 0 | 1179198.1828 | 264137.6632 | 102714.9367 | 1073601.8821 | 0 | 13752.8258 | 375041.7395 | 66062.8503 | 108.1905 | 65954.6598 | 40443.3547 | 0 | 0 | 0 | 682892.7263 | 0 | 1660704.284 | 0 | 1660704.284 | 3115019.7824 | 682892.7263 | 3797912.5087
2018 | High-Rise Apartment | 1A | 84351.1687 | 0 | 0 | 1064408.0565 | 264137.6632 | 102724.4149 | 1073601.8821 | 0 | 13752.8258 | 319025.7502 | 53039.8437 | 108.1905 | 52931.6532 | 25790.1027 | 0 | 0 | 0 | 750130.8698 | 0 | 1462155.5626 | 0 | 1462155.5626 | 2916471.0609 | 750130.8698 | 3666601.9308
2018 | High-Rise Apartment | 1B | 84351.1687 | 3421.6197 | 5658.468 | 918406.3138 | 264137.6632 | 102591.7205 | 1073601.8821 | 0 | 13752.8258 | 329442.2599 | 55684.2533 | 108.1905 | 55576.0628 | 31230.5727 | 0 | 0 | 0 | 751846.4188 | 0 | 1338076.8289 | 5658.468 | 1343735.2969 | 2792278.5892 | 757504.8867 | 3549783.4759
2018 | High-Rise Apartment | 2A | 84351.1687 | 15989.6741 | 48338.671 | 793085.9398 | 264137.6632 | 102563.286 | 1073601.8821 | 0 | 13752.8258 | 262753.8503 | 52063.5921 | 108.1905 | 51955.4016 | 26870.6142 | 0 | 0 | 0 | 822818.9615 | 0 | 1150655.48 | 48338.671 | 1198994.1509 | 2604809.8494 | 871157.6325 | 3475967.4819
2018 | High-Rise Apartment | 2B | 84351.1687 | 21041.5391 | 55750.6005 | 618516.9904 | 264137.6632 | 102639.1113 | 1073601.8821 | 0 | 13752.8258 | 276203.3746 | 56489.8978 | 108.1905 | 56381.7074 | 7724.7092 | 0 | 0 | 0 | 827406.3962 | 0 | 979868.3207 | 55750.6005 | 1035618.9212 | 2434089.0374 | 883156.9967 | 3317246.0341
2018 | High-Rise Apartment | 3A | 84351.1687 | 114344.6523 | 393334.6091 | 409608.6283 | 264137.6632 | 102620.155 | 1073601.8821 | 0 | 13752.8258 | 212074.0711 | 48423.9745 | 108.1905 | 48315.784 | 10084.7737 | 0 | 0 | 0 | 947371.6037 | 0 | 794427.9095 | 393334.6091 | 1187762.5186 | 2248639.1479 | 1340706.2128 | 3589345.3608
2018 | High-Rise Apartment | 3B | 84351.1687 | 44509.49 | 143091.9442 | 434972.2133 | 264137.6632 | 102610.6768 | 1073601.8821 | 0 | 13752.8258 | 236764.706 | 46035.4755 | 108.1905 | 45927.285 | 5468.9045 | 0 | 0 | 0 | 915534.4281 | 0 | 767642.5988 | 143091.9442 | 910734.5431 | 2221853.8373 | 1058626.3723 | 3280480.2096
2018 | High-Rise Apartment | 3C | 84351.1687 | 16918.5348 | 47229.725 | 91170.5247 | 264137.6632 | 102591.7205 | 1073601.8821 | 0 | 13752.8258 | 127405.5716 | 26624.1817 | 108.1905 | 26515.9912 | 1279.5531 | 0 | 0 | 0 | 961607.8162 | 0 | 263290.1754 | 47229.725 | 310519.9004 | 1717482.4576 | 1008837.5412 | 2726319.9988
2018 | High-Rise Apartment | 4A | 84351.1687 | 121756.5818 | 413570.5037 | 309699.2302 | 264137.6632 | 102459.0261 | 1073601.8821 | 0 | 13752.8258 | 203941.8006 | 52727.064 | 108.1905 | 52618.8736 | 7099.1499 | 0 | 0 | 0 | 1045385.3677 | 0 | 695115.6361 | 413570.5037 | 1108686.1398 | 2149175.2238 | 1458955.8714 | 3608131.0952
2018 | High-Rise Apartment | 4B | 84351.1687 | 75152.4161 | 247588.777 | 315964.301 | 264137.6632 | 102534.8515 | 1073601.8821 | 0 | 13752.8258 | 217988.4497 | 44860.1823 | 108.1905 | 44751.9918 | 3298.4034 | 0 | 0 | 0 | 1017747.0217 | 0 | 657155.5621 | 247588.777 | 904744.3391 | 2111290.9752 | 1265335.7988 | 3376626.774
2018 | High-Rise Apartment | 4C | 84351.1687 | 132590.131 | 458923.5509 | 56973.2845 | 264137.6632 | 102345.2881 | 1073601.8821 | 0 | 13752.8258 | 150191.0941 | 36519.392 | 108.1905 | 36411.2015 | 720.341 | 0 | 0 | 0 | 1075061.5204 | 0 | 376886.0522 | 458923.5509 | 835809.6031 | 1830831.9019 | 1533985.0713 | 3364816.9732
2018 | High-Rise Apartment | 5A | 84351.1687 | 209856.1792 | 728672.2912 | 175820.0679 | 264137.6632 | 102487.4606 | 1073601.8821 | 0 | 13752.8258 | 197942.1185 | 49409.7043 | 108.1905 | 49301.5138 | 2938.2329 | 0 | 0 | 0 | 1128414.1437 | 0 | 635858.1124 | 728672.2912 | 1364530.4036 | 2089946.1346 | 1857086.4349 | 3947032.5696
2018 | High-Rise Apartment | 5B | 84351.1687 | 167469.7995 | 573410.3757 | 222955.0112 | 264137.6632 | 102496.9388 | 1073601.8821 | 0 | 13752.8258 | 219125.8302 | 43694.3673 | 108.1905 | 43586.1768 | 2104.1539 | 0 | 0 | 0 | 1105116.8 | 0 | 655240.9716 | 573410.3757 | 1228651.3473 | 2109319.5157 | 1678527.1757 | 3787846.6913
2018 | High-Rise Apartment | 5C | 84351.1687 | 119074.2595 | 415854.7429 | 25268.8033 | 264137.6632 | 102335.8099 | 1073601.8821 | 0 | 13752.8258 | 139945.1915 | 34386.8036 | 108.1905 | 34278.6131 | 303.3015 | 0 | 0 | 0 | 1122101.682 | 0 | 318870.1689 | 415854.7429 | 734724.9117 | 1772797.0622 | 1537956.4249 | 3310753.4871
2018 | High-Rise Apartment | 6A | 84351.1687 | 307405.5128 | 1059043.4118 | 210150.0025 | 264137.6632 | 102440.0698 | 1073601.8821 | 0 | 13752.8258 | 220481.2086 | 57494.5839 | 108.1905 | 57386.3935 | 3639.6176 | 0 | 0 | 0 | 1189842.1686 | 0 | 799062.735 | 1059043.4118 | 1858106.1468 | 2253103.3664 | 2248885.5804 | 4501988.9467
2018 | High-Rise Apartment | 6B | 84351.1687 | 228945.2151 | 777257.3946 | 151612.8198 | 264137.6632 | 102364.2444 | 1073601.8821 | 0 | 13752.8258 | 220831.9009 | 47570.9391 | 108.1905 | 47462.7487 | 1525.9855 | 0 | 0 | 0 | 1174231.6213 | 0 | 650378.67 | 777257.3946 | 1427636.0646 | 2104352.9542 | 1951498.4941 | 4055851.4483
2018 | High-Rise Apartment | 7 | 84351.1687 | 314807.9642 | 1096463.2301 | 179999.9412 | 264137.6632 | 102307.3754 | 1073601.8821 | 0 | 13752.8258 | 228983.1278 | 54414.1784 | 108.1905 | 54305.988 | 2871.8857 | 0 | 0 | 0 | 1262956.7779 | 0 | 780968.907 | 1096463.2301 | 1877432.137 | 2234876.844 | 2359420.008 | 4594296.8519
2018 | High-Rise Apartment | 8 | 84351.1687 | 420138.8761 | 1436407.3032 | 120657.114 | 264137.6632 | 101738.6851 | 1073601.8821 | 0 | 13752.8258 | 261635.4261 | 53561.1431 | 108.1905 | 53452.9526 | 1222.684 | 0 | 0 | 0 | 1361434.9723 | 0 | 857107.0528 | 1436407.3032 | 2293514.356 | 2310455.7777 | 2797832.7973 | 5108288.575
2006 | Hospital | 0A | 241501.0316 | 0 | 6707881.5445 | 10051078.8101 | 4313307.0011 | 248138.511 | 6736571.9674 | 2646276.8466 | 2572546.1561 | 4450787.8682 | 1924580.4891 | 747.1216 | 1923833.3675 | 2176045.838 | 0 | 0 | 25022.3709 | 1027443.1905 | 211031.4724 | 18601745.8838 | 6707881.5445 | 25309627.4283 | 32709101.0059 | 10381611.0597 | 43090712.0656
2006 | Hospital | 0B | 241501.0316 | 41836.6458 | 7438240.9501 | 7313546.1353 | 4313307.0011 | 248185.9018 | 6736571.9674 | 2646276.8466 | 2572546.1561 | 4578932.7371 | 1681342.1924 | 747.1216 | 1680595.0708 | 1633714.3842 | 27515.1298 | 0 | 25022.3709 | 1026220.5064 | 209979.3954 | 15276140.1031 | 7438240.9501 | 22714381.0532 | 29382490.5391 | 11110738.3031 | 40493228.8422
2006 | Hospital | 1A | 241501.0316 | 0 | 8112650.7136 | 7183979.5408 | 4313307.0011 | 248214.3363 | 6736571.9674 | 2646276.8466 | 2572546.1561 | 4308511.0467 | 1644841.7567 | 747.1216 | 1644094.6352 | 1861380.0463 | 0 | 0 | 25022.3709 | 1049053.4198 | 206870.5554 | 14997965.2689 | 8112650.7136 | 23110615.9825 | 29101235.2995 | 11807980.98 | 40909216.2794
2006 | Hospital | 1B | 241501.0316 | 150143.7033 | 7451633.6054 | 6223793.4502 | 4313307.0011 | 247901.5567 | 6736571.9674 | 2646276.8466 | 2572546.1561 | 4555246.7883 | 1472775.0444 | 747.1216 | 1472027.9229 | 1223736.1073 | 76251.8839 | 0 | 25022.3709 | 1051489.3097 | 205192.9192 | 13701199.8559 | 7451633.6054 | 21152833.4612 | 27802469.9923 | 11149399.7617 | 38951869.754
2006 | Hospital | 2A | 241501.0316 | 261000.3887 | 9324491.7165 | 6422010.4357 | 4313307.0011 | 247816.2531 | 6736571.9674 | 2646276.8466 | 2572546.1561 | 4248372.0531 | 1607876.8907 | 747.1216 | 1607129.7691 | 1437876.4196 | 309869.8372 | 0 | 25022.3709 | 1076653.8531 | 201572.2579 | 14286258.9034 | 9324491.7165 | 23610750.6199 | 28383832.5533 | 13047431.8944 | 41431264.4477
2006 | Hospital | 2B | 241501.0316 | 1223385.4149 | 8346960.5734 | 4234903.5724 | 4313307.0011 | 247996.3384 | 6736571.9674 | 2646276.8466 | 2572546.1561 | 4481174.8837 | 1127352.5886 | 747.1216 | 1126605.4671 | 654600.3866 | 2639310.391 | 0 | 25022.3709 | 1081573.0238 | 196833.1725 | 14359980.1157 | 8346960.5734 | 22706940.6891 | 28453004.2437 | 12074810.4437 | 40527814.6874
2006 | Hospital | 3A | 241501.0316 | 667784.5221 | 11975754.0809 | 4456313.6418 | 4313307.0011 | 247948.9475 | 6736571.9674 | 2646276.8466 | 2572546.1561 | 4308425.7431 | 1381993.1247 | 747.1216 | 1381246.0032 | 912747.8459 | 1187358.8878 | 0 | 25022.3709 | 1138754.8281 | 193089.2951 | 12913876.6439 | 11975754.0809 | 24889630.7248 | 27003090.5471 | 15760785.7555 | 42763876.3027
2006 | Hospital | 3B | 241501.0316 | 1104093.1575 | 8732238.7373 | 3452603.7909 | 4313307.0011 | 247939.4694 | 6736571.9674 | 2646276.8466 | 2572546.1561 | 4475146.7671 | 1065791.8694 | 747.1216 | 1065044.7479 | 559449.0301 | 2553447.642 | 0 | 25022.3709 | 1122092.2038 | 192406.8668 | 13209785.1356 | 8732238.7373 | 21942023.8729 | 27298307.1324 | 12500607.7877 | 39798914.9201
2006 | Hospital | 3C | 241501.0316 | 333243.0064 | 11329703.0044 | 3099864.1873 | 4313307.0011 | 247901.5567 | 6736571.9674 | 2646276.8466 | 2572546.1561 | 4443679.2401 | 1061223.3911 | 747.1216 | 1060476.2696 | 542767.4496 | 498703.4336 | 0 | 25022.3709 | 1141446.6286 | 191079.9229 | 9978733.5865 | 11329703.0044 | 21308436.5909 | 24065900.2049 | 15117435.9577 | 39183336.1626
2006 | Hospital | 4A | 241501.0316 | 950840.6142 | 15820649.8822 | 3764407.175 | 4313307.0011 | 247569.8207 | 6736571.9674 | 2646276.8466 | 2572546.1561 | 4385094.6665 | 1293798.7456 | 747.1216 | 1293051.6241 | 665187.5033 | 1678868.3898 | 0 | 25022.3709 | 1195434.2893 | 187487.6961 | 12737449.973 | 15820649.8822 | 28558099.8552 | 26820702.1069 | 19662361.018 | 46483063.1249
2006 | Hospital | 4B | 241501.0316 | 1196249.412 | 9291640.3766 | 2493602.4717 | 4313307.0011 | 247759.3841 | 6736571.9674 | 2646276.8466 | 2572546.1561 | 4524736.5566 | 898151.4629 | 747.1216 | 897404.3413 | 310552.2655 | 3250699.797 | 0 | 25022.3709 | 1176781.2492 | 186634.6608 | 12673244.8442 | 9291640.3766 | 21964885.2208 | 26755824.0279 | 13114698.4724 | 39870522.5003
2006 | Hospital | 4C | 241501.0316 | 894075.8494 | 14804116.0663 | 1945034.3816 | 4313307.0011 | 247285.4756 | 6736571.9674 | 2646276.8466 | 2572546.1561 | 4451555.6 | 901023.3486 | 747.1216 | 900276.2271 | 189250.6359 | 888663.8139 | 0 | 25022.3709 | 1212191.6952 | 183743.8187 | 9268856.508 | 14804116.0663 | 24072972.5742 | 23348070.9411 | 18662584.6081 | 42010655.5492
2006 | Hospital | 5A | 241501.0316 | 1087496.8805 | 20315520.7226 | 2760128.6339 | 4313307.0011 | 247645.6461 | 6736571.9674 | 2646276.8466 | 2572546.1561 | 4990778.2137 | 1160033.3215 | 747.1216 | 1159286.1999 | 418053.6785 | 2003173.4811 | 0 | 25022.3709 | 1251962.0998 | 183146.6939 | 12418917.0877 | 20315520.7226 | 32734437.8104 | 26497904.0447 | 24213769.1472 | 50711673.1919
2006 | Hospital | 5B | 241501.0316 | 1360932.6293 | 11177161.3239 | 2073008.6434 | 4313307.0011 | 247655.1242 | 6736571.9674 | 2646276.8466 | 2572546.1561 | 4521267.5461 | 823340.2609 | 747.1216 | 822593.1394 | 202103.0355 | 3262177.8619 | 0 | 25022.3709 | 1233963.0535 | 183023.4777 | 12242082.8555 | 11177161.3239 | 23419244.1794 | 26320946.5963 | 15057401.224 | 41378347.8202
2006 | Hospital | 5C | 241501.0316 | 1017235.2005 | 16947642.3003 | 1658717.7987 | 4313307.0011 | 247266.5192 | 6736571.9674 | 2646276.8466 | 2572546.1561 | 4702859.82 | 812004.3687 | 747.1216 | 811257.2471 | 119131.1285 | 929486.2955 | 0 | 25022.3709 | 1242995.7503 | 181165.7562 | 9238687.4904 | 16947642.3003 | 26186329.7907 | 23315304.9047 | 20836914.8971 | 44152219.8018
2006 | Hospital | 6A | 241501.0316 | 1105135.7563 | 23078407.5043 | 2767663.7797 | 4313307.0011 | 247531.908 | 6736571.9674 | 2646276.8466 | 2572546.1561 | 4639128.5997 | 1217698.5125 | 747.1216 | 1216951.3909 | 444317.6897 | 2395977.3127 | 0 | 25031.849 | 1299978.513 | 181971.4008 | 12569174.529 | 23078407.5043 | 35647582.0333 | 26646872.4548 | 27024662.8638 | 53671535.3186
2006 | Hospital | 6B | 241501.0316 | 1507427.2368 | 16434475.178 | 1918590.2851 | 4313307.0011 | 247351.8228 | 6736571.9674 | 2646276.8466 | 2572546.1561 | 4371616.7077 | 866958.8028 | 747.1216 | 866211.6813 | 141471.177 | 3406028.0597 | 0 | 25031.849 | 1285761.2568 | 180217.9392 | 12211345.1477 | 16434475.178 | 28645820.3257 | 26287109.5266 | 20366513.2814 | 46653622.808
2006 | Hospital | 7 | 241501.0316 | 1262501.8257 | 26931748.3557 | 2643205.9192 | 4313307.0011 | 247200.172 | 6736571.9674 | 2646276.8466 | 2572546.1561 | 4684074.0856 | 1142157.4914 | 747.1216 | 1141410.3698 | 327404.4532 | 2986230.3978 | 0 | 25031.849 | 1357852.2238 | 179876.725 | 13044827.0513 | 26931748.3557 | 39976575.407 | 27120098.5654 | 30935877.426 | 58055975.9914
2006 | Hospital | 8 | 241501.0316 | 1558770.4879 | 31365721.949 | 1637723.6505 | 4313307.0011 | 245835.3155 | 6736571.9674 | 2646276.8466 | 2572546.1561 | 4355484.861 | 878038.7845 | 747.1216 | 877291.6629 | 106439.8578 | 3819617.5198 | 0 | 25041.3272 | 1443572.8003 | 175876.9369 | 12355328.04 | 31365721.949 | 43721049.9889 | 26425244.3875 | 35455571.5958 | 61880815.9833
2009 | Hospital | 0A | 241501.0316 | 0 | 8784586.6745 | 13604681.9889 | 4313307.0011 | 201458.5199 | 6736571.9674 | 2646276.8466 | 2572546.1561 | 5405618.7923 | 2181391.5263 | 747.1216 | 2180644.4047 | 2726215.7389 | 0 | 0 | 25022.3709 | 1027850.7518 | 211135.7322 | 23917160.9248 | 8784586.6745 | 32701747.5993 | 37977930.8376 | 12458723.751 | 50436654.5886
2009 | Hospital | 0B | 241501.0316 | 40121.0969 | 8142089.912 | 8458186.9074 | 4313307.0011 | 201496.4326 | 6736571.9674 | 2646276.8466 | 2572546.1561 | 4673875.5738 | 1945603.0718 | 747.1216 | 1944855.9503 | 1873038.1964 | 26415.662 | 0 | 25022.3709 | 1026220.5064 | 210007.8299 | 17016493.3867 | 8142089.912 | 25158583.2988 | 31076182.788 | 11814587.265 | 42890770.053
2009 | Hospital | 1A | 241501.0316 | 0 | 11023520.1756 | 9548005.9398 | 4313307.0011 | 201515.3889 | 6736571.9674 | 2646276.8466 | 2572546.1561 | 5444109.6439 | 2025342.9226 | 747.1216 | 2024595.801 | 2231777.4821 | 0 | 0 | 25022.3709 | 1050067.5841 | 206898.9899 | 19248488.8668 | 11023520.1756 | 30272009.0424 | 33305097.8626 | 14719864.6062 | 48024962.4688
2009 | Hospital | 1B | 241501.0316 | 146750.5181 | 8344410.9454 | 7098059.9227 | 4313307.0011 | 201268.9565 | 6736571.9674 | 2646276.8466 | 2572546.1561 | 4761624.4789 | 1678460.8285 | 747.1216 | 1677713.7069 | 1386988.1207 | 74005.5574 | 0 | 25022.3709 | 1051498.7879 | 205211.8755 | 15145142.3048 | 8344410.9454 | 23489553.2502 | 29199808.2756 | 12042186.5799 | 41241994.8554
2009 | Hospital | 2A | 241501.0316 | 260014.6589 | 13581650.0339 | 8374409.3559 | 4313307.0011 | 201193.1311 | 6736571.9674 | 2646276.8466 | 2572546.1561 | 6077061.8884 | 1717472.9794 | 747.1216 | 1716725.8578 | 1839542.3408 | 307727.7706 | 363753.2381 | 25022.3709 | 1077961.8407 | 201543.8234 | 18939235.1107 | 13581650.0339 | 32520885.1446 | 32990147.7258 | 17305888.7212 | 50296036.447
2009 | Hospital | 2B | 241501.0316 | 1191311.285 | 11699702.357 | 4921123.1367 | 4313307.0011 | 201344.7818 | 6736571.9674 | 2646276.8466 | 2572546.1561 | 5607153.1376 | 1349663.0842 | 747.1216 | 1348915.9627 | 791597.867 | 2568025.0686 | 0 | 25022.3709 | 1082302.8429 | 196833.1725 | 16428126.4576 | 11699702.357 | 28127828.8146 | 30474480.0726 | 15428291.5246 | 45902771.5972
2009 | Hospital | 3A | 241501.0316 | 667433.8298 | 15314098.5231 | 5252915.9829 | 4313307.0011 | 201306.8691 | 6736571.9674 | 2646276.8466 | 2572546.1561 | 6157597.9055 | 1648841.5448 | 747.1216 | 1648094.4232 | 1060493.572 | 1184686.0436 | 365032.7912 | 25022.3709 | 1140024.9029 | 192814.4281 | 16336254.5482 | 15314098.5231 | 31650353.0713 | 30378542.028 | 19100400.2726 | 49478942.3006
2009 | Hospital | 3B | 241501.0316 | 1086719.6705 | 12899041.6527 | 4262532.4402 | 4313307.0011 | 201297.391 | 6736571.9674 | 2646276.8466 | 2572546.1561 | 5693063.2775 | 1249232.3866 | 747.1216 | 1248485.2651 | 664552.4659 | 2514160.6241 | 0 | 25022.3709 | 1122850.4575 | 192406.8668 | 15469513.7433 | 12899041.6527 | 28368555.396 | 29511403.1399 | 16668178.4349 | 46179581.5748
2009 | Hospital | 3C | 241501.0316 | 333072.3993 | 13698563.2704 | 3550427.9915 | 4313307.0011 | 201268.9565 | 6736571.9674 | 2646276.8466 | 2572546.1561 | 6046807.5673 | 1131551.4183 | 747.1216 | 1130804.2967 | 581912.2949 | 498030.4835 | 0 | 25022.3709 | 1142839.9197 | 191098.8792 | 12141055.0332 | 13698563.2704 | 25839618.3036 | 26181608.0077 | 17487680.0367 | 43669288.0444
2009 | Hospital | 4A | 241501.0316 | 950632.0945 | 17988753.013 | 4104190.1192 | 4313307.0011 | 200994.0895 | 6736571.9674 | 2646276.8466 | 2572546.1561 | 6019756.8679 | 1448529.8836 | 747.1216 | 1447782.762 | 720464.1953 | 1678422.9158 | 350512.2335 | 25022.3709 | 1196723.3205 | 187193.8729 | 15271761.1882 | 17988753.013 | 33260514.2012 | 29308134.2894 | 21831753.1801 | 51139887.4695
2009 | Hospital | 4B | 241501.0316 | 1191775.7154 | 15141339.9044 | 2938526.7643 | 4313307.0011 | 201145.7402 | 6736571.9674 | 2646276.8466 | 2572546.1561 | 5842221.251 | 1039897.5069 | 747.1216 | 1039150.3853 | 372416.2862 | 3228682.0063 | 0 | 25022.3709 | 1177700.6318 | 186634.6608 | 14612772.4086 | 15141339.9044 | 29754112.3129 | 28648747.4266 | 18965317.3827 | 47614064.8093
2009 | Hospital | 4C | 241501.0316 | 894132.7185 | 16318054.8064 | 2091310.9912 | 4313307.0011 | 200766.6134 | 6736571.9674 | 2646276.8466 | 2572546.1561 | 6051641.4344 | 948613.2441 | 747.1216 | 947866.1225 | 206965.3371 | 888474.2505 | 361232.0447 | 25022.3709 | 1213499.6828 | 183743.8187 | 11441622.8988 | 16318054.8064 | 27759677.7052 | 25474318.4698 | 20177831.3358 | 45652149.8055
2009 | Hospital | 5A | 241501.0316 | 1087430.5333 | 20002551.5236 | 2947767.9808 | 4313307.0011 | 201060.4367 | 6736571.9674 | 2646276.8466 | 2572546.1561 | 6095913.9701 | 1253355.3909 | 747.1216 | 1252608.2694 | 444791.5982 | 2003382.0009 | 270089.9545 | 25022.3709 | 1253061.5676 | 183156.1721 | 14101984.3072 | 20002551.5236 | 34104535.8308 | 28134395.533 | 23901899.4159 | 52036294.9489
2009 | Hospital | 5B | 241501.0316 | 1356951.7975 | 18809809.0348 | 2388584.3395 | 4313307.0011 | 201069.9149 | 6736571.9674 | 2646276.8466 | 2572546.1561 | 5877963.433 | 950196.0986 | 747.1216 | 949448.9771 | 243361.5129 | 3242122.0525 | 0 | 25022.3709 | 1234607.5691 | 183023.4777 | 14058432.1125 | 18809809.0348 | 32868241.1472 | 28090720.122 | 22690693.4505 | 50781413.5725
2009 | Hospital | 5C | 241501.0316 | 1017178.3315 | 17130855.3414 | 1697502.4736 | 4313307.0011 | 200747.6571 | 6736571.9674 | 2646276.8466 | 2572546.1561 | 6013084.2356 | 823634.0842 | 747.1216 | 822886.9627 | 125642.6318 | 929618.9899 | 273748.5284 | 25022.3709 | 1243630.7877 | 181165.7562 | 10879662.1534 | 17130855.3414 | 28010517.4949 | 24909779.6619 | 21020762.9757 | 45930542.6376
2009 | Hospital | 6A | 241501.0316 | 1105040.9746 | 24856142.6935 | 3087485.6963 | 4313307.0011 | 200965.655 | 6736571.9674 | 2646276.8466 | 2572546.1561 | 6185378.424 | 1385945.5219 | 747.1216 | 1385198.4004 | 493338.789 | 2396328.005 | 370482.7394 | 25031.849 | 1301314.9351 | 181980.8789 | 15023253.0286 | 24856142.6935 | 39879395.7221 | 29054384.7013 | 28803734.4751 | 57858119.1764
2009 | Hospital | 6B | 241501.0316 | 1504858.6525 | 21645127.9975 | 2144057.0116 | 4313307.0011 | 200823.4824 | 6736571.9674 | 2646276.8466 | 2572546.1561 | 5890484.0966 | 974981.5152 | 747.1216 | 974234.3936 | 167649.8847 | 3396275.022 | 248157.4673 | 25031.849 | 1287419.9367 | 180217.9392 | 14325716.5284 | 21645127.9975 | 35970844.5259 | 28354943.0888 | 25578824.7808 | 53933767.8696
2009 | Hospital | 7 | 241501.0316 | 1262416.5222 | 28502698.293 | 2799567.3025 | 4313307.0011 | 200700.2662 | 6736571.9674 | 2646276.8466 | 2572546.1561 | 6146280.9696 | 1217035.0405 | 747.1216 | 1216287.919 | 346512.4455 | 2986097.7034 | 369032.5792 | 25031.849 | 1359586.729 | 179886.2032 | 15126195.4414 | 28502698.293 | 43628893.7344 | 29154976.5278 | 32508561.8686 | 61663538.3964
2009 | Hospital | 8 | 241501.0316 | 1558457.7083 | 35471182.1431 | 1707056.4697 | 4313307.0011 | 199591.3202 | 6736571.9674 | 2646276.8466 | 2572546.1561 | 6050191.2742 | 915022.6069 | 747.1216 | 914275.4853 | 117955.8353 | 3818101.0125 | 361383.6954 | 25041.3272 | 1444947.135 | 175886.4151 | 14527421.4807 | 35471182.1431 | 49998603.6238 | 28551093.833 | 39562415.6028 | 68113509.4359
2012 | Hospital | 0A | 241501.0316 | 0 | 11827306.9702 | 12255634.9858 | 3916313.8181 | 201458.5199 | 6736571.9674 | 2646276.8466 | 2508729.6322 | 5798678.5345 | 2073795.3316 | 747.1216 | 2073048.2101 | 1442027.8584 | 0 | 487613.9738 | 25022.3709 | 1028703.7872 | 210841.9089 | 22057003.5626 | 11827306.9702 | 33884310.5327 | 35656688.9015 | 15502287.6039 | 51158976.5054
2012 | Hospital | 0B | 241501.0316 | 39675.6229 | 10979939.5463 | 9392431.2446 | 3916313.8181 | 201496.4326 | 6736571.9674 | 2646276.8466 | 2508729.6322 | 5918425.7441 | 2204281.3087 | 747.1216 | 2203534.1871 | 1077876.5372 | 25695.321 | 360540.1382 | 25022.3709 | 1027452.6686 | 209751.9193 | 19018178.7951 | 10979939.5463 | 29998118.3414 | 32616821.5352 | 14653669.0615 | 47270490.5968
2012 | Hospital | 1A | 241501.0316 | 0 | 12448828.5407 | 8487095.3283 | 3916313.8181 | 201515.3889 | 6736571.9674 | 2646276.8466 | 2508729.6322 | 5776850.3072 | 1990558.0358 | 747.1216 | 1989810.9143 | 1146972.4021 | 0 | 484780.0008 | 25022.3709 | 1050295.0602 | 206842.1209 | 17885508.9527 | 12448828.5407 | 30334337.4934 | 31481260.8507 | 16145400.4475 | 47626661.2982
2012 | Hospital | 1B | 241501.0316 | 145281.4017 | 10710674.1927 | 7754508.5526 | 3916313.8181 | 201268.9565 | 6736571.9674 | 2646276.8466 | 2508729.6322 | 5988886.4656 | 1860100.4933 | 747.1216 | 1859353.3717 | 785238.0144 | 72678.6135 | 358217.9864 | 25022.3709 | 1052740.4283 | 205012.8339 | 16964164.4059 | 10710674.1927 | 27674838.5986 | 30557831.1064 | 14409691.4675 | 44967522.5739
2012 | Hospital | 2A | 241501.0316 | 258308.5882 | 13100339.0436 | 7643433.8692 | 3916313.8181 | 201193.1311 | 6736571.9674 | 2646276.8466 | 2508729.6322 | 5797560.1103 | 2012746.4336 | 747.1216 | 2011999.3121 | 921600.4574 | 304012.3277 | 438858.2633 | 25022.3709 | 1077961.8407 | 201335.3037 | 17375772.9282 | 13100339.0436 | 30476111.9719 | 30965695.7513 | 16824577.7309 | 47790273.4822
2012 | Hospital | 2B | 241501.0316 | 1187861.2309 | 11280776.6868 | 4722460.6772 | 3916313.8181 | 201344.7818 | 6736571.9674 | 2646276.8466 | 2508729.6322 | 5762566.7038 | 1345805.4687 | 747.1216 | 1345058.3471 | 403239.2976 | 2557381.0828 | 233068.2194 | 25022.3709 | 1082843.0986 | 196833.1725 | 16211635.5588 | 11280776.6868 | 27492412.2456 | 29797198.4233 | 15009896.632 | 44807095.0553
2012 | Hospital | 3A | 241501.0316 | 663187.6093 | 14595605.7873 | 4912374.7851 | 3916313.8181 | 201306.8691 | 6736571.9674 | 2646276.8466 | 2508729.6322 | 5914568.1286 | 1593792.3289 | 747.1216 | 1593045.2074 | 535914.7321 | 1174203.1868 | 490334.2088 | 25022.3709 | 1140034.3811 | 192814.4281 | 15283627.858 | 14595605.7873 | 29879233.6453 | 28865124.5872 | 18381917.015 | 47247041.6023
2012 | Hospital | 3B | 241501.0316 | 1084842.9927 | 11998871.3394 | 3919498.4834 | 3916313.8181 | 201297.391 | 6736571.9674 | 2646276.8466 | 2508729.6322 | 5886835.0009 | 1224740.7934 | 747.1216 | 1223993.6718 | 341631.1875 | 2504398.1082 | 244214.5483 | 25022.3709 | 1123409.6696 | 192397.3886 | 15205413.9928 | 11998871.3394 | 27204285.3322 | 28786493.6825 | 15768557.8556 | 44555051.538
2012 | Hospital | 3C | 241501.0316 | 332551.0999 | 12712615.5117 | 3236340.3683 | 3916313.8181 | 201268.9565 | 6736571.9674 | 2646276.8466 | 2508729.6322 | 5819331.4686 | 1094501.2487 | 747.1216 | 1093754.1272 | 294316.159 | 495935.8078 | 129557.1164 | 25022.3709 | 1142839.9197 | 191089.401 | 11401786.1471 | 12712615.5117 | 24114401.6587 | 24981538.8929 | 16501741.7561 | 41483280.6489
2012 | Hospital | 4A | 241501.0316 | 945921.4436 | 17009402.0611 | 3901262.4829 | 3916313.8181 | 200994.0895 | 6736571.9674 | 2646276.8466 | 2508729.6322 | 5790745.3055 | 1411337.5415 | 747.1216 | 1410590.4199 | 367004.2507 | 1644111.9376 | 429019.9221 | 25022.3709 | 1196742.2769 | 187193.8729 | 14488655.7622 | 17009402.0611 | 31498057.8233 | 28064238.1129 | 20852411.7063 | 48916649.8192
2012 | Hospital | 4B | 241501.0316 | 1185377.9501 | 12950707.1616 | 2720538.3146 | 3916313.8181 | 201145.7402 | 6736571.9674 | 2646276.8466 | 2508729.6322 | 5895915.0885 | 1029462.0408 | 747.1216 | 1028714.9193 | 191658.0913 | 3180646.6368 | 303936.5023 | 25022.3709 | 1178278.8002 | 186634.6608 | 14506787.5029 | 12950707.1616 | 27457494.6645 | 28081962.2922 | 16775262.8083 | 44857225.1006
2012 | Hospital | 4C | 241501.0316 | 891924.3047 | 15398283.636 | 1941499.0239 | 3916313.8181 | 200766.6134 | 6736571.9674 | 2646276.8466 | 2508729.6322 | 5837918.1615 | 924244.867 | 747.1216 | 923497.7455 | 105416.2154 | 876645.4934 | 344086.0337 | 25022.3709 | 1213509.161 | 183743.8187 | 10920986.978 | 15398283.636 | 26319270.614 | 24492872.8421 | 19258069.6435 | 43750942.4856
2012 | Hospital | 5A | 241501.0316 | 1082767.2733 | 18730372.4855 | 2837290.4222 | 3916313.8181 | 201060.4367 | 6736571.9674 | 2646276.8466 | 2508729.6322 | 5875527.5431 | 1217527.9054 | 747.1216 | 1216780.7838 | 224879.0799 | 1957773.0431 | 487888.8408 | 25022.3709 | 1253118.4367 | 183165.6503 | 13682906.9863 | 18730372.4855 | 32413279.4717 | 27254517.9834 | 22629767.7687 | 49884285.7521
2012 | Hospital | 5B | 241501.0316 | 1350715.1612 | 15425722.9404 | 2229540.6338 | 3916313.8181 | 201069.9149 | 6736571.9674 | 2646276.8466 | 2508729.6322 | 5982583.4821 | 937466.9153 | 747.1216 | 936719.7937 | 124325.1661 | 3190570.2816 | 314315.0993 | 25022.3709 | 1235631.2116 | 183023.4777 | 14128769.6178 | 15425722.9404 | 29554492.5582 | 27700257.3987 | 19307630.9985 | 47007888.3972
2012 | Hospital | 5C | 241501.0316 | 1014732.9634 | 16233054.5709 | 1581717.1393 | 3916313.8181 | 200747.6571 | 6736571.9674 | 2646276.8466 | 2508729.6322 | 5811293.9798 | 803464.5368 | 747.1216 | 802717.4153 | 63996.6091 | 922093.3223 | 339081.5596 | 25022.3709 | 1243659.2222 | 181165.7562 | 10535632.9887 | 16233054.5709 | 26768687.5596 | 24104931.3122 | 20123000.1178 | 44227931.43
2012 | Hospital | 6A | 241501.0316 | 1101477.1824 | 23045802.5968 | 3003954.5772 | 3916313.8181 | 200965.655 | 6736571.9674 | 2646276.8466 | 2508729.6322 | 5943068.9881 | 1342734.5414 | 747.1216 | 1341987.4198 | 249730.8436 | 2303821.0582 | 415731.5266 | 25031.849 | 1301324.4132 | 182037.748 | 14359771.596 | 23045802.5968 | 37405574.1928 | 27930178.8654 | 26993413.3348 | 54923592.2002
2012 | Hospital | 6B | 241501.0316 | 1484490.0635 | 20759184.4186 | 2039522.2661 | 3916313.8181 | 200823.4824 | 6736571.9674 | 2646276.8466 | 2508729.6322 | 6271999.4268 | 967768.6272 | 747.1216 | 967021.5057 | 87256.0402 | 3264168.2777 | 530644.8691 | 25031.849 | 1287950.7143 | 180246.3737 | 14645102.4491 | 20759184.4186 | 35404286.8676 | 28213566.6935 | 24693411.9794 | 52906978.6729
2012 | Hospital | 7 | 241501.0316 | 1257070.8339 | 26510339.4048 | 2510625.2664 | 3916313.8181 | 200700.2662 | 6736571.9674 | 2646276.8466 | 2508729.6322 | 5891611.9989 | 1136897.1066 | 747.1216 | 1136149.985 | 163545.8368 | 2863582.868 | 411257.83 | 25031.849 | 1359520.3818 | 179668.2053 | 14233844.619 | 26510339.4048 | 40744184.0238 | 27801607.4788 | 30516136.6331 | 58317744.1119
2012 | Hospital | 8 | 241501.0316 | 1550458.1321 | 33168849.1577 | 1462102.6241 | 3916313.8181 | 199591.3202 | 6736571.9674 | 2646276.8466 | 2508729.6322 | 5806412.7218 | 866446.9816 | 747.1216 | 865699.8601 | 52338.459 | 3636053.7863 | 418167.4165 | 25041.3272 | 1444966.0914 | 175706.3299 | 13791233.0001 | 33168849.1577 | 46960082.1577 | 27353925.0385 | 37260092.0956 | 64614017.1341
2015 | Hospital | 0A | 241501.0316 | 0 | 4284000.497 | 6105932.3966 | 3049203.3645 | 190587.058 | 6720449.5989 | 2646276.8466 | 2476807.1531 | 2676351.0824 | 1153370.1674 | 747.1216 | 1152623.0458 | 931495.6677 | 0 | 261332.1247 | 25022.3709 | 941125.4892 | 170995.679 | 11127734.3172 | 4284000.497 | 15411734.8142 | 23761546.6631 | 7871402.8328 | 31632949.4959
2015 | Hospital | 0B | 241501.0316 | 23249.9529 | 4283829.89 | 4679316.0438 | 3050170.1379 | 190624.9707 | 6720449.5989 | 2646276.8466 | 2476807.1531 | 2678313.0638 | 1000695.7925 | 747.1216 | 999948.671 | 597172.1498 | 17060.7074 | 261332.1247 | 25022.3709 | 941732.0921 | 170009.9492 | 9256392.7134 | 4283829.89 | 13540222.6034 | 21890224.0156 | 7871848.3068 | 29762072.3224
2015 | Hospital | 1A | 241501.0316 | 0 | 4619177.0502 | 4576828.5832 | 3051089.5205 | 190643.927 | 6720449.5989 | 2646276.8466 | 2476807.1531 | 2648580.0421 | 972972.143 | 747.1216 | 972225.0214 | 740178.7905 | 0 | 261332.1247 | 25022.3709 | 962745.1967 | 167365.5396 | 9199144.5619 | 4619177.0502 | 13818321.6122 | 21831260.3152 | 8228208.5717 | 30059468.8869
2015 | Hospital | 1B | 241501.0316 | 94118.2358 | 4547133.4742 | 4341807.8606 | 3051127.4332 | 190406.9727 | 6720449.5989 | 2646276.8466 | 2476807.1531 | 2712624.042 | 895270.099 | 747.1216 | 894522.9774 | 443777.434 | 60925.6818 | 261332.1247 | 25022.3709 | 973882.0474 | 165668.947 | 8809108.3562 | 4547133.4742 | 13356241.8304 | 21439318.9972 | 8167292.3681 | 29606611.3653
2015 | Hospital | 2A | 241501.0316 | 177838.9183 | 5065921.1517 | 4029976.042 | 3051582.3854 | 190340.6256 | 6720449.5989 | 2646276.8466 | 2476807.1531 | 2668218.8119 | 949219.847 | 747.1216 | 948472.7255 | 551070.3272 | 276212.8528 | 233115.6103 | 25022.3709 | 1003008.4662 | 162190.4583 | 8884905.288 | 5065921.1517 | 13950826.4396 | 21512035.5234 | 8715206.4644 | 30227241.9878
2015 | Hospital | 2B | 241501.0316 | 814553.9966 | 4477250.921 | 2517771.8072 | 3052729.244 | 190473.3199 | 6720449.5989 | 2646276.8466 | 2476807.1531 | 2816817.5734 | 690171.9615 | 747.1216 | 689424.84 | 204918.0522 | 2054346.1252 | 208206.9775 | 25022.3709 | 1009842.2273 | 157849.4561 | 9306039.3719 | 4477250.921 | 13783290.293 | 21930127.1146 | 8133369.9949 | 30063497.1095
2015 | Hospital | 3A | 241501.0316 | 454904.8065 | 5635056.8723 | 2639471.5199 | 3052444.8989 | 190444.8854 | 6720449.5989 | 2646276.8466 | 2476807.1531 | 2774554.4099 | 793455.5885 | 747.1216 | 792708.4669 | 311907.6439 | 1010600.481 | 219789.3022 | 25022.3709 | 1084653.4293 | 154200.3604 | 8203936.6303 | 5635056.8723 | 13838993.5026 | 20824043.5412 | 9365987.1482 | 30190030.6894
2015 | Hospital | 3B | 241501.0316 | 739316.277 | 4522566.0555 | 2121840.1793 | 3051790.9051 | 190435.4073 | 6720449.5989 | 2646276.8466 | 2476807.1531 | 2937256.6894 | 639966.0909 | 747.1216 | 639218.9693 | 179289.0784 | 2149080.4421 | 200747.6571 | 25022.3709 | 1061981.6448 | 153754.8864 | 8966749.2926 | 4522566.0555 | 13489315.3481 | 21585756.7357 | 8230824.5468 | 29816581.2826
2015 | Hospital | 3C | 241501.0316 | 227040.1028 | 5418329.0193 | 1796994.8322 | 3051449.691 | 190406.9727 | 6720449.5989 | 2646276.8466 | 2476807.1531 | 2688189.3177 | 588347.9728 | 747.1216 | 587600.8513 | 135935.9253 | 458629.7276 | 0 | 25022.3709 | 1089070.2568 | 152702.8094 | 5894390.7569 | 5418329.0193 | 11312719.7763 | 18511966.9963 | 9153676.1228 | 27665643.119
2015 | Hospital | 4A | 241501.0316 | 647378.0204 | 6503333.1409 | 2123830.5951 | 3049620.404 | 190151.0621 | 6720449.5989 | 2646276.8466 | 2476807.1531 | 2770365.0584 | 742614.6804 | 747.1216 | 741867.5589 | 212263.6346 | 1381651.9106 | 224784.2982 | 25022.3709 | 1160649.4026 | 148930.4974 | 8102141.0761 | 6503333.1409 | 14605474.2171 | 20713859.8059 | 10310268.8682 | 31024128.6741
2015 | Hospital | 4B | 241501.0316 | 812781.5787 | 4570914.2046 | 1580257.501 | 3049563.535 | 190293.2347 | 6720449.5989 | 2646276.8466 | 2476807.1531 | 3093731.8108 | 561259.3608 | 747.1216 | 560512.2392 | 71114.7153 | 2767701.6924 | 196757.3472 | 25022.3709 | 1137920.749 | 148304.9382 | 9082856.8846 | 4570914.2046 | 13653771.0893 | 21694044.8369 | 8355111.8002 | 30049156.6371
2015 | Hospital | 4C | 241501.0316 | 607996.2209 | 6093743.4689 | 1138205.0942 | 3051098.9986 | 189933.0642 | 6720449.5989 | 2646276.8466 | 2476807.1531 | 2801576.6748 | 528474.368 | 747.1216 | 527727.2465 | 34424.7163 | 759675.3878 | 197818.9023 | 25022.3709 | 1181709.898 | 145755.3102 | 6067424.2426 | 6093743.4689 | 12161167.7116 | 18677237.8601 | 9921730.2135 | 28598968.0736
2015 | Hospital | 5A | 241501.0316 | 745590.826 | 7016396.0033 | 1578532.474 | 3049990.0527 | 190207.9312 | 6720449.5989 | 2646276.8466 | 2476807.1531 | 2820637.2762 | 664457.6842 | 747.1216 | 663710.5626 | 130751.3659 | 1560846.2073 | 211277.9048 | 25022.3709 | 1229745.2675 | 145215.0545 | 7711346.6168 | 7016396.0033 | 14727742.6201 | 20319795.3777 | 10892418.1174 | 31212213.495
2015 | Hospital | 5B | 241501.0316 | 931400.886 | 5261635.9001 | 1333834.539 | 3049591.9695 | 190217.4093 | 6720449.5989 | 2646276.8466 | 2476807.1531 | 3128810.5208 | 529839.2246 | 747.1216 | 529092.1031 | 30955.7058 | 2647594.3123 | 205022.3121 | 25022.3709 | 1209243.9841 | 144911.753 | 8806710.379 | 5261635.9001 | 14068346.2791 | 21414457.7553 | 9117166.2089 | 30531623.9642
2015 | Hospital | 5C | 241501.0316 | 689413.7078 | 6275184.0921 | 935637.6283 | 3050937.8697 | 189914.1079 | 6720449.5989 | 2646276.8466 | 2476807.1531 | 2818220.3426 | 481709.0734 | 747.1216 | 480961.9519 | 28984.2462 | 784839.9312 | 209164.2727 | 25022.3709 | 1223224.286 | 143328.8985 | 5947222.0808 | 6275184.0921 | 12222406.173 | 18554438.6795 | 10144694.7029 | 28699133.3824
2015 | Hospital | 6A | 241501.0316 | 760793.812 | 9220279.2288 | 1693332.0784 | 3050027.9653 | 190122.6276 | 6720449.5989 | 2646276.8466 | 2476807.1531 | 2850967.4227 | 715042.6816 | 747.1216 | 714295.5601 | 135007.0646 | 1743007.1715 | 216500.3769 | 25022.3709 | 1284974.5686 | 144437.8445 | 8113903.4861 | 9220279.2288 | 17334182.7149 | 20721508.6897 | 13151530.644 | 33873039.3337
2015 | Hospital | 6B | 241501.0316 | 1030134.991 | 8046720.5577 | 1211878.9156 | 3050331.2668 | 189980.4551 | 6720449.5989 | 2646276.8466 | 2476807.1531 | 3020825.7212 | 534123.3578 | 747.1216 | 533376.2363 | 24605.3313 | 2706358.9711 | 211581.2063 | 25022.3709 | 1270643.5744 | 142542.2103 | 8738761.3727 | 8046720.5577 | 16785481.9304 | 21344651.0275 | 11963650.4568 | 33308301.4843
2015 | Hospital | 7 | 241501.0316 | 866115.2456 | 10464507.1413 | 1431099.5275 | 3049705.7075 | 189866.717 | 6720449.5989 | 2646276.8466 | 2476807.1531 | 2854256.3479 | 634847.8787 | 747.1216 | 634100.7571 | 89407.5849 | 2113357.2164 | 222177.8012 | 25022.3709 | 1351672.4564 | 142343.1687 | 8210514.4808 | 10464507.1413 | 18675021.6221 | 20815456.3185 | 14462456.4443 | 35277912.7627
2015 | Hospital | 8 | 241501.0316 | 1067080.9006 | 13211148.3382 | 952148.6018 | 3053193.6744 | 188824.1182 | 6720449.5989 | 2646276.8466 | 2476807.1531 | 2823310.1203 | 516844.6525 | 747.1216 | 516097.5309 | 21534.404 | 2596288.9739 | 229191.6476 | 25022.3709 | 1441402.2992 | 139092.1562 | 8205652.1792 | 13211148.3382 | 21416800.5174 | 20809788.3724 | 17298827.4839 | 38108615.8563
2018 | Hospital | 0A | 241501.0316 | 0 | 4055102.6728 | 5585258.5631 | 3095437.8815 | 136239.2268 | 6720449.5989 | 2646276.8466 | 2445671.3621 | 2670484.0947 | 1086150.9802 | 747.1216 | 1085403.8587 | 927770.7466 | 0 | 192615.3865 | 25022.3709 | 941116.011 | 170995.679 | 10461532.6496 | 4055102.6728 | 14516635.3224 | 23056105.3684 | 7642495.5303 | 30698600.8988
2018 | Hospital | 0B | 241501.0316 | 22681.2627 | 4050259.3275 | 4475838.6736 | 3096347.7859 | 136267.6613 | 6720449.5989 | 2646276.8466 | 2445671.3621 | 2670683.1363 | 980668.4177 | 747.1216 | 979921.2961 | 588120.4967 | 17382.9652 | 192615.3865 | 25022.3709 | 941732.0921 | 170009.9492 | 8947243.2172 | 4050259.3275 | 12997502.5447 | 21541749.5888 | 7638268.2662 | 29180017.855
2018 | Hospital | 1A | 241501.0316 | 0 | 4389738.9702 | 4186280.5563 | 3097238.734 | 136286.6176 | 6720449.5989 | 2646276.8466 | 2445671.3621 | 2639196.653 | 914937.3033 | 747.1216 | 914190.1818 | 725070.5863 | 0 | 192615.3865 | 25022.3709 | 962735.7186 | 167365.5396 | 8657353.3639 | 4389738.9702 | 13047092.3342 | 21250144.1867 | 7998751.5353 | 29248895.722
2018 | Hospital | 1B | 241501.0316 | 91142.0902 | 4336064.0891 | 4186489.0761 | 3097257.6903 | 136116.0105 | 6720449.5989 | 2646276.8466 | 2445671.3621 | 2701629.3639 | 884427.0716 | 747.1216 | 883679.95 | 438052.6188 | 60859.3346 | 192615.3865 | 25022.3709 | 973882.0474 | 165668.947 | 8554467.8201 | 4336064.0891 | 12890531.9093 | 21145400.9214 | 7956222.9831 | 29101623.9045
2018 | Hospital | 2A | 241501.0316 | 172578.5335 | 4853439.5192 | 3715329.2067 | 3097712.6425 | 136068.6197 | 6720449.5989 | 2646276.8466 | 2445671.3621 | 2657536.9134 | 904928.355 | 747.1216 | 904181.2334 | 541307.8113 | 272402.6281 | 182293.6586 | 25022.3709 | 1002980.0317 | 162190.4583 | 8445629.9851 | 4853439.5192 | 13299069.5043 | 21033492.159 | 8502696.3974 | 29536188.5565
2018 | Hospital | 2B | 241501.0316 | 790953.3514 | 4280247.1414 | 2465622.9115 | 3098821.5885 | 136163.4014 | 6720449.5989 | 2646276.8466 | 2445671.3621 | 2798676.3545 | 683395.0694 | 747.1216 | 682647.9478 | 202339.9898 | 2058175.3062 | 172635.4025 | 25022.3709 | 1009804.3146 | 157849.4561 | 9171051.2637 | 4280247.1414 | 13451298.4051 | 21755785.6413 | 7936328.3026 | 29692113.9439
2018 | Hospital | 3A | 241501.0316 | 442687.4443 | 5474961.0897 | 2486209.4985 | 3098537.2434 | 136134.9669 | 6720449.5989 | 2646276.8466 | 2445671.3621 | 2764166.3347 | 773930.5567 | 747.1216 | 773183.4351 | 307860.465 | 983331.7837 | 177516.6605 | 25022.3709 | 1084653.4293 | 154200.3604 | 7934955.6218 | 5474961.0897 | 13409916.7115 | 20515728.124 | 9205900.8437 | 29721628.9677
2018 | Hospital | 3B | 241501.0316 | 718104.1308 | 4372194.8761 | 2086458.1678 | 3097911.6841 | 136134.9669 | 6720449.5989 | 2646276.8466 | 2445671.3621 | 2919399.8157 | 635340.7436 | 747.1216 | 634593.622 | 175876.9369 | 2128692.8967 | 170313.2507 | 25022.3709 | 1061962.6884 | 153754.8864 | 8833438.8206 | 4372194.8761 | 13205633.6968 | 21413140.2895 | 8080434.4111 | 29493574.7006
2018 | Hospital | 3C | 241501.0316 | 220054.6909 | 5238537.5979 | 1784853.2955 | 3097570.47 | 136116.0105 | 6720449.5989 | 2646276.8466 | 2445671.3621 | 2677659.07 | 551364.1505 | 747.1216 | 550617.0289 | 133936.0313 | 458335.9043 | 0 | 25022.3709 | 1089022.866 | 152702.8094 | 5825456.0209 | 5238537.5979 | 11063993.6187 | 18403735.7641 | 8973837.3104 | 27377573.0746
2018 | Hospital | 4A | 241501.0316 | 630061.4024 | 6470860.9278 | 2039664.4386 | 3096414.1331 | 135926.4471 | 6720449.5989 | 2646276.8466 | 2445671.3621 | 2757645.3532 | 686494.4312 | 747.1216 | 685747.3097 | 209334.8798 | 1322688.2102 | 180435.9371 | 25022.3709 | 1160611.4899 | 148930.4974 | 7825577.531 | 6470860.9278 | 14296438.4589 | 20398748.5402 | 10277749.2643 | 30676497.8045
2018 | Hospital | 4B | 241501.0316 | 787512.7754 | 4489913.7572 | 1559102.2239 | 3096423.6113 | 136030.707 | 6720449.5989 | 2646276.8466 | 2445671.3621 | 3069410.8246 | 558633.9075 | 747.1216 | 557886.7859 | 70081.5947 | 2695980.3741 | 160067.3481 | 25022.3709 | 1137939.7054 | 148304.9382 | 8900041.9267 | 4489913.7572 | 13389955.6839 | 21472701.1147 | 8274130.3091 | 29746831.4238
2018 | Hospital | 4C | 241501.0316 | 589039.8793 | 6014060.4872 | 1128186.6676 | 3097883.2496 | 135774.7964 | 6720449.5989 | 2646276.8466 | 2445671.3621 | 2789179.2274 | 527801.4179 | 747.1216 | 527054.2964 | 34244.631 | 721620.5321 | 173602.176 | 25022.3709 | 1181700.4199 | 145755.3102 | 5962927.4098 | 6014060.4872 | 11976987.897 | 18534231.2194 | 9842037.7536 | 28376268.973
2018 | Hospital | 5A | 241501.0316 | 728871.3328 | 6983592.0542 | 1562201.5857 | 3096471.0022 | 135973.838 | 6720449.5989 | 2646276.8466 | 2445671.3621 | 2811159.1054 | 612100.2688 | 747.1216 | 611353.1473 | 129595.029 | 1488650.9805 | 174919.6417 | 25022.3709 | 1229764.2239 | 145215.0545 | 7506750.8224 | 6983592.0542 | 14490342.8766 | 20076291.6922 | 10859633.1247 | 30935924.8169
2018 | Hospital | 5B | 241501.0316 | 905231.6564 | 5207126.9399 | 1321162.2247 | 3096082.3972 | 135973.838 | 6720449.5989 | 2646276.8466 | 2445671.3621 | 3105228.832 | 490684.9012 | 747.1216 | 489937.7796 | 30680.8388 | 2557125.1722 | 162048.2858 | 25022.3709 | 1209253.4623 | 144911.753 | 8571414.7895 | 5207126.9399 | 13778541.7294 | 21140282.7092 | 9062657.2488 | 30202939.958
2018 | Hospital | 5C | 241501.0316 | 667414.8735 | 6278292.9322 | 930320.3745 | 3097361.9502 | 135765.3182 | 6720449.5989 | 2646276.8466 | 2445671.3621 | 2807614.2695 | 434583.6083 | 747.1216 | 433836.4868 | 28823.1173 | 722956.9542 | 173109.3111 | 25022.3709 | 1223224.286 | 143328.8985 | 5764075.3869 | 6278292.9322 | 12042368.3191 | 18332440.9636 | 10147794.0648 | 28480235.0283
2018 | Hospital | 6A | 241501.0316 | 743154.9362 | 9094172.1666 | 1677683.6185 | 3096196.1352 | 135907.4908 | 6720449.5989 | 2646276.8466 | 2445671.3621 | 2837243.0314 | 646430.2034 | 747.1216 | 645683.0818 | 134087.682 | 1634899.1556 | 177270.2281 | 25022.3709 | 1284946.1341 | 144437.8445 | 7850021.7334 | 9094172.1666 | 16944193.9001 | 20418472.6136 | 13025395.1473 | 33443867.7609
2018 | Hospital | 6B | 241501.0316 | 1002515.6013 | 7886947.0329 | 1198543.1293 | 3096489.9585 | 135812.7091 | 6720449.5989 | 2646276.8466 | 2445671.3621 | 2994362.6684 | 473519.9339 | 747.1216 | 472772.8123 | 24226.2045 | 2598525.8222 | 174995.4671 | 25022.3709 | 1270615.1399 | 142542.2103 | 8465941.7051 | 7886947.0329 | 16352888.7379 | 21032686.5145 | 11803839.0193 | 32836525.5339
2018 | Hospital | 7 | 241501.0316 | 846097.349 | 10178939.3339 | 1419564.5937 | 3095883.3556 | 135727.4055 | 6720449.5989 | 2646276.8466 | 2445671.3621 | 2844654.9609 | 555837.8471 | 747.1216 | 555090.7255 | 88715.6785 | 1992245.1502 | 176682.5815 | 25022.3709 | 1351729.3254 | 142343.1687 | 7923051.0393 | 10178939.3339 | 18101990.3732 | 20488914.3788 | 14176954.9841 | 34665869.3629
2018 | Hospital | 8 | 241501.0316 | 1039556.2927 | 12796374.1068 | 939409.9403 | 3099210.1935 | 134978.63 | 6720449.5989 | 2646276.8466 | 2445680.8402 | 2808012.3527 | 414271.8883 | 747.1216 | 413524.7668 | 21202.668 | 2445747.1874 | 177620.9204 | 25022.3709 | 1441459.1682 | 139092.1562 | 7845074.1283 | 12796374.1068 | 20641448.2351 | 20410236.0832 | 16884110.1216 | 37294346.2048
2006 | Large Hotel | 0A | 122119.6852 | 0 | 1965061.7564 | 9706026.003 | 1429810.4963 | 290524.8907 | 1659921.5264 | 1695502.5795 | 981464.584 | 2094040.7044 | 539677.5659 | 1431.9526 | 538245.6133 | 0 | 0 | 583741.5818 | 86080.747 | 1663068.2791 | 69835.1623 | 12922053.9025 | 1965061.7564 | 14887115.659 | 17441123.2618 | 5323632.6151 | 22764755.8769
2006 | Large Hotel | 0B | 122119.6852 | 0 | 3141691.3549 | 9160993.2706 | 1429810.4963 | 290581.7597 | 1659921.5264 | 1695502.5795 | 981464.584 | 2308408.4929 | 516778.3053 | 1431.9526 | 515346.3527 | 0 | 0 | 640667.4755 | 86090.2252 | 1676631.5415 | 69247.5157 | 12625415.5917 | 3141691.3549 | 15767106.9467 | 17143963.6516 | 6513834.9541 | 23657798.6057
2006 | Large Hotel | 1A | 122119.6852 | 0 | 2037209.5924 | 6541444.8656 | 1429810.4963 | 290610.1942 | 1659921.5264 | 1695502.5795 | 981464.584 | 1933982.8345 | 411115.6575 | 1431.9526 | 409683.7049 | 0 | 0 | 545620.379 | 86080.747 | 1723975.0045 | 69873.075 | 9430731.784 | 2037209.5924 | 11467941.3764 | 13949924.3595 | 5456687.1765 | 19406611.5359
2006 | Large Hotel | 1B | 122119.6852 | 0 | 3493938.0937 | 7232915.3365 | 1429810.4963 | 290250.0237 | 1659921.5264 | 1695502.5795 | 981464.584 | 2268249.4833 | 427683.5 | 1431.9526 | 426251.5474 | 0 | 0 | 638354.8019 | 86090.2252 | 1732003.0152 | 69105.3431 | 10565771.1691 | 3493938.0937 | 14059709.2628 | 15083845.3204 | 6921453.1666 | 22005298.487
2006 | Large Hotel | 2A | 122119.6852 | 0 | 3194532.157 | 6122993.104 | 1429810.4963 | 290145.7638 | 1659921.5264 | 1695502.5795 | 981464.584 | 1961526.3987 | 432830.1467 | 1431.9526 | 431398.1942 | 0 | 0 | 567334.8682 | 86090.2252 | 1795355.1087 | 69209.603 | 9083252.5651 | 3194532.157 | 12277784.7221 | 13601317.2383 | 6685389.8452 | 20286707.0835
2006 | Large Hotel | 2B | 122119.6852 | 0 | 3696685.6448 | 4253622.9597 | 1429810.4963 | 290363.7618 | 1659921.5264 | 1695502.5795 | 981464.584 | 2242355.1207 | 324447.2639 | 1431.9526 | 323015.3113 | 0 | 0 | 442725.357 | 86090.2252 | 1800321.6702 | 68148.0479 | 7261718.7487 | 3696685.6448 | 10958404.3935 | 11778949.3429 | 7192509.8945 | 18971459.2374
2006 | Large Hotel | 3A | 122119.6852 | 0 | 3703092.8883 | 3485256.0893 | 1429810.4963 | 290306.8927 | 1659921.5264 | 1695502.5795 | 981464.584 | 1855219.2353 | 300287.4066 | 1431.9526 | 298855.454 | 0 | 0 | 553913.7784 | 86090.2252 | 1919244.2789 | 68707.26 | 6193244.557 | 3703092.8883 | 9896337.4452 | 10710977.4942 | 7317839.7467 | 18028817.2409
2006 | Large Hotel | 3B | 122119.6852 | 0 | 4179333.0571 | 3152998.8127 | 1429810.4963 | 290297.4146 | 1659921.5264 | 1695502.5795 | 981464.584 | 2208726.5708 | 266952.6799 | 1431.9526 | 265520.7274 | 0 | 0 | 448649.2138 | 86090.2252 | 1887407.1033 | 68091.1789 | 6075895.3246 | 4179333.0571 | 10255228.3817 | 10592993.2243 | 7762242.7399 | 18355235.9643
2006 | Large Hotel | 3C | 122119.6852 | 0 | 3610832.3739 | 2355998.3883 | 1429810.4963 | 290250.0237 | 1659921.5264 | 1695502.5795 | 981464.584 | 1743699.0779 | 218595.0526 | 1431.9526 | 217163.1001 | 0 | 0 | 0 | 86090.2252 | 1932636.9342 | 69010.5614 | 4316860.5663 | 3610832.3739 | 7927692.9403 | 8834839.936 | 7238962.4095 | 16073802.3454
2006 | Large Hotel | 4A | 122119.6852 | 0 | 4211312.4053 | 2380613.1978 | 1429810.4963 | 289861.4187 | 1659921.5264 | 1695502.5795 | 981464.584 | 1780796.6384 | 233399.9554 | 1431.9526 | 231968.0028 | 0 | 0 | 533421.9732 | 86090.2252 | 2017618.2134 | 68394.4803 | 4926799.8122 | 4211312.4053 | 9138112.2176 | 9443783.9739 | 7924433.1983 | 17368217.1722
2006 | Large Hotel | 4B | 122119.6852 | 0 | 3648346.9738 | 2026859.4299 | 1429810.4963 | 290079.4166 | 1659921.5264 | 1695502.5795 | 981464.584 | 2140161.4834 | 206908.4681 | 1431.9526 | 205476.5155 | 0 | 0 | 641747.987 | 86090.2252 | 1989799.7822 | 67835.2683 | 5014245.4158 | 3648346.9738 | 8662592.3897 | 9530888.3634 | 7333658.8137 | 16864547.1771
2006 | Large Hotel | 4C | 122119.6852 | 0 | 4152092.7943 | 1001387.699 | 1429810.4963 | 289529.6827 | 1659921.5264 | 1695502.5795 | 981464.584 | 1798833.5973 | 157479.8075 | 1431.9526 | 156047.8549 | 0 | 0 | 549932.9467 | 86090.2252 | 2047692.4493 | 68460.8275 | 3506202.0979 | 4152092.7943 | 7658294.8922 | 8022920.8708 | 7895287.8231 | 15918208.694
2006 | Large Hotel | 5A | 122119.6852 | 0 | 4580572.4607 | 1525435.7613 | 1429810.4963 | 289946.7223 | 1659921.5264 | 1695502.5795 | 981464.584 | 1763517.933 | 188302.8188 | 1431.9526 | 186870.8663 | 0 | 0 | 370387.9576 | 86090.2252 | 2101718.0227 | 68233.3514 | 3846212.5182 | 4580572.4607 | 8426784.9789 | 8363111.3764 | 8377802.5411 | 16740913.9175
2006 | Large Hotel | 5B | 122119.6852 | 0 | 4026544.9442 | 1492290.5981 | 1429810.4963 | 289965.6786 | 1659921.5264 | 1695502.5795 | 981464.584 | 2093822.7065 | 173706.4358 | 1431.9526 | 172274.4833 | 0 | 0 | 630772.2652 | 86090.2252 | 2078259.55 | 67740.4865 | 4389160.053 | 4026544.9442 | 8415704.9972 | 8905585.0027 | 7800307.0738 | 16705892.0764
2006 | Large Hotel | 5C | 122119.6852 | 0 | 4253262.7892 | 604299.7343 | 1429810.4963 | 289510.7264 | 1659921.5264 | 1695502.5795 | 981464.584 | 1769062.6629 | 126050.1932 | 1431.9526 | 124618.2406 | 0 | 0 | 368331.1946 | 86090.2252 | 2095310.7793 | 68394.4803 | 2866311.8324 | 4253262.7892 | 7119574.6216 | 7382935.8236 | 8044076.148 | 15427011.9716
2006 | Large Hotel | 6A | 122119.6852 | 0 | 5533213.9273 | 1618682.0054 | 1429810.4963 | 289814.0279 | 1659921.5264 | 1695502.5795 | 981464.584 | 1826775.2448 | 206927.4244 | 1431.9526 | 205495.4719 | 0 | 0 | 540435.8196 | 86099.7033 | 2164444.5569 | 67664.6612 | 4191388.5416 | 5533213.9273 | 9724602.4689 | 8707595.4933 | 9393161.0638 | 18100756.5571
2006 | Large Hotel | 6B | 122119.6852 | 0 | 5237438.1301 | 1041821.5755 | 1429810.4963 | 289605.5081 | 1659921.5264 | 1695502.5795 | 981464.584 | 1994605.2148 | 158740.4042 | 1431.9526 | 157308.4516 | 0 | 0 | 600669.5949 | 86099.7033 | 2148492.7955 | 67228.6653 | 3794404.8367 | 5237438.1301 | 9031842.9668 | 8309976.751 | 9081433.5051 | 17391410.2561
2006 | Large Hotel | 7 | 122119.6852 | 0 | 7012870.1238 | 1261127.491 | 1429810.4963 | 289425.4229 | 1659921.5264 | 1695502.5795 | 981464.584 | 1906695.1808 | 186018.5797 | 1431.9526 | 184586.6271 | 0 | 0 | 558311.6496 | 86118.6597 | 2238753.4158 | 66963.2765 | 3910720.9485 | 7012870.1238 | 10923591.0723 | 8425866.3451 | 10947126.1191 | 19372992.4642
2006 | Large Hotel | 8 | 122119.6852 | 0 | 10122790.6502 | 634724.6625 | 1429810.4963 | 287833.0902 | 1659921.5264 | 1695502.5795 | 981464.584 | 2016044.8371 | 157821.0216 | 1431.9526 | 156389.0691 | 0 | 0 | 579267.8852 | 86128.1379 | 2339022.9845 | 66034.4158 | 3386426.4538 | 10122790.6502 | 13509217.104 | 7899050.6569 | 14157316.2142 | 22056366.8712
2009 | Large Hotel | 0A | 122119.6852 | 0 | 1943688.4813 | 8831541.5325 | 1429810.4963 | 233665.3442 | 1659921.5264 | 1695502.5795 | 981464.584 | 2112087.1415 | 526787.2536 | 1431.9526 | 525355.3011 | 0 | 0 | 516086.3988 | 86080.747 | 1663087.2355 | 69835.1623 | 11985070.374 | 1943688.4813 | 13928758.8553 | 16447280.1868 | 5302287.7745 | 21749567.9613
2009 | Large Hotel | 0B | 122119.6852 | 0 | 3011148.5088 | 8265126.0469 | 1429810.4963 | 233703.2569 | 1659921.5264 | 1695502.5795 | 981464.584 | 2325393.3749 | 502343.0512 | 1431.9526 | 500911.0986 | 0 | 0 | 586471.295 | 86090.2252 | 1676650.4979 | 69332.8192 | 11677901.8154 | 3011148.5088 | 14689050.3243 | 16139666.1542 | 6383301.5862 | 22522967.7404
2009 | Large Hotel | 1A | 122119.6852 | 0 | 1991107.7697 | 5866836.0605 | 1429810.4963 | 233731.6914 | 1659921.5264 | 1695502.5795 | 981464.584 | 1947612.444 | 400026.1977 | 1431.9526 | 398594.2451 | 0 | 0 | 489632.8242 | 86080.747 | 1724012.9172 | 69901.5095 | 8702675.5739 | 1991107.7697 | 10693783.3436 | 13165018.081 | 5410623.2665 | 18575641.3475
2009 | Large Hotel | 1B | 122119.6852 | 0 | 3023602.8252 | 6470064.7615 | 1429810.4963 | 233437.8681 | 1659921.5264 | 1695502.5795 | 981464.584 | 2277794.0012 | 407381.2582 | 1431.9526 | 405949.3056 | 0 | 0 | 584765.2243 | 86080.747 | 1731936.668 | 69361.2537 | 9738573.2927 | 3023602.8252 | 12762176.1179 | 14200081.7208 | 6451051.5509 | 20651133.2717
2009 | Large Hotel | 2A | 122119.6852 | 0 | 2397370.6038 | 5121785.4902 | 1429810.4963 | 233362.0427 | 1659921.5264 | 1695502.5795 | 981464.584 | 1850233.7175 | 390661.7649 | 1431.9526 | 389229.8124 | 0 | 0 | 492770.0987 | 86071.2688 | 1795241.3706 | 69787.7714 | 7854019.1188 | 2397370.6038 | 10251389.7226 | 12315859.2829 | 5888124.0321 | 18203983.315
2009 | Large Hotel | 2B | 122119.6852 | 0 | 2462826.8512 | 3412615.3884 | 1429810.4963 | 233523.1716 | 1659921.5264 | 1695502.5795 | 981464.584 | 2062032.9217 | 282108.275 | 1431.9526 | 280676.3225 | 0 | 0 | 407343.3455 | 86071.2688 | 1800226.8885 | 68783.0853 | 6162667.9781 | 2462826.8512 | 8625494.8292 | 10623674.0631 | 5958556.3191 | 16582230.3823
2009 | Large Hotel | 3A | 122119.6852 | 0 | 2747456.3196 | 2956250.9437 | 1429810.4963 | 233485.2589 | 1659921.5264 | 1695502.5795 | 981464.584 | 1816140.7372 | 273322.0107 | 1431.9526 | 271890.0581 | 0 | 0 | 495651.4626 | 86071.2688 | 1919054.7155 | 69645.5989 | 5539933.2016 | 2747456.3196 | 8287389.5213 | 10001763.8876 | 6362023.0928 | 16363786.9804
2009 | Large Hotel | 3B | 122119.6852 | 0 | 2507165.7341 | 2535031.5561 | 1429810.4963 | 233475.7808 | 1659921.5264 | 1695502.5795 | 981464.584 | 2040043.5655 | 230603.895 | 1431.9526 | 229171.9425 | 0 | 0 | 414632.0588 | 86071.2688 | 1887179.6272 | 69067.4305 | 5218879.1229 | 2507165.7341 | 7726044.857 | 9680122.1622 | 6089847.9408 | 15769970.103
2009 | Large Hotel | 3C | 122119.6852 | 0 | 2801462.9367 | 1825476.7354 | 1429810.4963 | 233437.8681 | 1659921.5264 | 1695502.5795 | 981464.584 | 1708298.1101 | 192520.6048 | 1431.9526 | 191088.6523 | 0 | 0 | 0 | 86080.747 | 1932371.5454 | 69550.8172 | 3724863.4978 | 2801462.9367 | 6526326.4345 | 8186561.4893 | 6429337.0617 | 14615898.551
2009 | Large Hotel | 4A | 122119.6852 | 0 | 3043014.119 | 2014869.5439 | 1429810.4963 | 233125.0884 | 1659921.5264 | 1695502.5795 | 981464.584 | 1741888.7473 | 212699.6304 | 1431.9526 | 211267.6779 | 0 | 0 | 471605.3434 | 86061.7907 | 2017343.3465 | 69740.3806 | 4439631.3124 | 3043014.119 | 7482645.4314 | 8901187.1314 | 6755869.5231 | 15657056.6545
2009 | Large Hotel | 4B | 122119.6852 | 0 | 2408156.7621 | 1712733.894 | 1429810.4963 | 233305.1737 | 1659921.5264 | 1695502.5795 | 981464.584 | 2088173.7167 | 185563.6275 | 1431.9526 | 184131.6749 | 0 | 0 | 579353.1888 | 86061.7907 | 1989420.6553 | 69162.2122 | 4564392.4744 | 2408156.7621 | 6972549.2365 | 9025550.2102 | 6093079.997 | 15118630.2072
2009 | Large Hotel | 4C | 122119.6852 | 0 | 2689847.9976 | 770850.1512 | 1429810.4963 | 232859.6997 | 1659921.5264 | 1695502.5795 | 981464.584 | 1789867.2478 | 134713.2413 | 1431.9526 | 133281.2887 | 0 | 0 | 335896.8942 | 86052.3125 | 2047360.7133 | 70091.0729 | 3029895.5818 | 2689847.9976 | 5719743.5795 | 7491517.748 | 6432720.7686 | 13924238.5167
2009 | Large Hotel | 5A | 122119.6852 | 0 | 3702495.7635 | 1288187.6685 | 1429810.4963 | 233200.9138 | 1659921.5264 | 1695502.5795 | 981464.584 | 1773062.451 | 172436.361 | 1431.9526 | 171004.4084 | 0 | 0 | 358824.5893 | 86061.7907 | 2101433.6776 | 69702.4679 | 3591079.1172 | 3702495.7635 | 7293574.8807 | 8052663.3707 | 7499432.0206 | 15552095.3913
2009 | Large Hotel | 5B | 122119.6852 | 0 | 3036180.3578 | 1286206.7308 | 1429810.4963 | 233210.392 | 1659921.5264 | 1695502.5795 | 981464.584 | 2105120.686 | 158257.0175 | 1431.9526 | 156825.0649 | 0 | 0 | 435787.336 | 86061.7907 | 2077785.6415 | 69143.2558 | 3983939.8178 | 3036180.3578 | 7020120.1756 | 8444983.8155 | 6809468.5789 | 15254452.3944
2009 | Large Hotel | 5C | 122119.6852 | 0 | 2647281.5327 | 455113.3262 | 1429810.4963 | 232840.7433 | 1659921.5264 | 1695502.5795 | 981464.584 | 1760797.698 | 105311.9555 | 1431.9526 | 103880.0029 | 0 | 0 | 375600.9516 | 86052.3125 | 2095045.3905 | 70280.6363 | 2695391.9788 | 2647281.5327 | 5342673.5114 | 7157194.2302 | 6437838.9809 | 13595033.211
2009 | Large Hotel | 6A | 122119.6852 | 0 | 4927890.5506 | 1365055.6335 | 1429810.4963 | 233087.1758 | 1659921.5264 | 1695502.5795 | 981464.584 | 1840329.029 | 190947.2285 | 1431.9526 | 189515.2759 | 0 | 0 | 378766.6606 | 86071.2688 | 2164065.4301 | 69038.9959 | 3773666.5991 | 4927890.5506 | 8701557.1497 | 8234492.5989 | 8787468.0384 | 17021960.6373
2009 | Large Hotel | 6B | 122119.6852 | 0 | 4244059.4854 | 888322.5998 | 1429810.4963 | 232926.0469 | 1659921.5264 | 1695502.5795 | 981464.584 | 2000728.1131 | 144731.6678 | 1431.9526 | 143299.7152 | 0 | 0 | 549658.0797 | 86071.2688 | 2148123.1468 | 68688.3036 | 3582008.5078 | 4244059.4854 | 7826067.9932 | 8042332.1646 | 8087685.2118 | 16130017.3763
2009 | Large Hotel | 7 | 122119.6852 | 0 | 6407177.0984 | 1051195.4864 | 1429810.4963 | 232783.8743 | 1659921.5264 | 1695502.5795 | 981464.584 | 1891406.8913 | 172635.4025 | 1431.9526 | 171203.45 | 0 | 0 | 502598.9618 | 86080.747 | 2238440.6362 | 68385.0022 | 3616404.7895 | 6407177.0984 | 10023581.8879 | 8076282.9723 | 10341129.7923 | 18417412.7646
2009 | Large Hotel | 8 | 122119.6852 | 0 | 9667250.8063 | 520010.3615 | 1429810.4963 | 231494.8431 | 1659921.5264 | 1695502.5795 | 981464.584 | 1991837.5889 | 145745.832 | 1431.9526 | 144313.8795 | 0 | 0 | 518361.1598 | 86099.7033 | 2338634.3795 | 67465.6196 | 3174522.9897 | 9667250.8063 | 12841773.7961 | 7632211.715 | 13701387.7653 | 21333599.4804
2012 | Large Hotel | 0A | 122119.6852 | 0 | 1745177.6726 | 7504796.6653 | 1322593.4285 | 233665.3442 | 1659921.5264 | 1695502.5795 | 958498.9762 | 1802283.6515 | 465236.0126 | 1431.9526 | 463804.0601 | 0 | 0 | 506807.2696 | 86071.2688 | 1663096.7136 | 70034.2039 | 10277691.6465 | 1745177.6726 | 12022869.3191 | 14609908.347 | 5103786.4439 | 19713694.791
2012 | Large Hotel | 0B | 122119.6852 | 0 | 2183211.3351 | 6713881.2266 | 1322593.4285 | 233703.2569 | 1659921.5264 | 1695502.5795 | 958498.9762 | 1907567.1725 | 415560.9196 | 1431.9526 | 414128.967 | 0 | 0 | 535090.1312 | 86080.747 | 1676678.9324 | 69645.5989 | 9570667.4973 | 2183211.3351 | 11753878.8324 | 13902542.9837 | 5555392.847 | 19457935.8307
2012 | Large Hotel | 1A | 122119.6852 | 0 | 1725245.0794 | 5150352.697 | 1322593.4285 | 233731.6914 | 1659921.5264 | 1695502.5795 | 958498.9762 | 1714752.7444 | 358502.3315 | 1431.9526 | 357070.3789 | 0 | 0 | 483566.7949 | 86071.2688 | 1723975.0045 | 70100.5511 | 7705742.6152 | 1725245.0794 | 9430987.6946 | 12038082.5319 | 5144732.1417 | 17182814.6736
2012 | Large Hotel | 1B | 122119.6852 | 0 | 2079624.4066 | 5302752.2049 | 1322593.4285 | 233437.8681 | 1659921.5264 | 1695502.5795 | 958498.9762 | 1889217.4339 | 345005.4163 | 1431.9526 | 343573.4637 | 0 | 0 | 537345.9359 | 86080.747 | 1731984.0589 | 69692.9897 | 8072889.0384 | 2079624.4066 | 10152513.445 | 12404537.0487 | 5507111.045 | 17911648.0937
2012 | Large Hotel | 2A | 122119.6852 | 0 | 1953915.4276 | 4746355.1457 | 1322593.4285 | 233362.0427 | 1659921.5264 | 1695502.5795 | 958498.9762 | 1732552.7491 | 372871.2384 | 1431.9526 | 371439.2858 | 0 | 0 | 426062.7328 | 86071.2688 | 1795241.3706 | 69958.3785 | 7276409.9134 | 1953915.4276 | 9230325.3411 | 11608238.009 | 5444659.3778 | 17052897.3868
2012 | Large Hotel | 2B | 122119.6852 | 0 | 1994529.3894 | 3188665.1693 | 1322593.4285 | 233523.1716 | 1659921.5264 | 1695502.5795 | 958498.9762 | 1936039.5975 | 270696.5574 | 1431.9526 | 269264.6048 | 0 | 0 | 417503.9446 | 86071.2688 | 1800302.7138 | 68944.2142 | 5811473.3162 | 1994529.3894 | 7806002.7056 | 10142467.3328 | 5490334.6827 | 15632802.0155
2012 | Large Hotel | 3A | 122119.6852 | 0 | 2093908.01 | 2795330.5602 | 1322593.4285 | 233485.2589 | 1659921.5264 | 1695502.5795 | 958498.9762 | 1704146.6713 | 266782.0729 | 1431.9526 | 265350.1203 | 0 | 0 | 502144.0096 | 86061.7907 | 1919073.6718 | 69816.2059 | 5266971.3614 | 2093908.01 | 7360879.3714 | 9598780.5006 | 5708493.7395 | 15307274.2402
2012 | Large Hotel | 3B | 122119.6852 | 0 | 2110191.5074 | 2441178.7091 | 1322593.4285 | 233475.7808 | 1659921.5264 | 1695502.5795 | 958498.9762 | 1928314.8883 | 223883.8719 | 1431.9526 | 222451.9194 | 0 | 0 | 533876.9254 | 86061.7907 | 1887236.4962 | 69238.0375 | 5125822.4422 | 2110191.5074 | 7236013.9496 | 9457043.9348 | 5692930.5831 | 15149974.5179
2012 | Large Hotel | 3C | 122119.6852 | 0 | 1788805.6927 | 1657352.9422 | 1322593.4285 | 233437.8681 | 1659921.5264 | 1695502.5795 | 958498.9762 | 1619307.5647 | 183497.3863 | 1431.9526 | 182065.4337 | 0 | 0 | 180919.3238 | 86061.7907 | 1932399.9799 | 70290.1145 | 3639645.2643 | 1788805.6927 | 5428450.957 | 7971880.9212 | 5416708.2521 | 13388589.1733
2012 | Large Hotel | 4A | 122119.6852 | 0 | 1997278.0589 | 1964161.3302 | 1322593.4285 | 233125.0884 | 1659921.5264 | 1695502.5795 | 958498.9762 | 1658300.7592 | 218670.878 | 1431.9526 | 217238.9254 | 0 | 0 | 411049.3103 | 86052.3125 | 2017400.2155 | 69948.9003 | 4250750.3252 | 1997278.0589 | 6248028.3841 | 8582331.9883 | 5710180.8539 | 14292512.8422
2012 | Large Hotel | 4B | 122119.6852 | 0 | 1906818.397 | 1703502.1557 | 1322593.4285 | 233305.1737 | 1659921.5264 | 1695502.5795 | 958498.9762 | 2005296.5914 | 185667.8874 | 1431.9526 | 184235.9348 | 0 | 0 | 402992.8651 | 86052.3125 | 1989420.6553 | 69361.2537 | 4296027.547 | 1906818.397 | 6202845.944 | 8627192.1706 | 5591751.1101 | 14218943.2806
2012 | Large Hotel | 4C | 122119.6852 | 0 | 2105139.6424 | 801635.2498 | 1322593.4285 | 232859.6997 | 1659921.5264 | 1695502.5795 | 958498.9762 | 1709700.8794 | 141708.1313 | 1431.9526 | 140276.1787 | 0 | 0 | 474448.7946 | 86052.3125 | 2047351.2351 | 70309.0708 | 3126061.1025 | 2105139.6424 | 5231200.7449 | 7457718.591 | 5847993.457 | 13305712.0481
2012 | Large Hotel | 5A | 122119.6852 | 0 | 2342435.1259 | 1274387.4519 | 1322593.4285 | 233200.9138 | 1659921.5264 | 1695502.5795 | 958498.9762 | 1655163.4847 | 175156.596 | 1431.9526 | 173724.6434 | 0 | 0 | 492059.2359 | 86052.3125 | 2101424.1994 | 69929.944 | 3595334.8159 | 2342435.1259 | 5937769.9419 | 7926963.8699 | 6139371.3831 | 14066335.2529
2012 | Large Hotel | 5B | 122119.6852 | 0 | 2380120.333 | 1283268.4979 | 1322593.4285 | 233210.392 | 1659921.5264 | 1695502.5795 | 958498.9762 | 1998775.6099 | 159233.2691 | 1431.9526 | 157801.3165 | 0 | 0 | 415684.1358 | 86052.3125 | 2077833.0324 | 69380.2101 | 3855529.5601 | 2380120.333 | 6235649.8931 | 8186627.8365 | 6153465.423 | 14340093.2595
2012 | Large Hotel | 5C | 122119.6852 | 0 | 1655296.1791 | 519470.1058 | 1322593.4285 | 232840.7433 | 1659921.5264 | 1695502.5795 | 958498.9762 | 1682782.8743 | 118628.7855 | 1431.9526 | 117196.8329 | 0 | 0 | 512190.8706 | 86042.8343 | 2095045.3905 | 70498.6342 | 2831640.6837 | 1655296.1791 | 4486936.8628 | 7163468.7792 | 5445853.6273 | 12609322.4065
2012 | Large Hotel | 6A | 122119.6852 | 0 | 3427050.6425 | 1338895.8822 | 1322593.4285 | 233087.1758 | 1659921.5264 | 1695502.5795 | 958498.9762 | 1702743.902 | 190359.5819 | 1431.9526 | 188927.6293 | 0 | 0 | 392718.528 | 86061.7907 | 2164074.9083 | 69275.9502 | 3623285.9415 | 3427050.6425 | 7050336.5841 | 7954175.6982 | 7286628.1303 | 15240803.8285
2012 | Large Hotel | 6B | 122119.6852 | 0 | 2938327.7227 | 910321.4342 | 1322593.4285 | 232926.0469 | 1659921.5264 | 1695502.5795 | 958498.9762 | 1877473.9803 | 147101.2105 | 1431.9526 | 145669.2579 | 0 | 0 | 445862.6315 | 86061.7907 | 2148094.7123 | 68963.1706 | 3379327.3039 | 2938327.7227 | 6317655.0266 | 7709724.1957 | 6781925.0146 | 14491649.2102
2012 | Large Hotel | 7 | 122119.6852 | 0 | 4510917.3836 | 1052020.0873 | 1322593.4285 | 232783.8743 | 1659921.5264 | 1695502.5795 | 958498.9762 | 1720496.5159 | 174113.9972 | 1431.9526 | 172682.0446 | 0 | 0 | 404063.8984 | 86080.747 | 2238402.7235 | 68640.9128 | 3349262.5462 | 4510917.3836 | 7860179.9298 | 7679204.4858 | 8444822.6866 | 16124027.1724
2012 | Large Hotel | 8 | 122119.6852 | 0 | 7229465.2824 | 556804.6205 | 1322593.4285 | 231494.8431 | 1659921.5264 | 1695502.5795 | 958498.9762 | 1822519.5461 | 139954.6697 | 1431.9526 | 138522.7171 | 0 | 0 | 525157.0083 | 86090.2252 | 2338558.5541 | 67731.0084 | 3043003.892 | 7229465.2824 | 10272469.1744 | 7370775.3305 | 11263526.416 | 18634301.7465
2015 | Large Hotel | 0A | 122119.6852 | 0 | 78460.2977 | 4668615.189 | 727392.7381 | 215135.5203 | 1653959.757 | 1695502.5795 | 931628.3621 | 537630.281 | 135177.6716 | 1431.9526 | 133745.7191 | 0 | 0 | 304182.9348 | 86023.878 | 1659741.4412 | 58982.6567 | 5644174.1239 | 78460.2977 | 5722634.4216 | 9318728.9887 | 3433704.3184 | 12752433.3071
2015 | Large Hotel | 0B | 122119.6852 | 0 | 75654.7591 | 3974272.8324 | 727468.5635 | 215173.433 | 1653959.757 | 1695502.5795 | 931628.3621 | 527403.3347 | 121737.6255 | 1431.9526 | 120305.6729 | 0 | 0 | 295017.5436 | 86023.878 | 1657893.1979 | 59030.0476 | 4916999.3836 | 75654.7591 | 4992654.1428 | 8591734.3337 | 3429050.5366 | 12020784.8703
2015 | Large Hotel | 1A | 122119.6852 | 0 | 114818.5608 | 3288148.0498 | 727980.3847 | 215201.8675 | 1653959.757 | 1695502.5795 | 931628.3621 | 533990.6634 | 107776.2799 | 1431.9526 | 106344.3273 | 0 | 0 | 296647.789 | 86023.878 | 1721159.9878 | 58925.7877 | 4225130.8296 | 114818.5608 | 4339949.3904 | 7900282.8191 | 3531481.1282 | 11431763.9473
2015 | Large Hotel | 1B | 122119.6852 | 0 | 95682.134 | 3116280.3791 | 727828.734 | 214927.0006 | 1653959.757 | 1695502.5795 | 931628.3621 | 522721.1184 | 107501.413 | 1431.9526 | 106069.4604 | 0 | 0 | 295045.9781 | 86023.878 | 1724278.306 | 58982.6567 | 4040116.936 | 95682.134 | 4135799.07 | 7714899.2769 | 3515463.0195 | 11230362.2964
2015 | Large Hotel | 2A | 122119.6852 | 0 | 228926.2588 | 2872141.6562 | 727421.1727 | 214860.6534 | 1653959.757 | 1695502.5795 | 931628.3621 | 535924.2103 | 112543.7998 | 1431.9526 | 111111.8472 | 0 | 0 | 235883.2361 | 86023.878 | 1793459.4745 | 58868.9187 | 3755060.9499 | 228926.2588 | 3983987.2086 | 7429246.166 | 3717888.3128 | 11147134.4788
2015 | Large Hotel | 2B | 122119.6852 | 0 | 228499.7411 | 1849778.7653 | 727582.3016 | 215012.3041 | 1653959.757 | 1695502.5795 | 931628.3621 | 522218.7753 | 79095.3351 | 1431.9526 | 77663.3826 | 0 | 0 | 196662.5655 | 86014.3998 | 1797933.1711 | 58205.4467 | 2646323.4886 | 228499.7411 | 2874823.2297 | 6320158.0125 | 3721935.4918 | 10042093.5042
2015 | Large Hotel | 3A | 122119.6852 | 0 | 495054.3379 | 1650765.6135 | 727525.4325 | 214974.3914 | 1653959.757 | 1695502.5795 | 931628.3621 | 529668.6176 | 89000.0236 | 1431.9526 | 87568.071 | 0 | 0 | 219486.0007 | 86014.3998 | 1917500.2955 | 58622.4863 | 2487488.3028 | 495054.3379 | 2982542.6406 | 6161645.0844 | 4108066.6911 | 10269711.7755
2015 | Large Hotel | 3B | 122119.6852 | 0 | 296979.525 | 1365605.3675 | 727553.8671 | 214964.9132 | 1653959.757 | 1695502.5795 | 931628.3621 | 522455.7296 | 134163.5074 | 1431.9526 | 132731.5548 | 0 | 0 | 194236.1537 | 86014.3998 | 1885483.0346 | 58366.5756 | 2215028.8056 | 296979.525 | 2512008.3306 | 5888939.1548 | 3877974.6173 | 9766913.7721
2015 | Large Hotel | 3C | 122119.6852 | 0 | 913070.1037 | 952679.3794 | 727733.9523 | 214927.0006 | 1653959.757 | 1695502.5795 | 931628.3621 | 531554.7735 | 123917.6047 | 1431.9526 | 122485.6522 | 0 | 0 | 0 | 86023.878 | 1931935.5496 | 58736.2243 | 1606719.8051 | 913070.1037 | 2519789.9088 | 5281160.9319 | 4540517.711 | 9821678.6428
2015 | Large Hotel | 4A | 122119.6852 | 0 | 671860.1356 | 1171644.0807 | 727004.1331 | 214642.6554 | 1653959.757 | 1695502.5795 | 931628.3621 | 543516.2251 | 80858.2749 | 1431.9526 | 79426.3223 | 0 | 0 | 233760.1259 | 86014.3998 | 2015551.9722 | 58451.8792 | 2028346.7539 | 671860.1356 | 2700206.8895 | 5701479.8932 | 4382914.6873 | 10084394.5804
2015 | Large Hotel | 4B | 122119.6852 | 0 | 347630.8696 | 956792.9055 | 726928.3078 | 214803.7843 | 1653959.757 | 1695502.5795 | 931628.3621 | 551544.2357 | 123026.6567 | 1431.9526 | 121594.7041 | 0 | 0 | 187307.6109 | 86004.9216 | 1987382.8486 | 58319.1848 | 1817239.4562 | 347630.8696 | 2164870.3258 | 5490325.2046 | 4030516.2978 | 9520841.5023
2015 | Large Hotel | 4C | 122119.6852 | 0 | 601930.1916 | 413788.5016 | 727127.3494 | 214396.223 | 1653959.757 | 1695502.5795 | 931628.3621 | 536786.7238 | 90800.876 | 1431.9526 | 89368.9235 | 0 | 0 | 199487.0604 | 86014.3998 | 2045133.3432 | 58831.006 | 1239431.2093 | 601930.1916 | 1841361.4009 | 4912810.7809 | 4342575.5924 | 9255386.3734
2015 | Large Hotel | 5A | 122119.6852 | 0 | 1113940.977 | 716587.6235 | 726814.5697 | 214709.0026 | 1653959.757 | 1695502.5795 | 931628.3621 | 544672.5619 | 69456.0355 | 1431.9526 | 68024.0829 | 0 | 0 | 211268.4266 | 86014.3998 | 2098978.8314 | 58338.1411 | 1540552.6949 | 1113940.977 | 2654493.6719 | 5213458.358 | 4908431.866 | 10121890.224
2015 | Large Hotel | 5B | 122119.6852 | 0 | 652666.8397 | 706351.199 | 726966.2205 | 214718.4808 | 1653959.757 | 1695502.5795 | 931628.3621 | 546160.6347 | 104108.2278 | 1431.9526 | 102676.2753 | 0 | 0 | 199686.1019 | 86004.9216 | 2074885.3212 | 58205.4467 | 1554874.2109 | 652666.8397 | 2207541.0507 | 5227798.8304 | 4423054.7405 | 9650853.5709
2015 | Large Hotel | 5C | 122119.6852 | 0 | 682333.5143 | 245636.2739 | 727032.5677 | 214377.2666 | 1653959.757 | 1695502.5795 | 931628.3621 | 546369.1545 | 74251.9899 | 1431.9526 | 72820.0373 | 0 | 0 | 224471.5185 | 86004.9216 | 2092239.8519 | 58868.9187 | 1089296.9842 | 682333.5143 | 1771630.4984 | 4762610.2086 | 4470085.4239 | 9232695.6325
2015 | Large Hotel | 6A | 122119.6852 | 0 | 1943385.1799 | 752272.9364 | 726871.4388 | 214614.2209 | 1653959.757 | 1695502.5795 | 931628.3621 | 547724.5329 | 77076.4848 | 1431.9526 | 75644.5322 | 0 | 0 | 222263.1047 | 86023.878 | 2160871.2865 | 57977.9706 | 1597905.1063 | 1943385.1799 | 3541290.2861 | 5270393.7298 | 5799759.0459 | 11070152.7758
2015 | Large Hotel | 6B | 122119.6852 | 0 | 1438852.6712 | 488694.4853 | 726738.7444 | 214453.092 | 1653959.757 | 1695502.5795 | 931628.3621 | 532673.1977 | 91208.4374 | 1431.9526 | 89776.4848 | 0 | 0 | 219277.4809 | 86014.3998 | 2144729.9617 | 57864.2326 | 1330421.6487 | 1438852.6712 | 2769274.32 | 5002512.1892 | 5279085.2125 | 10281597.4016
2015 | Large Hotel | 7 | 122119.6852 | 0 | 2822352.8251 | 581106.6504 | 726587.0936 | 214320.3976 | 1653959.757 | 1695502.5795 | 931628.3621 | 555070.1152 | 75541.0211 | 1431.9526 | 74109.0685 | 0 | 0 | 228329.134 | 86023.878 | 2234706.2369 | 57589.3656 | 1438614.9682 | 2822352.8251 | 4260967.7933 | 5110155.7747 | 6752571.1197 | 11862726.8944
2015 | Large Hotel | 8 | 122119.6852 | 0 | 4765150.3584 | 308533.4151 | 727032.5677 | 213145.1044 | 1653959.757 | 1695502.5795 | 931628.3621 | 560567.4543 | 100601.3046 | 1431.9526 | 99169.3521 | 0 | 0 | 237181.7455 | 86033.3561 | 2333544.6018 | 57229.1952 | 1205451.967 | 4765150.3584 | 5970602.3254 | 4875893.3057 | 8794197.5397 | 13670090.8454
2018 | Large Hotel | 0A | 122119.6852 | 0 | 86829.5225 | 4590951.0577 | 776423.3156 | 154977.5704 | 1653959.757 | 1695502.5795 | 922500.8836 | 520370.532 | 134741.6758 | 1431.9526 | 133309.7232 | 0 | 0 | 295150.238 | 86023.878 | 1659722.4848 | 58944.7441 | 5539781.5509 | 86829.5225 | 5626611.0734 | 9194053.1303 | 3442054.5869 | 12636107.7171
2018 | Large Hotel | 0B | 122119.6852 | 0 | 83388.9465 | 3947098.9167 | 776489.6628 | 155006.0049 | 1653959.757 | 1695502.5795 | 922500.8836 | 509394.8103 | 121936.6671 | 1431.9526 | 120504.7145 | 0 | 0 | 288164.8261 | 86023.878 | 1657959.5451 | 59001.6131 | 4865163.2677 | 83388.9465 | 4948552.2142 | 8519586.4977 | 3436851.0711 | 11956437.5689
2018 | Large Hotel | 1A | 122119.6852 | 0 | 125054.9852 | 3245828.0173 | 776954.0931 | 155024.9612 | 1653959.757 | 1695502.5795 | 922500.8836 | 539696.5222 | 108240.7103 | 1431.9526 | 106808.7577 | 0 | 0 | 290003.5913 | 86023.878 | 1721159.9878 | 58878.3969 | 4182336.8885 | 125054.9852 | 4307391.8737 | 7837129.7672 | 3541717.5526 | 11378847.3198
2018 | Large Hotel | 1B | 122119.6852 | 0 | 98212.8056 | 3100622.441 | 776821.3988 | 154835.3978 | 1653959.757 | 1695502.5795 | 922500.8836 | 504087.0346 | 108041.6687 | 1431.9526 | 106609.7161 | 0 | 0 | 288278.5642 | 86023.878 | 1724268.8278 | 58954.2222 | 3999597.7559 | 98212.8056 | 4097810.5615 | 7654115.7677 | 3517993.6911 | 11172109.4588
2018 | Large Hotel | 2A | 122119.6852 | 0 | 349687.6327 | 2849858.4767 | 776442.2719 | 154778.5288 | 1653959.757 | 1695502.5795 | 922500.8836 | 518000.9893 | 114211.9579 | 1431.9526 | 112780.0053 | 0 | 0 | 215438.8218 | 86023.878 | 1793459.4745 | 58821.5278 | 3696078.2931 | 349687.6327 | 4045765.9258 | 7350056.0492 | 3838659.1649 | 11188715.214
2018 | Large Hotel | 2B | 122119.6852 | 0 | 487699.2774 | 1860896.6596 | 776584.4445 | 154892.2668 | 1653959.757 | 1695502.5795 | 922500.8836 | 495329.2048 | 82573.8238 | 1431.9526 | 81141.8713 | 0 | 0 | 161811.3315 | 86014.3998 | 1798008.9965 | 58139.0995 | 2599179.0672 | 487699.2774 | 3086878.3446 | 6252692.3929 | 3981210.8534 | 10233903.2463
2018 | Large Hotel | 3A | 122119.6852 | 0 | 652335.1038 | 1656793.7301 | 776537.0536 | 154863.8323 | 1653959.757 | 1695502.5795 | 922500.8836 | 506285.9703 | 90402.7929 | 1431.9526 | 88970.8403 | 0 | 0 | 186151.2741 | 86023.878 | 1917471.861 | 58537.1827 | 2438201.8147 | 652335.1038 | 3090536.9185 | 6092037.3982 | 4265309.5443 | 10357346.9425
2018 | Large Hotel | 3B | 122119.6852 | 0 | 555487.1548 | 1372979.3843 | 776565.4881 | 154854.3542 | 1653959.757 | 1695502.5795 | 922500.8836 | 491604.2837 | 73398.9545 | 1431.9526 | 71967.0019 | 0 | 0 | 156617.2939 | 86014.3998 | 1885520.9473 | 58243.3594 | 2093167.9639 | 555487.1548 | 2648655.1187 | 5746728.6804 | 4136520.1597 | 9883248.8402
2018 | Large Hotel | 3C | 122119.6852 | 0 | 862674.6697 | 985597.0665 | 776726.617 | 154835.3978 | 1653959.757 | 1695502.5795 | 922500.8836 | 515394.4924 | 70195.3328 | 1431.9526 | 68763.3802 | 0 | 0 | 0 | 86023.878 | 1931992.4186 | 58707.7898 | 1569754.9391 | 862674.6697 | 2432429.6087 | 5223931.7367 | 4490179.146 | 9714110.8827
2018 | Large Hotel | 4A | 122119.6852 | 0 | 834069.5502 | 1168326.7209 | 776214.7958 | 154626.8781 | 1653959.757 | 1695502.5795 | 922500.8836 | 520209.4031 | 78365.516 | 1431.9526 | 76933.5634 | 0 | 0 | 204150.3204 | 86023.878 | 2015618.3194 | 58366.5756 | 1969620.0078 | 834069.5502 | 2803689.5581 | 5622735.2503 | 4545190.4492 | 10167925.6995
2018 | Large Hotel | 4B | 122119.6852 | 0 | 581021.3468 | 950177.1423 | 776129.4923 | 154740.6161 | 1653959.757 | 1695502.5795 | 922500.8836 | 506797.7915 | 71133.6717 | 1431.9526 | 69701.7191 | 0 | 0 | 156806.8573 | 86014.3998 | 1987458.674 | 58158.0559 | 1683483.5102 | 581021.3468 | 2264504.857 | 5336418.6675 | 4263982.6004 | 9600401.2678
2018 | Large Hotel | 4C | 122119.6852 | 0 | 954129.5395 | 439057.3049 | 776356.9684 | 154446.7928 | 1653959.757 | 1695502.5795 | 922500.8836 | 508655.5129 | 59560.8252 | 1431.9526 | 58128.8726 | 0 | 0 | 140750.836 | 86014.3998 | 2045190.2122 | 58631.9644 | 1146592.5265 | 954129.5395 | 2100722.066 | 4799944.7233 | 4694831.8094 | 9494776.5327
2018 | Large Hotel | 5A | 122119.6852 | 0 | 1241242.2887 | 733629.3745 | 775968.3634 | 154674.2689 | 1653959.757 | 1695502.5795 | 922500.8836 | 517915.6858 | 68261.7859 | 1431.9526 | 66829.8334 | 0 | 0 | 184255.6399 | 86014.3998 | 2099035.7004 | 58271.7939 | 1502630.5336 | 1241242.2887 | 2743872.8223 | 5155451.9528 | 5035780.5686 | 10191232.5214
2018 | Large Hotel | 5B | 122119.6852 | 0 | 888777.552 | 716227.453 | 776101.0578 | 154683.7471 | 1653959.757 | 1695502.5795 | 922500.8836 | 510655.407 | 63209.9209 | 1431.9526 | 61777.9684 | 0 | 0 | 176805.7977 | 86014.3998 | 2074904.2776 | 58101.1869 | 1465466.626 | 888777.552 | 2354244.178 | 5118259.6107 | 4659184.4091 | 9777444.0198
2018 | Large Hotel | 5C | 122119.6852 | 0 | 974166.3925 | 282695.9216 | 776167.405 | 154437.3146 | 1653959.757 | 1695502.5795 | 922500.8836 | 514967.9747 | 52186.8083 | 1431.9526 | 50754.8557 | 0 | 0 | 171535.9347 | 86014.3998 | 2092325.1555 | 58660.3989 | 1019954.6868 | 974166.3925 | 1994121.0793 | 4673126.7983 | 4761994.1275 | 9435120.9258
2018 | Large Hotel | 6A | 122119.6852 | 0 | 2021267.3092 | 776849.8333 | 775949.407 | 154598.4436 | 1653959.757 | 1695502.5795 | 922500.8836 | 517100.5631 | 61513.3283 | 1431.9526 | 60081.3758 | 0 | 0 | 194643.7151 | 86023.878 | 2160918.6774 | 57892.6671 | 1548675.4872 | 2021267.3092 | 3569942.7964 | 5201032.4761 | 5877688.5661 | 11078721.0422
2018 | Large Hotel | 6B | 122119.6852 | 0 | 1661864.5514 | 518768.7212 | 775826.1908 | 154494.1837 | 1653959.757 | 1695502.5795 | 922500.8836 | 501565.8412 | 48234.4111 | 1431.9526 | 46802.4585 | 0 | 0 | 186539.8791 | 86014.3998 | 2144720.4835 | 57778.9291 | 1253676.9 | 1661864.5514 | 2915541.4514 | 4905683.1965 | 5502097.0927 | 10407780.2892
2018 | Large Hotel | 7 | 122119.6852 | 0 | 2869629.9409 | 616810.9197 | 775684.0183 | 154399.402 | 1653959.757 | 1695502.5795 | 922500.8836 | 524266.0602 | 58120.1432 | 1431.9526 | 56688.1906 | 0 | 0 | 203695.3682 | 86033.3561 | 2234706.2369 | 57504.0621 | 1401460.5387 | 2869629.9409 | 4271090.4797 | 5052964.4922 | 6799838.7574 | 11852803.2496
2018 | Large Hotel | 8 | 122119.6852 | 0 | 4746705.8381 | 352512.1276 | 776091.5796 | 153546.3666 | 1653959.757 | 1695502.5795 | 922500.8836 | 521782.7795 | 77882.1293 | 1431.9526 | 76450.1767 | 0 | 0 | 211382.1647 | 86033.3561 | 2333525.6454 | 57153.3698 | 1162127.2484 | 4746705.8381 | 5908833.0865 | 4812844.5137 | 8775734.063 | 13588578.5767
2006 | Large Office | 0A | 498588.4208 | 0 | 10274.3371 | 12136797.6806 | 4907521.9616 | 936443.2728 | 14419416.0708 | 0 | 1990624.383 | 2724083.1505 | 1820510.1739 | 133.5597 | 1820376.6142 | 4197872.3592 | 0 | 0 | 0 | 395855.8025 | 0 | 20879129.8044 | 10274.3371 | 20889404.1415 | 43133259.5742 | 406130.1396 | 43539389.7139
2006 | Large Office | 0B | 498588.4208 | 0 | 182909.7397 | 10156760.4143 | 4907521.9616 | 936623.3581 | 14419416.0708 | 0 | 1990624.383 | 2753560.2616 | 1618274.444 | 133.5597 | 1618140.8843 | 3409497.0703 | 18169.6534 | 0 | 0 | 395059.6362 | 0 | 17956128.2838 | 182909.7397 | 18139038.0235 | 40210447.617 | 577969.3758 | 40788416.9929
2006 | Large Office | 1A | 498588.4208 | 0 | 55523.1244 | 8072159.968 | 4907521.9616 | 936727.6179 | 14419416.0708 | 0 | 1990624.383 | 2672872.5938 | 1285249.4356 | 133.5597 | 1285115.8759 | 3265969.1302 | 0 | 0 | 0 | 424584.1381 | 0 | 15296117.5678 | 55523.1244 | 15351640.6922 | 37550541.1609 | 480116.7407 | 38030657.9016
2006 | Large Office | 1B | 498588.4208 | 0 | 689328.4043 | 8577934.117 | 4907521.9616 | 935552.3248 | 14419416.0708 | 0 | 1990624.383 | 2628960.2286 | 1329891.62 | 133.5597 | 1329758.0602 | 2832939.9419 | 105093.9576 | 0 | 0 | 425901.6039 | 0 | 15474686.3052 | 689328.4043 | 16164014.7096 | 37727925.127 | 1115230.0082 | 38843155.1352
2006 | Large Office | 2A | 498588.4208 | 0 | 1144109.9946 | 7490598.3655 | 4907521.9616 | 935230.067 | 14419416.0708 | 0 | 1990624.383 | 2372461.971 | 1294699.1719 | 133.5597 | 1294565.6121 | 2841403.9484 | 11506.4993 | 0 | 0 | 457681.9105 | 0 | 14010536.3962 | 1144109.9946 | 15154646.3908 | 36263462.4383 | 1601791.9051 | 37865254.3434
2006 | Large Office | 2B | 498588.4208 | 0 | 1033632.436 | 5438517.5231 | 4907521.9616 | 935912.4953 | 14419416.0708 | 0 | 1990624.383 | 2617671.7272 | 1000411.4474 | 133.5597 | 1000277.8876 | 1838149.0497 | 47618.33 | 0 | 0 | 459748.1517 | 0 | 10942234.5176 | 1033632.436 | 11975866.9536 | 33195842.988 | 1493380.5877 | 34689223.5757
2006 | Large Office | 3A | 498588.4208 | 0 | 4129032.4048 | 4993289.929 | 4907521.9616 | 935732.41 | 14419416.0708 | 0 | 1990624.383 | 2334899.9802 | 950215.055 | 133.5597 | 950081.4952 | 1867427.1193 | 41476.4753 | 0 | 0 | 515280.7543 | 0 | 10187174.999 | 4129032.4048 | 14316207.4038 | 32440584.4278 | 4644322.6373 | 37084907.0651
2006 | Large Office | 3B | 498588.4208 | 0 | 1959668.6773 | 4717067.598 | 4907521.9616 | 935694.4973 | 14419416.0708 | 0 | 1990624.383 | 2556300.5714 | 795863.0438 | 133.5597 | 795729.4841 | 1616634.7205 | 733581.9837 | 0 | 0 | 500437.9389 | 0 | 10419314.3577 | 1959668.6773 | 12378983.0349 | 32672704.8301 | 2460106.6162 | 35132811.4463
2006 | Large Office | 3C | 498588.4208 | 0 | 844400.7564 | 3585933.2193 | 4907521.9616 | 935552.3248 | 14419416.0708 | 0 | 1990624.383 | 2250193.5679 | 688911.3648 | 133.5597 | 688777.805 | 1484309.9783 | 7563.5803 | 0 | 0 | 521877.5612 | 0 | 8016778.1508 | 844400.7564 | 8861178.9072 | 30270035.9289 | 1366287.7957 | 31636323.7246
2006 | Large Office | 4A | 498588.4208 | 0 | 6796218.0961 | 4354366.4369 | 4907521.9616 | 934301.2062 | 14419416.0708 | 0 | 1990624.383 | 2201731.6808 | 944480.7616 | 133.5597 | 944347.2019 | 1410332.8553 | 29060.0716 | 0 | 0 | 561240.4044 | 0 | 8939838.2465 | 6796218.0961 | 15736056.3426 | 31191825.9497 | 7357458.5005 | 38549284.4502
2006 | Large Office | 4B | 498588.4208 | 0 | 2569238.2745 | 4091707.3683 | 4907521.9616 | 935012.069 | 14419416.0708 | 0 | 1990624.383 | 2681365.0348 | 612972.2605 | 133.5597 | 612838.7008 | 1241706.719 | 1139010.7387 | 0 | 0 | 548283.745 | 0 | 9766628.5616 | 2569238.2745 | 12335866.8361 | 32019336.6058 | 3117522.0194 | 35136858.6252
2006 | Large Office | 4C | 498588.4208 | 0 | 4844586.9077 | 2732423.9408 | 4907521.9616 | 933230.1729 | 14419416.0708 | 0 | 1990624.383 | 2241179.8275 | 428498.6227 | 133.5597 | 428365.0629 | 896919.3007 | 17070.1856 | 0 | 0 | 575144.8809 | 0 | 6315958.3175 | 4844586.9077 | 11160545.2251 | 28566874.9874 | 5419731.7886 | 33986606.776
2006 | Large Office | 5A | 498588.4208 | 0 | 9672264.7587 | 3211317.9975 | 4907521.9616 | 934585.5513 | 14419416.0708 | 0 | 1990624.383 | 2197125.2898 | 591788.5488 | 133.5597 | 591654.9891 | 1020704.211 | 35685.313 | 0 | 0 | 600698.0294 | 0 | 7056487.8003 | 9672264.7587 | 16728752.559 | 29308769.3268 | 10272962.788 | 39581732.1149
2006 | Large Office | 5B | 498588.4208 | 0 | 4775585.8244 | 3701604.8154 | 4907521.9616 | 934623.464 | 14419416.0708 | 0 | 1990624.383 | 2639424.1291 | 522882.2473 | 133.5597 | 522748.6875 | 974128.4798 | 1262350.175 | 0 | 0 | 589561.1787 | 0 | 9100256.2869 | 4775585.8244 | 13875842.1113 | 31352566.2479 | 5365147.0031 | 36717713.251
2006 | Large Office | 5C | 498588.4208 | 0 | 5409798.6656 | 2428354.744 | 4907521.9616 | 933163.8257 | 14419416.0708 | 0 | 1990624.383 | 2215162.2487 | 328778.7879 | 133.5597 | 328645.2282 | 695470.259 | 18643.5619 | 0 | 0 | 597428.0604 | 0 | 5686276.0419 | 5409798.6656 | 11096074.7075 | 27937135.8428 | 6007226.7261 | 33944362.5688
2006 | Large Office | 6A | 498588.4208 | 0 | 13187670.9092 | 3297834.7403 | 4907521.9616 | 934159.0337 | 14419416.0708 | 0 | 1990624.383 | 2256818.8093 | 562965.4315 | 133.5597 | 562831.8718 | 1001027.5285 | 43921.8434 | 0 | 0 | 630194.0968 | 0 | 7162434.7933 | 13187670.9092 | 20350105.7025 | 29414289.8021 | 13817874.4842 | 43232164.2863
2006 | Large Office | 6B | 498588.4208 | 0 | 8573792.1564 | 3157538.8565 | 4907521.9616 | 933476.6054 | 14419416.0708 | 0 | 1990624.383 | 2434307.0353 | 436213.8537 | 133.5597 | 436080.2939 | 816411.7181 | 867963.4889 | 0 | 0 | 622744.2546 | 0 | 7712301.3928 | 8573792.1564 | 16286093.5492 | 29963473.9733 | 9196545.8892 | 39160019.8625
2006 | Large Office | 7 | 498588.4208 | 0 | 15090669.6034 | 3568540.7759 | 4907521.9616 | 932907.9151 | 14419416.0708 | 0 | 1990624.383 | 2294608.2762 | 903373.935 | 133.5597 | 903240.3752 | 825453.893 | 53570.6212 | 0 | 0 | 665282.285 | 0 | 7645413.9416 | 15090669.6034 | 22736083.545 | 29896008.3537 | 15755951.8884 | 45651960.2421
2006 | Large Office | 8 | 498588.4208 | 0 | 20951487.0255 | 3099058.5428 | 4907521.9616 | 927770.7466 | 14419416.0708 | 0 | 1990624.383 | 2268543.3066 | 706066.8539 | 133.5597 | 705933.2942 | 546805.1503 | 288572.3875 | 0 | 0 | 713213.3947 | 0 | 6908912.6813 | 20951487.0255 | 27860399.7068 | 29154360.4467 | 21664709.8983 | 50819070.345
2009 | Large Office | 0A | 498588.4208 | 0 | 10132.1646 | 10806460.5866 | 4907521.9616 | 839462.6294 | 14419416.0708 | 0 | 1990624.383 | 2710102.8486 | 1591659.7405 | 133.5597 | 1591526.1807 | 3882893.7879 | 0 | 0 | 0 | 395855.8025 | 0 | 18990983.4038 | 10132.1646 | 19001115.5684 | 41148142.0084 | 405978.4889 | 41554120.4973
2009 | Large Office | 0B | 498588.4208 | 0 | 134419.418 | 9308378.8262 | 4907521.9616 | 839623.7583 | 14419416.0708 | 0 | 1990624.383 | 2689563.6525 | 1447259.8087 | 133.5597 | 1447126.249 | 3238292.8715 | 16567.8425 | 0 | 0 | 395107.027 | 0 | 16699929.4417 | 134419.418 | 16834348.8596 | 38857249.1751 | 529526.445 | 39386775.6201
2009 | Large Office | 1A | 498588.4208 | 0 | 26586.269 | 7472864.7079 | 4907521.9616 | 839718.54 | 14419416.0708 | 0 | 1990624.383 | 2553049.5588 | 1415688.0218 | 133.5597 | 1415554.4621 | 3092509.1268 | 0 | 0 | 0 | 424593.6163 | 0 | 14533977.8556 | 26586.269 | 14560564.1246 | 36691382.8926 | 451170.4072 | 37142553.2998
2009 | Large Office | 1B | 498588.4208 | 0 | 475406.0899 | 7963075.7005 | 4907521.9616 | 838656.9849 | 14419416.0708 | 0 | 1990624.383 | 2590156.5974 | 1213130.0342 | 133.5597 | 1212996.4744 | 2720206.5786 | 99681.9221 | 0 | 0 | 425892.1257 | 0 | 14586117.273 | 475406.0899 | 15061523.3629 | 36742470.2331 | 901288.7374 | 37643758.9705
2009 | Large Office | 2A | 498588.4208 | 0 | 643776.3155 | 6734951.2002 | 4907521.9616 | 838372.6398 | 14419416.0708 | 0 | 1990624.383 | 2348131.5066 | 1121523.5136 | 133.5597 | 1121389.9538 | 2630533.6049 | 9762.5159 | 0 | 0 | 457681.9105 | 0 | 12844768.7814 | 643776.3155 | 13488545.097 | 35000837.3964 | 1101458.2261 | 36102295.6224
2009 | Large Office | 2B | 498588.4208 | 0 | 475586.1751 | 5107833.6228 | 4907521.9616 | 838979.2427 | 14419416.0708 | 0 | 1990624.383 | 2603501.8618 | 877365.8344 | 133.5597 | 877232.2746 | 1773877.5737 | 39969.4462 | 0 | 0 | 459757.6299 | 0 | 10402414.7792 | 475586.1751 | 10878000.9543 | 32559089.997 | 935343.805 | 33494433.802
2009 | Large Office | 3A | 498588.4208 | 0 | 2117707.6968 | 4494150.4995 | 4907521.9616 | 838818.1138 | 14419416.0708 | 0 | 1990624.383 | 2266514.978 | 821890.1008 | 133.5597 | 821756.5411 | 1773555.3159 | 16928.013 | 0 | 0 | 515309.1888 | 0 | 9372905.3475 | 2117707.6968 | 11490613.0443 | 31529428.9146 | 2633016.8856 | 34162445.8003
2009 | Large Office | 3B | 498588.4208 | 0 | 933239.6511 | 4510708.8639 | 4907521.9616 | 838789.6793 | 14419416.0708 | 0 | 1990624.383 | 2592004.8407 | 702692.6251 | 133.5597 | 702559.0654 | 1575016.0726 | 727838.2122 | 0 | 0 | 500437.9389 | 0 | 10108127.0547 | 933239.6511 | 11041366.7058 | 32264612.7091 | 1433677.59 | 33698290.2991
2009 | Large Office | 3C | 498588.4208 | 0 | 420186.2669 | 3449826.6869 | 4907521.9616 | 838656.9849 | 14419416.0708 | 0 | 1990624.383 | 2199561.1796 | 602963.3122 | 133.5597 | 602829.7524 | 1467476.747 | 6445.1561 | 0 | 0 | 521877.5612 | 0 | 7726139.5221 | 420186.2669 | 8146325.789 | 29882483.004 | 942063.8281 | 30824546.8321
2009 | Large Office | 4A | 498588.4208 | 0 | 4476995.0104 | 3812537.3262 | 4907521.9616 | 837538.5608 | 14419416.0708 | 0 | 1990624.383 | 2199210.4873 | 658097.8316 | 133.5597 | 657964.2718 | 1359785.7706 | 24557.9405 | 0 | 0 | 561164.5791 | 0 | 8054055.7965 | 4476995.0104 | 12531050.8069 | 30209280.8542 | 5038159.5895 | 35247440.4437
2009 | Large Office | 4B | 498588.4208 | 0 | 1540714.5726 | 4019085.6238 | 4907521.9616 | 838183.0764 | 14419416.0708 | 0 | 1990624.383 | 2800733.1176 | 567846.6895 | 133.5597 | 567713.1297 | 1237460.4985 | 1129579.9587 | 0 | 0 | 548226.8759 | 0 | 9754572.3283 | 1540714.5726 | 11295286.9009 | 31910441.9017 | 2088941.4485 | 33999383.3502
2009 | Large Office | 4C | 498588.4208 | 0 | 2834864.0105 | 2661565.136 | 4907521.9616 | 836581.2655 | 14419416.0708 | 0 | 1990624.383 | 2266751.9323 | 357109.0404 | 133.5597 | 356975.4806 | 900720.0472 | 14738.5556 | 0 | 0 | 575154.3591 | 0 | 6200751.1517 | 2834864.0105 | 9035615.1622 | 28355028.3923 | 3410018.3696 | 31765046.762
2009 | Large Office | 5A | 498588.4208 | 0 | 6609517.0881 | 3147681.5589 | 4907521.9616 | 837794.4714 | 14419416.0708 | 0 | 1990624.383 | 2228166.2991 | 520588.53 | 133.5597 | 520454.9702 | 1011197.6057 | 30690.317 | 0 | 0 | 600612.7258 | 0 | 6938190.7508 | 6609517.0881 | 13547707.839 | 29093671.7192 | 7210129.814 | 36303801.5332
2009 | Large Office | 5B | 498588.4208 | 0 | 3120934.1609 | 3671445.276 | 4907521.9616 | 837832.384 | 14419416.0708 | 0 | 1990624.383 | 2780440.3539 | 493717.9158 | 133.5597 | 493584.3561 | 977521.665 | 1256217.7985 | 0 | 0 | 589523.266 | 0 | 9179209.4495 | 3120934.1609 | 12300143.6104 | 31334737.8087 | 3710447.9488 | 35045185.7575
2009 | Large Office | 5C | 498588.4208 | 0 | 3076557.3653 | 2386063.146 | 4907521.9616 | 836514.9183 | 14419416.0708 | 0 | 1990624.383 | 2276078.4523 | 275729.4661 | 133.5597 | 275595.9063 | 701640.5481 | 16264.5411 | 0 | 0 | 597418.5823 | 0 | 5655642.5939 | 3076557.3653 | 8732199.9593 | 27809853.4874 | 3673966.4695 | 31483819.9568
2009 | Large Office | 6A | 498588.4208 | 0 | 9455517.9493 | 3227364.5406 | 4907521.9616 | 837415.3445 | 14419416.0708 | 0 | 1990624.383 | 2311868.0252 | 560472.6726 | 133.5597 | 560339.1128 | 985834.0207 | 37287.1238 | 0 | 0 | 630099.3151 | 0 | 7122692.8232 | 9455517.9493 | 16578210.7725 | 29277804.1429 | 10085617.2645 | 39363421.4073
2009 | Large Office | 6B | 498588.4208 | 0 | 5932595.6094 | 3140487.6272 | 4907521.9616 | 836808.7416 | 14419416.0708 | 0 | 1990624.383 | 2563229.1142 | 398462.2995 | 133.5597 | 398328.7397 | 821046.5436 | 861641.549 | 0 | 0 | 622677.9074 | 0 | 7784733.5738 | 5932595.6094 | 13717329.1832 | 29939228.8124 | 6555273.5168 | 36494502.3292
2009 | Large Office | 7 | 498588.4208 | 0 | 10338314.7755 | 3518372.818 | 4907521.9616 | 836296.9204 | 14419416.0708 | 0 | 1990624.383 | 2365846.2078 | 834410.7644 | 133.5597 | 834277.2046 | 825264.3296 | 45760.6085 | 0 | 0 | 665168.547 | 0 | 7589521.1685 | 10338314.7755 | 17927835.944 | 29743504.5859 | 11003483.3225 | 40746987.9084
2009 | Large Office | 8 | 498588.4208 | 0 | 14610448.6028 | 3110915.7344 | 4907521.9616 | 831681.0512 | 14419416.0708 | 0 | 1990624.383 | 2364822.5653 | 647614.9747 | 133.5597 | 647481.415 | 555619.8491 | 277245.9734 | 0 | 0 | 713156.5256 | 0 | 6956085.5373 | 14610448.6028 | 21566534.14 | 29105462.5636 | 15323614.6066 | 44429077.1702
2012 | Large Office | 0A | 498588.4208 | 0 | 12245.7966 | 7656096.7054 | 4070267.746 | 839462.6294 | 14419416.0708 | 0 | 1937413.9323 | 2328805.5164 | 1312006.3117 | 133.5597 | 1311872.752 | 2661119.662 | 0 | 81019.4038 | 0 | 395865.2807 | 0 | 14038914.0395 | 12245.7966 | 14051159.8362 | 35305607.9777 | 408111.0773 | 35713719.0551
2012 | Large Office | 0B | 498588.4208 | 0 | 13373.699 | 8327937.8846 | 4070267.746 | 839623.7583 | 14419416.0708 | 0 | 1937413.9323 | 2347667.0762 | 1323436.9857 | 133.5597 | 1323303.4259 | 2287992.513 | 16956.4475 | 0 | 0 | 395163.8961 | 0 | 14303857.3473 | 13373.699 | 14317231.0462 | 35570702.9362 | 408537.595 | 35979240.5312
2012 | Large Office | 1A | 498588.4208 | 0 | 15165.0732 | 6038798.513 | 4070267.746 | 839718.54 | 14419416.0708 | 0 | 1937413.9323 | 2250819.1272 | 1289154.442 | 133.5597 | 1289020.8822 | 2249037.2311 | 0 | 78024.3018 | 0 | 424574.66 | 0 | 11905700.0553 | 15165.0732 | 11920865.1286 | 33172640.426 | 439739.7332 | 33612380.1592
2012 | Large Office | 1B | 498588.4208 | 0 | 161422.7265 | 7225332.7999 | 4070267.746 | 838656.9849 | 14419416.0708 | 0 | 1937413.9323 | 2295622.4405 | 1336611.643 | 133.5597 | 1336478.0833 | 2000718.6349 | 100534.9574 | 0 | 0 | 425863.6912 | 0 | 12958686.916 | 161422.7265 | 13120109.6425 | 34224565.7315 | 587286.4177 | 34811852.1493
2012 | Large Office | 2A | 498588.4208 | 0 | 105956.4711 | 5269749.2142 | 4070267.746 | 838372.6398 | 14419416.0708 | 0 | 1937413.9323 | 2178766.073 | 929600.0335 | 133.5597 | 929466.4738 | 1977004.2516 | 4729.6072 | 48348.1491 | 0 | 457653.476 | 0 | 10408063.7689 | 105956.4711 | 10514020.2401 | 31673677.1957 | 563619.4253 | 32237296.621
2012 | Large Office | 2B | 498588.4208 | 0 | 215182.9112 | 4814465.2809 | 4070267.746 | 838979.2427 | 14419416.0708 | 0 | 1937413.9323 | 2397692.8616 | 837803.9495 | 133.5597 | 837670.3898 | 1522374.3121 | 39988.4025 | 0 | 0 | 459738.6736 | 0 | 9612191.2469 | 215182.9112 | 9827374.1581 | 30878392.3203 | 674921.5847 | 31553313.905
2012 | Large Office | 3A | 498588.4208 | 0 | 756917.2401 | 4068428.9809 | 4070267.746 | 838818.1138 | 14419416.0708 | 0 | 1937413.9323 | 2134578.8408 | 773456.6481 | 133.5597 | 773323.0884 | 1446747.9875 | 16899.5785 | 19164.8613 | 0 | 515290.2325 | 0 | 8459143.3373 | 756917.2401 | 9216060.5775 | 29725202.2381 | 1272197.9944 | 30997400.2325
2012 | Large Office | 3B | 498588.4208 | 0 | 634430.8392 | 4315278.4606 | 4070267.746 | 838789.6793 | 14419416.0708 | 0 | 1937413.9323 | 2434202.7754 | 672931.1689 | 133.5597 | 672797.6091 | 1375557.4468 | 728549.075 | 0 | 0 | 500456.8952 | 0 | 9526385.3669 | 634430.8392 | 10160816.206 | 30792396.8768 | 1134887.7344 | 31927284.6112
2012 | Large Office | 3C | 498588.4208 | 0 | 349858.2397 | 3326809.5084 | 4070267.746 | 838656.9849 | 14419416.0708 | 0 | 1937413.9323 | 2092884.3675 | 576178.0016 | 133.5597 | 576044.4418 | 1325768.6157 | 6350.3744 | 0 | 0 | 521887.0394 | 0 | 7327857.3078 | 349858.2397 | 7677715.5476 | 28593764.5579 | 871745.2791 | 29465509.837
2012 | Large Office | 4A | 498588.4208 | 0 | 1320688.3161 | 3561138.3245 | 4070267.746 | 837538.5608 | 14419416.0708 | 0 | 1937413.9323 | 2104476.1704 | 614138.0755 | 133.5597 | 614004.5158 | 1130328.7342 | 24245.1608 | 21373.2751 | 0 | 561240.4044 | 0 | 7455566.1809 | 1320688.3161 | 8776254.497 | 28720326.5723 | 1881928.7206 | 30602255.2928
2012 | Large Office | 4B | 498588.4208 | 0 | 1021471.9429 | 3899196.2416 | 4070267.746 | 838183.0764 | 14419416.0708 | 0 | 1937413.9323 | 2658418.3833 | 547402.2751 | 133.5597 | 547268.7153 | 1129769.5222 | 1135039.3851 | 0 | 0 | 548264.7886 | 0 | 9369692.2476 | 1021471.9429 | 10391164.1904 | 30635106.6327 | 1569736.7315 | 32204843.3642
2012 | Large Office | 4C | 498588.4208 | 0 | 2145241.7829 | 2615633.9204 | 4070267.746 | 836581.2655 | 14419416.0708 | 0 | 1937413.9323 | 2155402.382 | 345403.4995 | 133.5597 | 345269.9397 | 852324.5072 | 14444.7323 | 0 | 0 | 575163.8373 | 0 | 5983075.4816 | 2145241.7829 | 8128317.2645 | 27246878.5777 | 2720405.6202 | 29967284.1979
2012 | Large Office | 5A | 498588.4208 | 0 | 1993354.0962 | 3018408.7876 | 4070267.746 | 837794.4714 | 14419416.0708 | 0 | 1937413.9323 | 2116807.2706 | 470240.4868 | 133.5597 | 470106.927 | 878484.2585 | 30225.8866 | 17307.1398 | 0 | 600669.5949 | 0 | 6531340.2702 | 1993354.0962 | 8524694.3664 | 27796375.5285 | 2594023.6911 | 30390399.2196
2012 | Large Office | 5B | 498588.4208 | 0 | 2187789.2915 | 3575554.6223 | 4070267.746 | 837832.384 | 14419416.0708 | 0 | 1937413.9323 | 2620088.6607 | 470268.9213 | 133.5597 | 470135.3615 | 917828.1454 | 1256890.7486 | 0 | 0 | 589580.135 | 0 | 8840497.5386 | 2187789.2915 | 11028286.8301 | 30105551.7532 | 2777359.9484 | 32882911.7016
2012 | Large Office | 5C | 498588.4208 | 0 | 2637708.5802 | 2356974.6399 | 4070267.746 | 836514.9183 | 14419416.0708 | 0 | 1937413.9323 | 2171174.0582 | 264640.0063 | 133.5597 | 264506.4465 | 678580.1586 | 16027.5868 | 0 | 0 | 597456.495 | 0 | 5487262.8901 | 2637708.5802 | 8124971.4702 | 26750999.639 | 3235155.597 | 29986155.2359
2012 | Large Office | 6A | 498588.4208 | 0 | 7416659.1552 | 3140828.8414 | 4070267.746 | 837415.3445 | 14419416.0708 | 0 | 1937413.9323 | 2157127.4091 | 541364.6803 | 133.5597 | 541231.1206 | 839216.197 | 36832.1716 | 0 | 0 | 630108.7933 | 0 | 6715235.7396 | 7416659.1552 | 14131894.8949 | 27979872.9148 | 8046777.4267 | 36026650.3415
2012 | Large Office | 6B | 498588.4208 | 0 | 4378545.2505 | 3078566.7376 | 4070267.746 | 836808.7416 | 14419416.0708 | 0 | 1937413.9323 | 2400659.529 | 377506.0639 | 133.5597 | 377372.5041 | 777750.2595 | 861082.337 | 0 | 0 | 622687.3856 | 0 | 7495431.3672 | 4378545.2505 | 11873976.6177 | 28759471.4176 | 5001223.1579 | 33760694.5755
2012 | Large Office | 7 | 498588.4208 | 0 | 8245079.7157 | 2921646.1422 | 4070267.746 | 836296.9204 | 14419416.0708 | 0 | 1937413.9323 | 2180178.3204 | 462771.6882 | 133.5597 | 462638.1285 | 701763.7644 | 45049.7457 | 0 | 0 | 665225.416 | 0 | 6311276.1011 | 8245079.7157 | 14556355.8168 | 27574785.3739 | 8910314.6099 | 36485099.9838
2012 | Large Office | 8 | 498588.4208 | 0 | 5611551.0088 | 2505999.9191 | 4070267.746 | 831681.0512 | 14419416.0708 | 0 | 1937413.9323 | 2171676.4012 | 289624.4644 | 133.5597 | 289490.9047 | 514048.5921 | 273776.9629 | 39855.7081 | 0 | 713080.7003 | 0 | 5794848.4881 | 5611551.0088 | 11406399.4969 | 27053760.8481 | 6324622.2309 | 33378383.079
2015 | Large Office | 0A | 498588.4208 | 0 | 14511.0795 | 6970474.2659 | 3133568.5626 | 621625.8304 | 14419416.0708 | 0 | 1884222.4379 | 2182424.6469 | 1121343.4283 | 133.5597 | 1121209.8686 | 2496246.8813 | 0 | 114903.8643 | 0 | 358227.4645 | 0 | 12885259.527 | 14511.0795 | 12899770.6065 | 32944225.9884 | 372729.0658 | 33316955.0542
2015 | Large Office | 0B | 498588.4208 | 0 | 17146.0109 | 7106950.4469 | 3134165.6873 | 621398.3543 | 14419416.0708 | 0 | 1884222.4379 | 2152009.1969 | 1096501.1427 | 133.5597 | 1096367.583 | 2122750.0837 | 17164.9673 | 0 | 0 | 356455.0466 | 0 | 12495242.2777 | 17146.0109 | 12512388.2886 | 32554587.8659 | 373601.0575 | 32928188.9234
2015 | Large Office | 1A | 498588.4208 | 0 | 19070.0796 | 5609579.5493 | 3136544.7082 | 621493.1361 | 14419416.0708 | 0 | 1884222.4379 | 2113575.2144 | 897525.9036 | 133.5597 | 897392.3439 | 2130351.5766 | 0 | 108961.0513 | 0 | 387951.0081 | 0 | 10859859.7354 | 19070.0796 | 10878929.815 | 30921669.648 | 407021.0877 | 31328690.7357
2015 | Large Office | 1B | 498588.4208 | 0 | 37618.8598 | 6275288.352 | 3136175.0595 | 620497.9281 | 14419416.0708 | 0 | 1884222.4379 | 2140995.5624 | 943750.9425 | 133.5597 | 943617.3827 | 1874924.3523 | 100857.2152 | 0 | 0 | 388680.8272 | 0 | 11335682.8648 | 37618.8598 | 11373301.7246 | 31396137.399 | 426290.2089 | 31822427.6079
2015 | Large Office | 2A | 498588.4208 | 0 | 76849.0087 | 4913057.2134 | 3135265.1551 | 620223.0612 | 14419416.0708 | 0 | 1884222.4379 | 2052677.9671 | 807416.934 | 133.5597 | 807283.3743 | 1869085.7992 | 4710.6509 | 62707.5779 | 0 | 422110.3356 | 0 | 9709522.5826 | 76849.0087 | 9786371.5913 | 29768792.3455 | 498959.3442 | 30267751.6897
2015 | Large Office | 2B | 498588.4208 | 0 | 92336.3397 | 4497733.2481 | 3136971.2259 | 620801.2296 | 14419416.0708 | 0 | 1884222.4379 | 2260704.8593 | 628687.0677 | 133.5597 | 628553.5079 | 1459562.4744 | 40016.837 | 0 | 0 | 424271.3585 | 0 | 8886570.9267 | 92336.3397 | 8978907.2664 | 28948105.9724 | 516598.2201 | 29464704.1925
2015 | Large Office | 3A | 498588.4208 | 0 | 424536.7473 | 3844004.8532 | 3138554.0804 | 620649.5789 | 14419416.0708 | 0 | 1884231.9161 | 2054924.2936 | 576831.9953 | 133.5597 | 576698.4356 | 1388324.5428 | 16672.1024 | 51077.8623 | 0 | 481282.5557 | 0 | 7931702.0899 | 424536.7473 | 8356238.8372 | 27994677.8175 | 905828.7812 | 28900506.5987
2015 | Large Office | 3B | 498588.4208 | 0 | 221514.3292 | 4105583.4103 | 3137312.44 | 620611.6662 | 14419416.0708 | 0 | 1884222.4379 | 2302020.2058 | 526882.0353 | 133.5597 | 526748.4756 | 1324365.8464 | 730833.3141 | 0 | 0 | 466155.3952 | 0 | 8989551.2522 | 221514.3292 | 9211065.5815 | 29051247.4268 | 687660.2462 | 29738907.673
2015 | Large Office | 3C | 498588.4208 | 0 | 35704.2693 | 3154022.4551 | 3138923.7291 | 622071.3045 | 14419416.0708 | 0 | 1884231.9161 | 1977222.2496 | 451786.4883 | 133.5597 | 451652.9285 | 1288244.5376 | 6331.4181 | 0 | 0 | 488163.7077 | 0 | 6877473.5888 | 35704.2693 | 6913177.8582 | 26942250.1689 | 523867.977 | 27466118.146
2015 | Large Office | 4A | 498588.4208 | 0 | 849500.0123 | 3383365.7534 | 3138336.0825 | 622639.9947 | 14419416.0708 | 0 | 1884231.9161 | 2014954.8474 | 471738.0378 | 133.5597 | 471604.478 | 1082700.9261 | 24188.2918 | 53532.7086 | 0 | 528142.6321 | 0 | 7030347.0053 | 849500.0123 | 7879847.0176 | 27095095.1509 | 1377633.1662 | 28472728.317
2015 | Large Office | 4B | 498588.4208 | 0 | 487737.19 | 3759431.1354 | 3134668.0304 | 620478.9718 | 14419416.0708 | 0 | 1884222.4379 | 2492322.9186 | 436393.9389 | 133.5597 | 436260.3792 | 1081137.0279 | 1135579.6409 | 0 | 0 | 514882.6711 | 0 | 8904731.1019 | 487737.19 | 9392468.292 | 28963659.6506 | 1002619.8612 | 29966279.5118
2015 | Large Office | 4C | 498588.4208 | 0 | 726444.9211 | 2522908.9757 | 3141776.6585 | 622763.2109 | 14419416.0708 | 0 | 1884231.9161 | 2051218.3288 | 282989.7449 | 133.5597 | 282856.1852 | 828041.4336 | 14435.2541 | 0 | 0 | 542397.8009 | 0 | 5699460.1774 | 726444.9211 | 6425905.0985 | 25767762.637 | 1268833.2438 | 27036595.8808
2015 | Large Office | 5A | 498588.4208 | 0 | 1372277.9997 | 2907571.0586 | 3137141.833 | 621189.8346 | 14419416.0708 | 0 | 1884222.4379 | 2027048.9933 | 373041.8455 | 133.5597 | 372908.2857 | 853604.0602 | 30140.5831 | 44755.9224 | 0 | 567941.4712 | 0 | 6236028.9033 | 1372277.9997 | 7608306.903 | 26298151.5956 | 1940219.4708 | 28238371.0664
2015 | Large Office | 5B | 498588.4208 | 0 | 1291277.5522 | 3462214.6561 | 3137596.7852 | 622099.739 | 14419416.0708 | 0 | 1884222.4379 | 2492711.5236 | 387799.3574 | 133.5597 | 387665.7976 | 880882.2357 | 1258075.52 | 0 | 0 | 556709.8388 | 0 | 8481549.7331 | 1291277.5522 | 9772827.2853 | 28545008.8474 | 1847987.391 | 30392996.2384
2015 | Large Office | 5C | 498588.4208 | 0 | 785977.3117 | 2312095.5013 | 3143444.8165 | 622336.6933 | 14419416.0708 | 0 | 1884231.9161 | 2063378.8219 | 219220.6119 | 133.5597 | 219087.0522 | 662249.2704 | 15781.1543 | 0 | 0 | 564880.022 | 0 | 5272591.8001 | 785977.3117 | 6058569.1118 | 25342154.8564 | 1350866.8119 | 26693021.6683
2015 | Large Office | 6A | 498588.4208 | 0 | 2646703.3642 | 2973235.8257 | 3138336.0825 | 621786.9593 | 14419416.0708 | 0 | 1884231.9161 | 2088391.7146 | 401495.3141 | 133.5597 | 401361.7544 | 803872.0982 | 36813.2153 | 49305.4444 | 0 | 597551.2767 | 0 | 6352980.0525 | 2646703.3642 | 8999683.4168 | 26416875.1627 | 3244264.1191 | 29661139.2818
2015 | Large Office | 6B | 498588.4208 | 0 | 2577398.9795 | 2993424.3295 | 3139549.2883 | 620914.9676 | 14419416.0708 | 0 | 1884231.9161 | 2298949.2784 | 318874.0995 | 133.5597 | 318740.5397 | 752699.4541 | 860371.4742 | 0 | 0 | 589987.6964 | 0 | 7224185.0759 | 2577398.9795 | 9801584.0554 | 27288430.8784 | 3167386.6759 | 30455817.5543
2015 | Large Office | 7 | 498588.4208 | 0 | 2689800.6068 | 2785255.2647 | 3138999.5544 | 622450.4313 | 14419416.0708 | 0 | 1884231.9161 | 2108191.6134 | 396689.8816 | 133.5597 | 396556.3218 | 678400.0734 | 45343.569 | 54556.351 | 0 | 632885.8973 | 0 | 6068303.1932 | 2689800.6068 | 8758103.8 | 26133515.7692 | 3322686.5041 | 29456202.2733
2015 | Large Office | 8 | 498588.4208 | 0 | 4581434.9742 | 2449055.069 | 3170400.7342 | 629236.8016 | 14419416.0708 | 0 | 1884250.8724 | 2102514.1891 | 296382.4002 | 133.5597 | 296248.8405 | 500618.0241 | 272364.7155 | 58072.7524 | 0 | 680750.6598 | 0 | 5678873.5905 | 4581434.9742 | 10260308.5647 | 25782302.151 | 5262185.634 | 31044487.785
2018 | Large Office | 0A | 498588.4208 | 0 | 22065.1816 | 6553311.5354 | 2878757.4194 | 414878.4913 | 14419416.0708 | 0 | 1858489.2042 | 2155809.9433 | 1084615.5166 | 133.5597 | 1084481.9568 | 2497156.7857 | 0 | 117425.0578 | 0 | 358227.4645 | 0 | 12408185.2791 | 22065.1816 | 12430250.4607 | 31979850.5463 | 380292.6461 | 32360143.1924
2018 | Large Office | 0B | 498588.4208 | 0 | 21449.1005 | 7071208.2649 | 2879307.1533 | 414688.9279 | 14419416.0708 | 0 | 1858489.2042 | 2124257.1128 | 1098273.5607 | 133.5597 | 1098140.0009 | 2123773.7261 | 17098.6201 | 0 | 0 | 356436.0903 | 0 | 12434477.7248 | 21449.1005 | 12455926.8253 | 32006503.1625 | 377885.1907 | 32384388.3533
2018 | Large Office | 1A | 498588.4208 | 0 | 24681.1567 | 5450147.2386 | 2881487.1326 | 414745.7969 | 14419416.0708 | 0 | 1858489.2042 | 2086818.3383 | 884199.5955 | 133.5597 | 884066.0357 | 2103992.7837 | 0 | 110761.9037 | 0 | 387941.5299 | 0 | 10635786.3 | 24681.1567 | 10660467.4567 | 30210058.0642 | 412632.1648 | 30622690.229
2018 | Large Office | 1B | 498588.4208 | 0 | 42585.4213 | 6228693.6645 | 2881145.9184 | 414063.3686 | 14419416.0708 | 0 | 1858489.2042 | 2111736.4492 | 942973.7325 | 133.5597 | 942840.1727 | 1878175.3649 | 101359.5583 | 0 | 0 | 388699.7836 | 0 | 11262805.2097 | 42585.4213 | 11305390.631 | 30836043.8532 | 431294.6831 | 31267338.5363
2018 | Large Office | 2A | 498588.4208 | 0 | 53257.8416 | 4728536.1847 | 2880302.3612 | 413873.8052 | 14419416.0708 | 0 | 1858489.2042 | 2019987.7561 | 789180.9334 | 133.5597 | 789047.3737 | 1860915.6159 | 4776.9981 | 59541.8688 | 0 | 422138.7701 | 0 | 9462805.7973 | 53257.8416 | 9516063.6389 | 29035020.7984 | 475387.1335 | 29510407.9319
2018 | Large Office | 2B | 498588.4208 | 0 | 76251.8839 | 4479032.8171 | 2881866.2594 | 414271.8883 | 14419416.0708 | 0 | 1858489.2042 | 2222801.6544 | 629909.7517 | 133.5597 | 629776.192 | 1457894.3163 | 40026.3152 | 0 | 0 | 424271.3585 | 0 | 8829531.295 | 76251.8839 | 8905783.1789 | 28403698.7993 | 500523.2424 | 28904222.0417
2018 | Large Office | 3A | 498588.4208 | 0 | 313537.8893 | 3759582.7861 | 2883316.4195 | 414167.6285 | 14419416.0708 | 0 | 1858489.2042 | 2013618.4253 | 564197.5937 | 133.5597 | 564064.034 | 1379746.7983 | 16823.7531 | 45011.833 | 0 | 481254.1212 | 0 | 7778847.6298 | 313537.8893 | 8092385.5191 | 27354370.5125 | 794782.5324 | 28149153.0449
2018 | Large Office | 3B | 498588.4208 | 0 | 225229.7722 | 4088190.9669 | 2882179.039 | 414148.6721 | 14419416.0708 | 0 | 1858489.2042 | 2262827.9696 | 525081.1829 | 133.5597 | 524947.6232 | 1322593.4285 | 732236.0834 | 0 | 0 | 466202.786 | 0 | 8930796.0716 | 225229.7722 | 9156025.8437 | 28505162.6174 | 691432.5582 | 29196595.1757
2018 | Large Office | 3C | 498588.4208 | 0 | 35334.6207 | 3132762.9181 | 2883657.6337 | 415295.5308 | 14419416.0708 | 0 | 1858489.2042 | 1942276.2339 | 449483.2928 | 133.5597 | 449349.733 | 1285761.2568 | 6312.4617 | 0 | 0 | 488154.2296 | 0 | 6816462.6035 | 35334.6207 | 6851797.2242 | 26393454.6027 | 523488.8502 | 26916943.4529
2018 | Large Office | 4A | 498588.4208 | 0 | 670372.0628 | 3282783.4051 | 2883951.457 | 415845.2647 | 14419416.0708 | 0 | 1858489.2042 | 1941129.3752 | 453208.2139 | 133.5597 | 453074.6541 | 1073109.0173 | 24074.5538 | 47191.8123 | 0 | 528133.1539 | 0 | 6821362.8178 | 670372.0628 | 7491734.8806 | 26399198.3742 | 1198505.2166 | 27597703.5909
2018 | Large Office | 4B | 498588.4208 | 0 | 522304.0789 | 3722437.8348 | 2880463.4901 | 414091.8031 | 14419416.0708 | 0 | 1858489.2042 | 2408526.4108 | 425399.2608 | 133.5597 | 425265.7011 | 1077696.4519 | 1135863.986 | 0 | 0 | 514901.6275 | 0 | 8769790.3846 | 522304.0789 | 9292094.4634 | 28342393.9907 | 1037205.7064 | 29379599.697
2018 | Large Office | 4C | 498588.4208 | 0 | 684684.1006 | 2503298.6404 | 2887458.3802 | 416015.8718 | 14419416.0708 | 0 | 1858489.2042 | 1960976.6648 | 270867.1645 | 133.5597 | 270733.6047 | 824942.0718 | 14283.6034 | 0 | 0 | 542407.2791 | 0 | 5574234.5851 | 684684.1006 | 6258918.6857 | 25155738.1936 | 1227081.9015 | 26382820.0951
2018 | Large Office | 5A | 498588.4208 | 0 | 1101486.6606 | 2883534.4175 | 2882463.3842 | 414679.4497 | 14419416.0708 | 0 | 1858489.2042 | 1958995.7271 | 364492.5354 | 133.5597 | 364358.9757 | 851016.5196 | 30074.2359 | 37884.2486 | 0 | 567913.0366 | 0 | 6125864.1244 | 1101486.6606 | 7227350.7849 | 25701055.2711 | 1669399.6972 | 27370454.9683
2018 | Large Office | 5B | 498588.4208 | 0 | 1333426.9777 | 3412662.7793 | 2882795.1201 | 415390.3125 | 14419416.0708 | 0 | 1858489.2042 | 2416061.5565 | 375790.515 | 133.5597 | 375656.9552 | 880152.4166 | 1258729.5138 | 0 | 0 | 556700.3606 | 0 | 8343263.2214 | 1333426.9777 | 9676690.1991 | 27919487.4888 | 1890127.3383 | 29809614.827
2018 | Large Office | 5C | 498588.4208 | 0 | 776025.2324 | 2305470.2599 | 2888311.4155 | 415693.614 | 14419416.0708 | 0 | 1858489.2042 | 1983951.7508 | 209875.1355 | 133.5597 | 209741.5758 | 661254.0625 | 15553.6782 | 0 | 0 | 564908.4565 | 0 | 5175971.3272 | 776025.2324 | 5951996.5596 | 24758015.1914 | 1340933.6889 | 26098948.8803
2018 | Large Office | 6A | 498588.4208 | 0 | 2067501.8262 | 2955957.1204 | 2883107.8998 | 415181.7927 | 14419416.0708 | 0 | 1858489.2042 | 2026053.7854 | 385960.5922 | 133.5597 | 385827.0325 | 802592.5451 | 36623.6519 | 43703.8455 | 0 | 597551.2767 | 0 | 6250757.9807 | 2067501.8262 | 8318259.8069 | 25827095.9861 | 2665053.1029 | 28492149.089
2018 | Large Office | 6B | 498588.4208 | 0 | 2530557.8595 | 2968022.8318 | 2884216.8458 | 414556.2335 | 14419416.0708 | 0 | 1858489.2042 | 2232421.9977 | 301472.1779 | 133.5597 | 301338.6182 | 752746.845 | 860769.5573 | 0 | 0 | 589987.6964 | 0 | 7115299.85 | 2530557.8595 | 9645857.7095 | 26692111.7639 | 3120545.5559 | 29812657.3199
2018 | Large Office | 7 | 498588.4208 | 0 | 1897643.5277 | 2769275.0687 | 2883705.0245 | 415797.8738 | 14419416.0708 | 0 | 1858489.2042 | 2037503.4157 | 367866.7642 | 133.5597 | 367733.2045 | 677063.6513 | 45040.2675 | 49542.3987 | 0 | 632923.81 | 0 | 5946158.0064 | 1897643.5277 | 7843801.5341 | 25523709.2177 | 2530567.3377 | 28054276.5554
2018 | Large Office | 8 | 498588.4208 | 0 | 3160609.7838 | 2442989.0397 | 2912414.4038 | 421522.689 | 14419416.0708 | 0 | 1858508.1606 | 2019978.2779 | 257569.2909 | 133.5597 | 257435.7311 | 500997.151 | 272146.7175 | 54110.877 | 0 | 680741.1816 | 0 | 5547657.7942 | 3160609.7838 | 8708267.578 | 25159652.6781 | 3841350.9654 | 29001003.6435
2006 | Medium Office | 0A | 53627.8468 | 9.4782 | 0 | 1498593.5816 | 533355.626 | 214557.3519 | 773646.2115 | 0 | 32026.7391 | 191345.3117 | 142.1726 | 142.1726 | 0 | 0 | 0 | 0 | 0 | 63626.9604 | 0 | 1689948.3715 | 0 | 1689948.3715 | 3243676.4725 | 63626.9604 | 3307303.4329
2006 | Medium Office | 0B | 53627.8468 | 9572.9525 | 0 | 1328365.6345 | 533355.626 | 214604.7427 | 773646.2115 | 0 | 32026.7391 | 161839.766 | 142.1726 | 142.1726 | 0 | 0 | 0 | 0 | 0 | 64072.4345 | 0 | 1499778.353 | 0 | 1499778.353 | 3053553.8449 | 64072.4345 | 3117626.2793
2006 | Medium Office | 1A | 53627.8468 | 1175.2932 | 0 | 965095.7831 | 533355.626 | 214623.6991 | 773646.2115 | 0 | 32026.7391 | 149821.4455 | 142.1726 | 142.1726 | 0 | 0 | 0 | 0 | 0 | 66479.8898 | 0 | 1116092.5217 | 0 | 1116092.5217 | 2669886.97 | 66479.8898 | 2736366.8598
2006 | Medium Office | 1B | 53627.8468 | 44879.1386 | 5838.5532 | 1060607.31 | 533355.626 | 214358.3103 | 773646.2115 | 0 | 32026.7391 | 147300.2521 | 142.1726 | 142.1726 | 0 | 0 | 0 | 0 | 0 | 66716.8441 | 0 | 1252786.7007 | 5838.5532 | 1258625.2539 | 2806306.282 | 72555.3973 | 2878861.6793
2006 | Medium Office | 2A | 53627.8468 | 47760.5025 | 26415.662 | 849424.1869 | 533355.626 | 214282.4849 | 773646.2115 | 0 | 32026.7391 | 125348.8085 | 142.1726 | 142.1726 | 0 | 0 | 0 | 0 | 0 | 69806.7278 | 0 | 1022533.498 | 26415.662 | 1048949.1599 | 2575986.7321 | 96222.3897 | 2672209.1218
2006 | Medium Office | 2B | 53627.8468 | 68963.1706 | 6293.5054 | 596897.2829 | 533355.626 | 214434.1357 | 773646.2115 | 0 | 32026.7391 | 139528.152 | 142.1726 | 142.1726 | 0 | 0 | 0 | 0 | 0 | 69986.813 | 0 | 805388.6055 | 6293.5054 | 811682.1109 | 2358993.4903 | 76270.8402 | 2435264.3305
2006 | Medium Office | 3A | 53627.8468 | 196311.8731 | 185307.7169 | 476410.776 | 533355.626 | 214396.223 | 773646.2115 | 0 | 32026.7391 | 104108.2278 | 142.1726 | 142.1726 | 0 | 0 | 0 | 0 | 0 | 75834.8444 | 0 | 776830.8769 | 185307.7169 | 962138.5938 | 2330407.3272 | 261142.5613 | 2591549.8885
2006 | Medium Office | 3B | 53627.8468 | 117832.6191 | 34178.2838 | 408272.2062 | 533355.626 | 214386.7448 | 773646.2115 | 0 | 32026.7391 | 121974.5797 | 142.1726 | 142.1726 | 0 | 0 | 0 | 0 | 0 | 74270.9462 | 0 | 648079.4051 | 34178.2838 | 682257.6889 | 2201636.899 | 108449.23 | 2310086.1291
2006 | Medium Office | 3C | 53627.8468 | 56328.7689 | 11999.3642 | 278298.0504 | 533355.626 | 214358.3103 | 773646.2115 | 0 | 32026.7391 | 89985.7534 | 142.1726 | 142.1726 | 0 | 0 | 0 | 0 | 0 | 76327.7093 | 0 | 424612.5727 | 11999.3642 | 436611.9369 | 1978141.6321 | 88327.0735 | 2066468.7056
2006 | Medium Office | 4A | 53627.8468 | 363449.9366 | 325963.7712 | 353346.2066 | 533355.626 | 214073.9652 | 773646.2115 | 0 | 32026.7391 | 99189.0572 | 142.1726 | 142.1726 | 0 | 0 | 0 | 0 | 0 | 80716.1023 | 0 | 815985.2004 | 325963.7712 | 1141948.9716 | 2369229.9147 | 406670.3954 | 2775900.3101
2006 | Medium Office | 4B | 53627.8468 | 188217.5153 | 74583.7258 | 290268.9801 | 533355.626 | 214235.0941 | 773646.2115 | 0 | 32026.7391 | 125415.1557 | 142.1726 | 142.1726 | 0 | 0 | 0 | 0 | 0 | 79265.9422 | 0 | 603901.6511 | 74583.7258 | 678485.3769 | 2157298.0162 | 153849.6681 | 2311147.6842
2006 | Medium Office | 4C | 53627.8468 | 270345.8651 | 247986.8602 | 116316.1118 | 533355.626 | 213827.5327 | 773646.2115 | 0 | 32026.7391 | 86374.5703 | 142.1726 | 142.1726 | 0 | 0 | 0 | 0 | 0 | 82232.6097 | 0 | 473036.5472 | 247986.8602 | 721023.4074 | 2026034.8291 | 330219.4699 | 2356254.2989
2006 | Medium Office | 5A | 53627.8468 | 445455.0702 | 587731.8917 | 192672.2556 | 533355.626 | 214140.3124 | 773646.2115 | 0 | 32026.7391 | 91549.6515 | 142.1726 | 142.1726 | 0 | 0 | 0 | 0 | 0 | 85038.1482 | 0 | 729676.9773 | 587731.8917 | 1317408.869 | 2282978.5607 | 672770.04 | 2955748.6006
2006 | Medium Office | 5B | 53627.8468 | 281672.2792 | 214329.8758 | 211258.9485 | 533355.626 | 214140.3124 | 773646.2115 | 0 | 32026.7391 | 115737.9434 | 142.1726 | 142.1726 | 0 | 0 | 0 | 0 | 0 | 83749.117 | 0 | 608669.171 | 214329.8758 | 822999.0468 | 2161980.2325 | 298078.9928 | 2460059.2253
2006 | Medium Office | 5C | 53627.8468 | 281899.7553 | 388311.1786 | 73436.8672 | 533355.626 | 213808.5764 | 773646.2115 | 0 | 32026.7391 | 85369.8842 | 142.1726 | 142.1726 | 0 | 0 | 0 | 0 | 0 | 84687.4559 | 0 | 440706.5066 | 388311.1786 | 829017.6852 | 1993685.8322 | 472998.6345 | 2466684.4667
2006 | Medium Office | 6A | 53627.8468 | 639624.8767 | 774357.0744 | 210263.7405 | 533355.626 | 214036.0525 | 773646.2115 | 0 | 32026.7391 | 97445.0738 | 142.1726 | 142.1726 | 0 | 0 | 0 | 0 | 0 | 88251.2481 | 0 | 947333.691 | 774357.0744 | 1721690.7654 | 2500540.4927 | 862608.3225 | 3363148.8151
2006 | Medium Office | 6B | 53627.8468 | 483784.7928 | 457662.9542 | 136116.0105 | 533355.626 | 213884.4018 | 773646.2115 | 0 | 32026.7391 | 102677.024 | 142.1726 | 142.1726 | 0 | 0 | 0 | 0 | 0 | 87398.2127 | 0 | 722577.8274 | 457662.9542 | 1180240.7816 | 2275632.9783 | 545061.1669 | 2820694.1452
2006 | Medium Office | 7 | 53627.8468 | 639681.7458 | 1017794.4126 | 207458.202 | 533355.626 | 213751.7074 | 773646.2115 | 0 | 32026.7391 | 98971.0593 | 142.1726 | 142.1726 | 0 | 0 | 0 | 0 | 0 | 92080.4291 | 0 | 946111.007 | 1017794.4126 | 1963905.4196 | 2499033.4635 | 1109874.8417 | 3608908.3052
2006 | Medium Office | 8 | 53627.8468 | 896644.4337 | 1469789.4206 | 136438.2683 | 533355.626 | 212576.4142 | 773646.2115 | 0 | 32026.7391 | 102430.5916 | 142.1726 | 142.1726 | 0 | 0 | 0 | 0 | 0 | 97331.3357 | 0 | 1135513.2937 | 1469789.4206 | 2605302.7143 | 2687250.9788 | 1567120.7564 | 4254371.7352
2009 | Medium Office | 0A | 53627.8468 | 0 | 0 | 1325721.2248 | 533355.626 | 118154.8769 | 773646.2115 | 0 | 32026.7391 | 157546.1547 | 142.1726 | 142.1726 | 0 | 0 | 0 | 0 | 0 | 63636.4386 | 0 | 1483267.3795 | 0 | 1483267.3795 | 2940593.0055 | 63636.4386 | 3004229.4441
2009 | Medium Office | 0B | 53627.8468 | 6132.3765 | 0 | 1207120.8739 | 533355.626 | 118173.8333 | 773646.2115 | 0 | 32026.7391 | 138419.206 | 142.1726 | 142.1726 | 0 | 0 | 0 | 0 | 0 | 64072.4345 | 0 | 1351672.4564 | 0 | 1351672.4564 | 2809017.0388 | 64072.4345 | 2873089.4733
2009 | Medium Office | 1A | 53627.8468 | 540.2557 | 0 | 881033.8865 | 533355.626 | 118192.7896 | 773646.2115 | 0 | 32026.7391 | 133329.4283 | 142.1726 | 142.1726 | 0 | 0 | 0 | 0 | 0 | 66489.368 | 0 | 1014903.5705 | 0 | 1014903.5705 | 2472267.1093 | 66489.368 | 2538756.4773
2009 | Medium Office | 1B | 53627.8468 | 28074.3418 | 4217.786 | 967939.2343 | 533355.626 | 118041.1389 | 773646.2115 | 0 | 32026.7391 | 130533.3679 | 142.1726 | 142.1726 | 0 | 0 | 0 | 0 | 0 | 66716.8441 | 0 | 1126546.9441 | 4217.786 | 1130764.7301 | 2583758.8321 | 70925.1519 | 2654683.984
2009 | Medium Office | 2A | 53627.8468 | 24169.3355 | 25183.4998 | 765400.203 | 533355.626 | 118003.2262 | 773646.2115 | 0 | 32026.7391 | 112069.8913 | 142.1726 | 142.1726 | 0 | 0 | 0 | 0 | 0 | 69806.7278 | 0 | 901639.4297 | 25183.4998 | 926822.9295 | 2358813.4051 | 94980.7494 | 2453794.1544
2009 | Medium Office | 2B | 53627.8468 | 36102.3525 | 7165.4971 | 556093.7577 | 533355.626 | 118088.5297 | 773646.2115 | 0 | 32026.7391 | 125329.8522 | 142.1726 | 142.1726 | 0 | 0 | 0 | 0 | 0 | 69977.3349 | 0 | 717525.9624 | 7165.4971 | 724691.4595 | 2174785.2412 | 77152.3101 | 2251937.5514
2009 | Medium Office | 3A | 53627.8468 | 102079.8993 | 114619.5192 | 399400.6384 | 533355.626 | 118060.0952 | 773646.2115 | 0 | 32026.7391 | 93710.6745 | 142.1726 | 142.1726 | 0 | 0 | 0 | 0 | 0 | 75796.9317 | 0 | 595191.2121 | 114619.5192 | 709810.7314 | 2052422.0565 | 190425.9291 | 2242847.9856
2009 | Medium Office | 3B | 53627.8468 | 54385.7439 | 34481.5853 | 379221.6128 | 533355.626 | 118060.0952 | 773646.2115 | 0 | 32026.7391 | 111008.3361 | 142.1726 | 142.1726 | 0 | 0 | 0 | 0 | 0 | 74242.5117 | 0 | 544615.6929 | 34481.5853 | 579097.2782 | 2001846.5372 | 108724.097 | 2110570.6342
2009 | Medium Office | 3C | 53627.8468 | 17942.1773 | 15667.4163 | 246669.3945 | 533355.626 | 118041.1389 | 773646.2115 | 0 | 32026.7391 | 83322.5993 | 142.1726 | 142.1726 | 0 | 0 | 0 | 0 | 0 | 76289.7966 | 0 | 347934.1711 | 15667.4163 | 363601.5874 | 1805146.0591 | 91957.2129 | 1897103.272
2009 | Medium Office | 4A | 53627.8468 | 185165.5443 | 282932.8759 | 282894.9632 | 533355.626 | 117880.01 | 773646.2115 | 0 | 32026.7391 | 88914.7201 | 142.1726 | 142.1726 | 0 | 0 | 0 | 0 | 0 | 80659.2333 | 0 | 556975.2276 | 282932.8759 | 839908.1034 | 2014025.9867 | 363592.1092 | 2377618.0959
2009 | Medium Office | 4B | 53627.8468 | 80640.277 | 69048.4741 | 268848.3141 | 533355.626 | 117974.7917 | 773646.2115 | 0 | 32026.7391 | 119462.8645 | 142.1726 | 142.1726 | 0 | 0 | 0 | 0 | 0 | 79237.5077 | 0 | 468951.4556 | 69048.4741 | 537999.9297 | 1926096.9964 | 148276.5036 | 2074373.5
2009 | Medium Office | 4C | 53627.8468 | 145376.1834 | 183544.7771 | 100108.4398 | 533355.626 | 117747.3156 | 773646.2115 | 0 | 32026.7391 | 84052.4185 | 142.1726 | 142.1726 | 0 | 0 | 0 | 0 | 0 | 82204.1752 | 0 | 329537.0416 | 183544.7771 | 513081.8187 | 1786445.6281 | 265748.9523 | 2052194.5804
2009 | Medium Office | 5A | 53627.8468 | 285169.7242 | 465918.4409 | 175118.6833 | 533355.626 | 117917.9226 | 773646.2115 | 0 | 32026.7391 | 84128.2438 | 142.1726 | 142.1726 | 0 | 0 | 0 | 0 | 0 | 84952.8447 | 0 | 544416.6513 | 465918.4409 | 1010335.0922 | 2001514.8013 | 550871.2856 | 2552386.0868
2009 | Medium Office | 5B | 53627.8468 | 170502.8141 | 177355.5316 | 198852.0229 | 533355.626 | 117927.4008 | 773646.2115 | 0 | 32026.7391 | 110667.122 | 142.1726 | 142.1726 | 0 | 0 | 0 | 0 | 0 | 83701.7261 | 0 | 480021.959 | 177355.5316 | 657377.4906 | 1937110.6308 | 261057.2577 | 2198167.8885
2009 | Medium Office | 5C | 53627.8468 | 131500.1414 | 278080.0524 | 58518.2264 | 533355.626 | 117737.8374 | 773646.2115 | 0 | 32026.7391 | 82630.6928 | 142.1726 | 142.1726 | 0 | 0 | 0 | 0 | 0 | 84621.1087 | 0 | 272649.0606 | 278080.0524 | 550729.113 | 1729548.169 | 362710.6393 | 2092258.8083
2009 | Medium Office | 6A | 53627.8468 | 440839.201 | 626440.7412 | 193193.555 | 533355.626 | 117870.5318 | 773646.2115 | 0 | 32026.7391 | 90165.8386 | 142.1726 | 142.1726 | 0 | 0 | 0 | 0 | 0 | 88175.4227 | 0 | 724198.5946 | 626440.7412 | 1350639.3358 | 2181230.3974 | 714606.6858 | 2895837.0831
2009 | Medium Office | 6B | 53627.8468 | 313623.1929 | 365838.4357 | 127756.2639 | 533355.626 | 117785.2283 | 773646.2115 | 0 | 32026.7391 | 98828.8867 | 142.1726 | 142.1726 | 0 | 0 | 0 | 0 | 0 | 87350.8219 | 0 | 540208.3435 | 365838.4357 | 906046.7791 | 1997154.8427 | 453179.7794 | 2450334.6221
2009 | Medium Office | 7 | 53627.8468 | 432356.2382 | 785730.8793 | 198254.8982 | 533355.626 | 117709.4029 | 773646.2115 | 0 | 32026.7391 | 94468.9281 | 142.1726 | 142.1726 | 0 | 0 | 0 | 0 | 0 | 91995.1256 | 0 | 725080.0645 | 785730.8793 | 1510810.9438 | 2181969.6947 | 877726.0048 | 3059695.6995
2009 | Medium Office | 8 | 53627.8468 | 637312.2031 | 1152365.4813 | 133111.4304 | 533355.626 | 117055.4091 | 773646.2115 | 0 | 32026.7391 | 98089.5894 | 142.1726 | 142.1726 | 0 | 0 | 0 | 0 | 0 | 97217.5977 | 0 | 868513.2229 | 1152365.4813 | 2020878.7042 | 2324748.8593 | 1249583.079 | 3574331.9382
2012 | Medium Office | 0A | 53627.8468 | 0 | 0 | 1039357.2511 | 287757.2648 | 118154.8769 | 773646.2115 | 0 | 18131.7407 | 118752.0017 | 142.1726 | 142.1726 | 0 | 0 | 0 | 18406.6076 | 0 | 63626.9604 | 0 | 1176515.8604 | 0 | 1176515.8604 | 2374348.127 | 63626.9604 | 2437975.0874
2012 | Medium Office | 0B | 53627.8468 | 559.2121 | 9.4782 | 967133.5898 | 289984.6349 | 118173.8333 | 773646.2115 | 0 | 18131.7407 | 112164.673 | 142.1726 | 142.1726 | 0 | 0 | 0 | 0 | 0 | 64072.4345 | 0 | 1079857.4749 | 9.4782 | 1079866.953 | 2279945.546 | 64081.9126 | 2344027.4586
2012 | Medium Office | 1A | 53627.8468 | 9.4782 | 0 | 660855.9793 | 292799.6517 | 118192.7896 | 773646.2115 | 0 | 18141.2189 | 100914.0843 | 142.1726 | 142.1726 | 0 | 0 | 0 | 35874.8764 | 0 | 66441.9772 | 0 | 797654.4181 | 0 | 797654.4181 | 2000566.9842 | 66441.9772 | 2067008.9613
2012 | Medium Office | 1B | 53627.8468 | 3345.7943 | 10710.333 | 774840.4611 | 292970.2587 | 118041.1389 | 773646.2115 | 0 | 18141.2189 | 101643.9034 | 142.1726 | 142.1726 | 0 | 0 | 0 | 0 | 0 | 66688.4096 | 0 | 879830.1588 | 10710.333 | 890540.4917 | 2082771.1593 | 77398.7426 | 2160169.9019
2012 | Medium Office | 2A | 53627.8468 | 6729.5013 | 5658.468 | 541743.8071 | 293889.6413 | 118003.2262 | 773646.2115 | 0 | 18141.2189 | 88421.8552 | 142.1726 | 142.1726 | 0 | 0 | 0 | 24017.6848 | 0 | 69759.3369 | 0 | 660912.8483 | 5658.468 | 666571.3163 | 1864725.8406 | 75427.283 | 1940153.1236
2012 | Medium Office | 2B | 53627.8468 | 9459.2144 | 14653.252 | 447578.1805 | 295747.3628 | 118088.5297 | 773646.2115 | 0 | 18141.2189 | 100999.3878 | 142.1726 | 142.1726 | 0 | 0 | 0 | 0 | 0 | 69958.3785 | 0 | 558036.7827 | 14653.252 | 572690.0347 | 1763792.8 | 84621.1087 | 1848413.9087
2012 | Medium Office | 3A | 53627.8468 | 63115.1392 | 110401.7332 | 329101.0457 | 298571.8577 | 118060.0952 | 773646.2115 | 0 | 18150.697 | 75389.3704 | 142.1726 | 142.1726 | 0 | 0 | 0 | 10501.8132 | 0 | 75749.5409 | 0 | 478107.3685 | 110401.7332 | 588509.1017 | 1686687.8807 | 186151.2741 | 1872839.1548
2012 | Medium Office | 3B | 53627.8468 | 23505.8635 | 59162.742 | 308410.1989 | 294771.1112 | 118060.0952 | 773646.2115 | 0 | 18141.2189 | 91559.1297 | 142.1726 | 142.1726 | 0 | 0 | 0 | 0 | 0 | 74185.6427 | 0 | 423475.1922 | 59162.742 | 482637.9342 | 1628236.0015 | 133348.3847 | 1761584.3862
2012 | Medium Office | 3C | 53627.8468 | 7260.2788 | 45220.3528 | 199468.104 | 295425.105 | 118041.1389 | 773646.2115 | 0 | 18141.2189 | 68783.0853 | 142.1726 | 142.1726 | 0 | 0 | 0 | 0 | 0 | 76270.8402 | 0 | 275511.4682 | 45220.3528 | 320731.8209 | 1480916.7931 | 121491.193 | 1602407.9862
2012 | Medium Office | 4A | 53627.8468 | 98838.3649 | 250792.3988 | 239399.6375 | 293301.9947 | 117880.01 | 773646.2115 | 0 | 18141.2189 | 74905.9837 | 142.1726 | 142.1726 | 0 | 0 | 0 | 11269.5451 | 0 | 80630.7988 | 0 | 424413.5311 | 250792.3988 | 675205.9298 | 1627534.6169 | 331423.1976 | 1958957.8145
2012 | Medium Office | 4B | 53627.8468 | 31458.0488 | 102553.8078 | 226281.8491 | 288174.3043 | 117974.7917 | 773646.2115 | 0 | 18131.7407 | 102658.0677 | 142.1726 | 142.1726 | 0 | 0 | 0 | 0 | 0 | 79209.0732 | 0 | 360397.9656 | 102553.8078 | 462951.7735 | 1558467.1864 | 181753.4028 | 1740220.5893
2012 | Medium Office | 4C | 53627.8468 | 77702.044 | 329461.2162 | 84450.5016 | 299045.7662 | 117747.3156 | 773646.2115 | 0 | 18150.697 | 71816.1 | 142.1726 | 142.1726 | 0 | 0 | 0 | 0 | 0 | 82194.697 | 0 | 233968.6456 | 329461.2162 | 563429.8619 | 1442710.2867 | 411655.9132 | 1854366.1999
2012 | Medium Office | 5A | 53627.8468 | 178180.1324 | 218832.0069 | 145110.7946 | 293254.6039 | 117917.9226 | 773646.2115 | 0 | 18141.2189 | 70005.7694 | 142.1726 | 142.1726 | 0 | 0 | 0 | 19856.7678 | 0 | 84943.3665 | 0 | 413153.4642 | 218832.0069 | 631985.4711 | 1616255.5937 | 303775.3734 | 1920030.9671
2012 | Medium Office | 5B | 53627.8468 | 93786.4998 | 239920.9369 | 167877.3608 | 291586.4458 | 117927.4008 | 773646.2115 | 0 | 18141.2189 | 93559.0237 | 142.1726 | 142.1726 | 0 | 0 | 0 | 0 | 0 | 83682.7698 | 0 | 355222.8844 | 239920.9369 | 595143.8213 | 1556656.8558 | 323603.7067 | 1880260.5625
2012 | Medium Office | 5C | 53627.8468 | 94904.924 | 510541.6689 | 48869.4485 | 299415.4149 | 117737.8374 | 773646.2115 | 0 | 18150.697 | 74991.2872 | 142.1726 | 142.1726 | 0 | 0 | 0 | 0 | 0 | 84640.065 | 0 | 218765.6597 | 510541.6689 | 729307.3286 | 1427876.9495 | 595181.734 | 2023058.6834
2012 | Medium Office | 6A | 53627.8468 | 271028.2934 | 559837.6351 | 161119.425 | 294202.4209 | 117870.5318 | 773646.2115 | 0 | 18141.2189 | 73948.6884 | 142.1726 | 142.1726 | 0 | 0 | 0 | 9743.5596 | 0 | 88128.0319 | 0 | 515839.9664 | 559837.6351 | 1075677.6015 | 1719833.0439 | 647965.667 | 2367798.7109
2012 | Medium Office | 6B | 53627.8468 | 176720.4941 | 481775.4206 | 107093.8516 | 294486.7661 | 117785.2283 | 773646.2115 | 0 | 18141.2189 | 82374.7822 | 142.1726 | 142.1726 | 0 | 0 | 0 | 0 | 0 | 87303.431 | 0 | 366189.128 | 481775.4206 | 847964.5486 | 1570390.7253 | 569088.3298 | 2139479.0551
2012 | Medium Office | 7 | 53627.8468 | 257237.5549 | 485358.1692 | 126410.3637 | 293690.5997 | 117709.4029 | 773646.2115 | 0 | 18141.2189 | 77929.5201 | 142.1726 | 142.1726 | 0 | 0 | 0 | 19515.5536 | 0 | 91976.1692 | 0 | 481092.9923 | 485358.1692 | 966451.1615 | 1684422.5979 | 577324.8602 | 2261747.4581
2012 | Medium Office | 8 | 53627.8468 | 372577.4151 | 773399.7791 | 52565.9351 | 318144.2803 | 117055.4091 | 773646.2115 | 0 | 18198.0879 | 81749.223 | 142.1726 | 142.1726 | 0 | 0 | 0 | 20302.2418 | 0 | 97189.1632 | 0 | 527194.815 | 773399.7791 | 1300594.5941 | 1754390.4546 | 870588.9423 | 2624979.3968
2015 | Medium Office | 0A | 53627.8468 | 0 | 0 | 884199.5955 | 314030.7542 | 96762.6455 | 764575.6021 | 0 | 17885.3083 | 112515.3653 | 18.9563 | 142.1726 | -123.2162 | 0 | 0 | 16274.0192 | 0 | 51684.4652 | 0 | 1012865.7638 | 0 | 1012865.7638 | 2206271.7246 | 51684.4652 | 2257956.1898
2015 | Medium Office | 0B | 53627.8468 | 568.6902 | 0 | 839604.802 | 314106.5796 | 96743.6891 | 764575.6021 | 0 | 17885.3083 | 102440.0698 | 18.9563 | 142.1726 | -123.2162 | 0 | 0 | 0 | 0 | 51618.1181 | 0 | 942490.3458 | 0 | 942490.3458 | 2135953.1756 | 51618.1181 | 2187571.2936
2015 | Medium Office | 1A | 53627.8468 | 9.4782 | 0 | 622166.0862 | 314466.7501 | 96753.1673 | 764575.6021 | 0 | 17885.3083 | 97151.2505 | 18.9563 | 142.1726 | -123.2162 | 0 | 0 | 15885.4142 | 0 | 55106.0849 | 0 | 735089.0128 | 0 | 735089.0128 | 1928912.0131 | 55106.0849 | 1984018.098
2015 | Medium Office | 1B | 53627.8468 | 3251.0126 | 1165.815 | 687821.3752 | 314400.4029 | 96610.9947 | 764575.6021 | 0 | 17885.3083 | 96971.1652 | 18.9563 | 142.1726 | -123.2162 | 0 | 0 | 0 | 0 | 55305.1265 | 0 | 787920.3367 | 1165.815 | 789086.1517 | 1981534.8173 | 56470.9415 | 2038005.7587
2015 | Medium Office | 2A | 53627.8468 | 5250.9066 | 3658.5739 | 522958.0726 | 314239.274 | 96573.0821 | 764575.6021 | 0 | 17885.3083 | 85606.8385 | 18.9563 | 142.1726 | -123.2162 | 0 | 0 | 10492.3351 | 0 | 59086.9166 | 0 | 624184.9366 | 3658.5739 | 627843.5105 | 1817600.3755 | 62736.0124 | 1880336.3879
2015 | Medium Office | 2B | 53627.8468 | 9544.518 | 3819.7028 | 429313.7454 | 314485.7064 | 96658.3856 | 764575.6021 | 0 | 17894.7864 | 96392.9968 | 18.9563 | 142.1726 | -123.2162 | 0 | 0 | 0 | 0 | 59352.3054 | 0 | 535128.0439 | 3819.7028 | 538947.7467 | 1728884.697 | 63172.0082 | 1792056.7052
2015 | Medium Office | 3A | 53627.8468 | 49504.486 | 37334.5147 | 307054.8205 | 314713.1825 | 96629.9511 | 764575.6021 | 0 | 17894.7864 | 74782.7674 | 18.9563 | 142.1726 | -123.2162 | 0 | 0 | 9118.0003 | 0 | 65968.0686 | 0 | 440336.858 | 37334.5147 | 477671.3727 | 1634292.5527 | 103302.5833 | 1737595.136
2015 | Medium Office | 3B | 53627.8468 | 17837.9174 | 19449.2064 | 300022.0178 | 314552.0536 | 96629.9511 | 764575.6021 | 0 | 17894.7864 | 88421.8552 | 18.9563 | 142.1726 | -123.2162 | 0 | 0 | 0 | 0 | 64205.1288 | 0 | 406158.5742 | 19449.2064 | 425607.7806 | 1599953.1399 | 83654.3353 | 1683607.4752
2015 | Medium Office | 3C | 53627.8468 | 5914.3786 | 2104.1539 | 200662.3535 | 314836.3987 | 96791.08 | 764575.6021 | 0 | 17894.7864 | 67039.1019 | 18.9563 | 142.1726 | -123.2162 | 0 | 0 | 0 | 0 | 66735.8004 | 0 | 273492.6178 | 2104.1539 | 275596.7717 | 1467732.6576 | 68830.4762 | 1536563.1338
2015 | Medium Office | 4A | 53627.8468 | 100553.9138 | 105529.9534 | 224281.9551 | 314760.5733 | 96828.9927 | 764575.6021 | 0 | 17894.7864 | 75275.6323 | 18.9563 | 142.1726 | -123.2162 | 0 | 0 | 0 | 0 | 71455.9295 | 0 | 399988.285 | 105529.9534 | 505518.2384 | 1594180.9339 | 176985.8829 | 1771166.8168
2015 | Medium Office | 4B | 53627.8468 | 29562.4147 | 33401.0738 | 222319.9738 | 314182.4049 | 96592.0384 | 764575.6021 | 0 | 17885.3083 | 98667.7578 | 18.9563 | 142.1726 | -123.2162 | 0 | 0 | 0 | 0 | 69854.1186 | 0 | 350426.93 | 33401.0738 | 383828.0038 | 1543813.9344 | 103255.1924 | 1647069.1269
2015 | Medium Office | 4C | 53627.8468 | 82403.2167 | 45438.3507 | 85123.4518 | 315262.9164 | 96810.0363 | 764575.6021 | 0 | 17894.7864 | 70384.8962 | 18.9563 | 142.1726 | -123.2162 | 0 | 0 | 0 | 0 | 73105.1312 | 0 | 237788.3485 | 45438.3507 | 283226.6992 | 1432464.3841 | 118543.4819 | 1551007.866
2015 | Medium Office | 5A | 53627.8468 | 180132.6356 | 206434.5595 | 145243.489 | 314561.5318 | 96667.8638 | 764575.6021 | 0 | 17894.7864 | 72308.9649 | 18.9563 | 142.1726 | -123.2162 | 0 | 0 | 0 | 0 | 76109.7113 | 0 | 397561.8733 | 206434.5595 | 603996.4328 | 1591403.8299 | 282544.2709 | 1873948.1008
2015 | Medium Office | 5B | 53627.8468 | 88564.0277 | 102695.9804 | 165469.9054 | 314627.879 | 96772.1236 | 764575.6021 | 0 | 17894.7864 | 91180.0029 | 18.9563 | 142.1726 | -123.2162 | 0 | 0 | 0 | 0 | 74763.8111 | 0 | 345090.7198 | 102695.9804 | 447786.7002 | 1539093.8054 | 177469.2696 | 1716563.075
2015 | Medium Office | 5C | 53627.8468 | 80915.1439 | 63190.9646 | 48841.014 | 315537.7834 | 96762.6455 | 764575.6021 | 0 | 17894.7864 | 71010.4555 | 18.9563 | 142.1726 | -123.2162 | 0 | 0 | 0 | 0 | 75721.1063 | 0 | 200643.3972 | 63190.9646 | 263834.3618 | 1395546.9089 | 138912.0709 | 1534458.9799
2015 | Medium Office | 6A | 53627.8468 | 276990.0628 | 330560.684 | 158730.926 | 314741.617 | 96724.7328 | 764575.6021 | 0 | 17894.7864 | 76450.9255 | 18.9563 | 142.1726 | -123.2162 | 0 | 0 | 0 | 0 | 79597.6782 | 0 | 512048.6981 | 330560.684 | 842609.3821 | 1706118.1308 | 410158.3622 | 2116276.493
2015 | Medium Office | 6B | 53627.8468 | 183317.301 | 206036.4764 | 106648.3776 | 314931.1804 | 96601.5166 | 764575.6021 | 0 | 17894.7864 | 83872.3332 | 18.9563 | 142.1726 | -123.2162 | 0 | 0 | 0 | 0 | 78678.2956 | 0 | 373714.7956 | 206036.4764 | 579751.2719 | 1567860.0537 | 284714.772 | 1852574.8257
2015 | Medium Office | 7 | 53627.8468 | 269303.2663 | 148883.1066 | 124258.8189 | 314855.3551 | 96762.6455 | 764575.6021 | 0 | 17894.7864 | 80801.4059 | 18.9563 | 142.1726 | -123.2162 | 0 | 0 | 24387.3334 | 0 | 83682.7698 | 0 | 498627.6083 | 148883.1066 | 647510.7148 | 1692858.1699 | 232565.8764 | 1925424.0463
2015 | Medium Office | 8 | 53627.8468 | 403343.5574 | 318779.3178 | 55276.692 | 319679.744 | 97407.1611 | 764575.6021 | 0 | 17904.2646 | 85227.7116 | 18.9563 | 142.1726 | -123.2162 | 0 | 0 | 24918.111 | 0 | 89255.9342 | 0 | 568642.8558 | 318779.3178 | 887422.1736 | 1768342.322 | 408035.252 | 2176377.5739
2018 | Medium Office | 0A | 53627.8468 | 0 | 0 | 852172.8564 | 291747.5747 | 62717.056 | 764575.6021 | 0 | 12331.1002 | 112325.8019 | 18.9563 | 142.1726 | -123.2162 | 0 | 0 | 16454.1045 | 0 | 51674.9871 | 0 | 980829.5466 | 0 | 980829.5466 | 2112343.0522 | 51674.9871 | 2164018.0392
2018 | Medium Office | 0B | 53627.8468 | 388.605 | 0 | 834524.5024 | 291813.9219 | 62707.5779 | 764575.6021 | 0 | 12331.1002 | 101653.3816 | 18.9563 | 142.1726 | -123.2162 | 0 | 0 | 0 | 0 | 51608.6399 | 0 | 936443.2728 | 0 | 936443.2728 | 2068013.6474 | 51608.6399 | 2119622.2873
2018 | Medium Office | 1A | 53627.8468 | 9.4782 | 0 | 606261.7156 | 292145.6579 | 62717.056 | 764575.6021 | 0 | 12331.1002 | 96705.7764 | 18.9563 | 142.1726 | -123.2162 | 0 | 0 | 16037.065 | 0 | 55077.6504 | 0 | 718890.819 | 0 | 718890.819 | 1850792.9295 | 55077.6504 | 1905870.5799
2018 | Medium Office | 1B | 53627.8468 | 1933.5468 | 1516.5073 | 680911.7887 | 292088.7888 | 62622.2743 | 764575.6021 | 0 | 12331.1002 | 95843.2629 | 18.9563 | 142.1726 | -123.2162 | 0 | 0 | 0 | 0 | 55267.2138 | 0 | 778565.3822 | 1516.5073 | 780081.8895 | 1910306.3639 | 56783.7211 | 1967090.085
2018 | Medium Office | 2A | 53627.8468 | 3696.4866 | 4236.7423 | 509432.7229 | 291937.1381 | 62593.8398 | 764575.6021 | 0 | 12331.1002 | 83796.5078 | 18.9563 | 142.1726 | -123.2162 | 0 | 0 | 11847.7135 | 0 | 59058.4821 | 0 | 608650.2146 | 4236.7423 | 612886.957 | 1740220.5893 | 63295.2245 | 1803515.8137
2018 | Medium Office | 2B | 53627.8468 | 5298.2975 | 5013.9523 | 425001.1777 | 292164.6142 | 62650.7088 | 764575.6021 | 0 | 12331.1002 | 93881.2816 | 18.9563 | 142.1726 | -123.2162 | 0 | 0 | 0 | 0 | 59304.9146 | 0 | 524057.5405 | 5013.9523 | 529071.4928 | 1655921.7384 | 64318.8669 | 1720240.6053
2018 | Medium Office | 3A | 53627.8468 | 41713.4296 | 39097.4545 | 299728.1945 | 292373.134 | 62631.7525 | 764575.6021 | 0 | 12331.1002 | 71702.3619 | 18.9563 | 142.1726 | -123.2162 | 0 | 0 | 9411.8236 | 0 | 65949.1123 | 0 | 422432.5934 | 39097.4545 | 461530.0478 | 1554486.3547 | 105046.5667 | 1659532.9214
2018 | Medium Office | 3B | 53627.8468 | 11876.148 | 22994.0423 | 296837.3524 | 292230.9614 | 62631.7525 | 764575.6021 | 0 | 12331.1002 | 85834.3146 | 18.9563 | 142.1726 | -123.2162 | 0 | 0 | 0 | 0 | 64176.6943 | 0 | 394424.5987 | 22994.0423 | 417418.641 | 1526326.7093 | 87170.7366 | 1613497.446
2018 | Medium Office | 3C | 53627.8468 | 4985.5178 | 2710.7568 | 196823.6944 | 292486.872 | 62745.4905 | 764575.6021 | 0 | 12331.1002 | 64006.0873 | 18.9563 | 142.1726 | -123.2162 | 0 | 0 | 0 | 0 | 66707.3659 | 0 | 265692.0832 | 2710.7568 | 268402.8401 | 1397973.3207 | 69427.6009 | 1467400.9216
2018 | Medium Office | 4A | 53627.8468 | 90080.5351 | 115339.8602 | 215192.3893 | 292534.2629 | 62773.9251 | 764575.6021 | 0 | 12331.1002 | 67986.919 | 18.9563 | 142.1726 | -123.2162 | 0 | 0 | 0 | 0 | 71408.5386 | 0 | 373136.6272 | 115339.8602 | 488476.4874 | 1505493.69 | 186748.3988 | 1692242.0888
2018 | Medium Office | 4B | 53627.8468 | 21932.4872 | 42841.3319 | 212386.8508 | 291984.529 | 62612.7962 | 764575.6021 | 0 | 12331.1002 | 89454.9758 | 18.9563 | 142.1726 | -123.2162 | 0 | 0 | 0 | 0 | 69844.6405 | 0 | 323651.0975 | 42841.3319 | 366492.4295 | 1455287.8193 | 112676.4942 | 1567964.3135
2018 | Medium Office | 4C | 53627.8468 | 59399.6963 | 57267.1078 | 79682.9817 | 293055.5623 | 62764.4469 | 764575.6021 | 0 | 12331.1002 | 61191.0705 | 18.9563 | 142.1726 | -123.2162 | 0 | 0 | 0 | 0 | 73076.6967 | 0 | 200150.5323 | 57267.1078 | 257417.6401 | 1333019.4163 | 130343.8045 | 1463363.2208
2018 | Medium Office | 5A | 53627.8468 | 163318.3607 | 211457.99 | 140134.7549 | 292297.3086 | 62660.187 | 764575.6021 | 0 | 12331.1002 | 65351.9875 | 18.9563 | 142.1726 | -123.2162 | 0 | 0 | 0 | 0 | 76081.2768 | 0 | 368681.8869 | 211457.99 | 580139.8769 | 1500688.2574 | 287539.2669 | 1788227.5242
2018 | Medium Office | 5B | 53627.8468 | 72564.8755 | 111728.6771 | 160626.5602 | 292344.6995 | 62736.0124 | 764575.6021 | 0 | 12331.1002 | 84810.6721 | 18.9563 | 142.1726 | -123.2162 | 0 | 0 | 0 | 0 | 74716.4202 | 0 | 317878.8915 | 111728.6771 | 429607.5687 | 1450008.4782 | 186454.5755 | 1636463.0538
2018 | Medium Office | 5C | 53627.8468 | 57371.3677 | 76555.1854 | 45514.1761 | 293207.213 | 62736.0124 | 764575.6021 | 0 | 12331.1002 | 62916.0976 | 18.9563 | 142.1726 | -123.2162 | 0 | 0 | 0 | 0 | 75683.1937 | 0 | 165678.4252 | 76555.1854 | 242233.6106 | 1298670.5254 | 152238.379 | 1450908.9044
2018 | Medium Office | 6A | 53627.8468 | 251181.0038 | 328494.4428 | 156219.2108 | 292401.5685 | 62698.0997 | 764575.6021 | 0 | 12331.1002 | 69503.4263 | 18.9563 | 142.1726 | -123.2162 | 0 | 0 | 0 | 0 | 79540.8092 | 0 | 476780.4246 | 328494.4428 | 805274.8674 | 1608928.9676 | 408035.252 | 2016964.2196
2018 | Medium Office | 6B | 53627.8468 | 154532.0964 | 211097.8196 | 105160.3048 | 292572.1756 | 62622.2743 | 764575.6021 | 0 | 12331.1002 | 76100.2332 | 18.9563 | 142.1726 | -123.2162 | 0 | 0 | 0 | 0 | 78640.3829 | 0 | 335669.4181 | 211097.8196 | 546767.2376 | 1467903.2647 | 289738.2025 | 1757641.4671
2018 | Medium Office | 7 | 53627.8468 | 237551.3942 | 80251.672 | 121311.1078 | 292496.3502 | 62736.0124 | 764575.6021 | 0 | 12331.1002 | 72801.8297 | 18.9563 | 142.1726 | -123.2162 | 0 | 0 | 21979.878 | 0 | 83635.3789 | 0 | 453520.9935 | 80251.672 | 533772.6655 | 1585811.7091 | 163887.0509 | 1749698.76
2018 | Medium Office | 8 | 53627.8468 | 356398.1776 | 181715.4901 | 54158.2678 | 296970.0468 | 63200.4427 | 764575.6021 | 0 | 12340.5784 | 74849.1146 | 18.9563 | 142.1726 | -123.2162 | 0 | 0 | 23126.7367 | 0 | 89227.4997 | 0 | 508409.0805 | 181715.4901 | 690124.5707 | 1645647.4012 | 270942.9898 | 1916590.3911
2006 | Mid-Rise Apartment | 0A | 33740.6612 | 0 | 0 | 727525.4325 | 138694.073 | 69238.0375 | 490628.0321 | 0 | 0 | 168322.8348 | 0 | 0 | 0 | 0 | 0 | 0 | 256213.9125 | 0 | 0 | 895848.2674 | 0 | 895848.2674 | 1850622.3225 | 0 | 1850622.3225
2006 | Mid-Rise Apartment | 0B | 33740.6612 | 0 | 28.4345 | 661111.8899 | 138694.073 | 69247.5157 | 490628.0321 | 0 | 0 | 164512.6102 | 0 | 0 | 0 | 0 | 0 | 0 | 255142.8792 | 0 | 0 | 825624.5001 | 28.4345 | 825652.9346 | 1779337.0001 | 28.4345 | 1779365.4346
2006 | Mid-Rise Apartment | 1A | 33740.6612 | 0 | 0 | 489661.2587 | 138694.073 | 69256.9939 | 490628.0321 | 0 | 0 | 135262.9752 | 0 | 0 | 0 | 0 | 0 | 0 | 276250.7655 | 0 | 0 | 624924.2339 | 0 | 624924.2339 | 1599754.0983 | 0 | 1599754.0983
2006 | Mid-Rise Apartment | 1B | 33740.6612 | 0 | 9497.1271 | 501670.1011 | 138694.073 | 69171.6903 | 490628.0321 | 0 | 0 | 144333.5846 | 0 | 0 | 0 | 0 | 0 | 0 | 277056.41 | 0 | 0 | 646003.6857 | 9497.1271 | 655500.8128 | 1621553.8911 | 9497.1271 | 1631051.0182
2006 | Mid-Rise Apartment | 2A | 33740.6612 | 0 | 26093.4042 | 388311.1786 | 138694.073 | 69152.734 | 490628.0321 | 0 | 0 | 115510.4673 | 0 | 0 | 0 | 0 | 0 | 0 | 299519.6747 | 0 | 0 | 503821.6458 | 26093.4042 | 529915.05 | 1501825.6379 | 26093.4042 | 1527919.042
2006 | Mid-Rise Apartment | 2B | 33740.6612 | 0 | 26974.874 | 318305.4092 | 138694.073 | 69200.1248 | 490628.0321 | 0 | 0 | 120524.4196 | 0 | 0 | 0 | 0 | 0 | 0 | 301083.5729 | 0 | 0 | 438829.8288 | 26974.874 | 465804.7029 | 1438435.6317 | 26974.874 | 1465410.5057
2006 | Mid-Rise Apartment | 3A | 33740.6612 | 0 | 233987.602 | 206481.9504 | 138694.073 | 69181.1685 | 490628.0321 | 0 | 0 | 94269.8866 | 0 | 0 | 0 | 0 | 0 | 0 | 339517.5554 | 0 | 0 | 300751.8369 | 233987.602 | 534739.4389 | 1338782.1441 | 233987.602 | 1572769.7461
2006 | Mid-Rise Apartment | 3B | 33740.6612 | 0 | 95720.0467 | 220443.2959 | 138694.073 | 69181.1685 | 490628.0321 | 0 | 0 | 105160.3048 | 0 | 0 | 0 | 0 | 0 | 0 | 329252.6965 | 0 | 0 | 325603.6007 | 95720.0467 | 421323.6474 | 1353369.049 | 95720.0467 | 1449089.0957
2006 | Mid-Rise Apartment | 3C | 33740.6612 | 0 | 25742.7118 | 104411.5293 | 138694.073 | 69171.6903 | 490628.0321 | 0 | 0 | 68337.6113 | 0 | 0 | 0 | 0 | 0 | 0 | 343536.2998 | 0 | 0 | 172749.1406 | 25742.7118 | 198491.8524 | 1214779.2359 | 25742.7118 | 1240521.9477
2006 | Mid-Rise Apartment | 4A | 33740.6612 | 0 | 524654.6652 | 145262.4453 | 138694.073 | 69076.9086 | 490628.0321 | 0 | 0 | 89862.5371 | 0 | 0 | 0 | 0 | 0 | 0 | 370909.257 | 0 | 0 | 235124.9825 | 524654.6652 | 759779.6477 | 1304433.2533 | 524654.6652 | 1829087.9185
2006 | Mid-Rise Apartment | 4B | 33740.6612 | 0 | 211988.7676 | 156399.296 | 138694.073 | 69133.7777 | 490628.0321 | 0 | 0 | 98847.843 | 0 | 0 | 0 | 0 | 0 | 0 | 361753.3441 | 0 | 0 | 255247.139 | 211988.7676 | 467235.9066 | 1315456.3659 | 211988.7676 | 1527445.1335
2006 | Mid-Rise Apartment | 4C | 33740.6612 | 0 | 270213.1707 | 50641.8665 | 138694.073 | 69001.0833 | 490628.0321 | 0 | 0 | 68944.2142 | 0 | 0 | 0 | 0 | 0 | 0 | 380377.9496 | 0 | 0 | 119586.0807 | 270213.1707 | 389799.2514 | 1198287.2187 | 270213.1707 | 1468500.3894
2006 | Mid-Rise Apartment | 5A | 33740.6612 | 0 | 733108.0751 | 80848.7967 | 138694.073 | 69105.3431 | 490628.0321 | 0 | 0 | 83569.0317 | 0 | 0 | 0 | 0 | 0 | 0 | 397277.5281 | 0 | 0 | 164417.8285 | 733108.0751 | 897525.9036 | 1260122.8049 | 733108.0751 | 1993230.88
2006 | Mid-Rise Apartment | 5B | 33740.6612 | 0 | 378975.1804 | 108799.9224 | 138694.073 | 69105.3431 | 490628.0321 | 0 | 0 | 90592.3563 | 0 | 0 | 0 | 0 | 0 | 0 | 389562.2971 | 0 | 0 | 199392.2786 | 378975.1804 | 578367.459 | 1287382.024 | 378975.1804 | 1666357.2044
2006 | Mid-Rise Apartment | 5C | 33740.6612 | 0 | 264308.2703 | 34282.5437 | 138694.073 | 68991.6051 | 490628.0321 | 0 | 0 | 64091.3908 | 0 | 0 | 0 | 0 | 0 | 0 | 395325.025 | 0 | 0 | 98373.9345 | 264308.2703 | 362682.2048 | 1192012.6697 | 264308.2703 | 1456320.94
2006 | Mid-Rise Apartment | 6A | 33740.6612 | 0 | 1057337.3411 | 86839.0007 | 138694.073 | 69067.4305 | 490628.0321 | 0 | 0 | 91009.3958 | 0 | 0 | 0 | 0 | 0 | 0 | 416726.7346 | 0 | 0 | 177848.3965 | 1057337.3411 | 1235185.7376 | 1292964.6666 | 1057337.3411 | 2350302.0077
2006 | Mid-Rise Apartment | 6B | 33740.6612 | 0 | 716606.5798 | 65958.5904 | 138694.073 | 69020.0396 | 490628.0321 | 0 | 0 | 86185.0069 | 0 | 0 | 0 | 0 | 0 | 0 | 411817.0421 | 0 | 0 | 152143.5973 | 716606.5798 | 868750.1771 | 1262302.7841 | 716606.5798 | 1978909.3639
2006 | Mid-Rise Apartment | 7 | 33740.6612 | 0 | 1078852.7887 | 68963.1706 | 138694.073 | 68972.6487 | 490628.0321 | 0 | 0 | 90573.3999 | 0 | 0 | 0 | 0 | 0 | 0 | 439730.2551 | 0 | 0 | 159536.5705 | 1078852.7887 | 1238389.3593 | 1297571.0576 | 1078852.7887 | 2376423.8464
2006 | Mid-Rise Apartment | 8 | 33740.6612 | 0 | 1351075.3316 | 44026.1033 | 138694.073 | 68593.5219 | 490628.0321 | 0 | 0 | 98203.3274 | 0 | 0 | 0 | 0 | 0 | 0 | 470866.0461 | 0 | 0 | 142229.4307 | 1351075.3316 | 1493304.7623 | 1311020.5819 | 1351075.3316 | 2662095.9136
2009 | Mid-Rise Apartment | 0A | 33740.6612 | 0 | 0 | 595096.4304 | 138694.073 | 37410.3401 | 490628.0321 | 0 | 0 | 166749.4585 | 0 | 0 | 0 | 0 | 0 | 0 | 256213.9125 | 0 | 0 | 761845.8889 | 0 | 761845.8889 | 1684801.7247 | 0 | 1684801.7247
2009 | Mid-Rise Apartment | 0B | 33740.6612 | 0 | 9.4782 | 541004.5098 | 138694.073 | 37419.8182 | 490628.0321 | 0 | 0 | 163460.5332 | 0 | 0 | 0 | 0 | 0 | 0 | 255133.401 | 0 | 0 | 704465.043 | 9.4782 | 704474.5212 | 1626349.8455 | 9.4782 | 1626359.3237
2009 | Mid-Rise Apartment | 1A | 33740.6612 | 0 | 0 | 401068.7964 | 138694.073 | 37429.2964 | 490628.0321 | 0 | 0 | 134296.2017 | 0 | 0 | 0 | 0 | 0 | 0 | 276241.2873 | 0 | 0 | 535364.9982 | 0 | 535364.9982 | 1478357.687 | 0 | 1478357.687
2009 | Mid-Rise Apartment | 1B | 33740.6612 | 0 | 6966.4555 | 410129.9277 | 138694.073 | 37381.9055 | 490628.0321 | 0 | 0 | 143025.597 | 0 | 0 | 0 | 0 | 0 | 0 | 277046.9318 | 0 | 0 | 553155.5247 | 6966.4555 | 560121.9803 | 1496896.9891 | 6966.4555 | 1503863.4446
2009 | Mid-Rise Apartment | 2A | 33740.6612 | 0 | 16842.7095 | 309424.3632 | 138694.073 | 37362.9492 | 490628.0321 | 0 | 0 | 110013.1282 | 0 | 0 | 0 | 0 | 0 | 0 | 299453.3275 | 0 | 0 | 419437.4914 | 16842.7095 | 436280.2009 | 1385575.8733 | 16842.7095 | 1402418.5827
2009 | Mid-Rise Apartment | 2B | 33740.6612 | 0 | 14662.7302 | 247882.6003 | 138694.073 | 37391.3837 | 490628.0321 | 0 | 0 | 113567.4423 | 0 | 0 | 0 | 0 | 0 | 0 | 300969.8349 | 0 | 0 | 361450.0426 | 14662.7302 | 376112.7728 | 1329123.8881 | 14662.7302 | 1343786.6183
2009 | Mid-Rise Apartment | 3A | 33740.6612 | 0 | 183658.5152 | 164626.3482 | 138694.073 | 37381.9055 | 490628.0321 | 0 | 0 | 89208.5434 | 0 | 0 | 0 | 0 | 0 | 0 | 339422.7737 | 0 | 0 | 253834.8916 | 183658.5152 | 437493.4067 | 1259961.676 | 183658.5152 | 1443620.1911
2009 | Mid-Rise Apartment | 3B | 33740.6612 | 0 | 62044.1059 | 172758.6188 | 138694.073 | 37381.9055 | 490628.0321 | 0 | 0 | 99189.0572 | 0 | 0 | 0 | 0 | 0 | 0 | 329129.4802 | 0 | 0 | 271947.6759 | 62044.1059 | 333991.7819 | 1267781.1669 | 62044.1059 | 1329825.2728
2009 | Mid-Rise Apartment | 3C | 33740.6612 | 0 | 13515.8715 | 88194.3791 | 138694.073 | 37381.9055 | 490628.0321 | 0 | 0 | 67721.5302 | 0 | 0 | 0 | 0 | 0 | 0 | 343356.2146 | 0 | 0 | 155915.9093 | 13515.8715 | 169431.7808 | 1165976.1345 | 13515.8715 | 1179492.0061
2009 | Mid-Rise Apartment | 4A | 33740.6612 | 0 | 415977.9591 | 119169.0412 | 138694.073 | 37325.0365 | 490628.0321 | 0 | 0 | 85464.6659 | 0 | 0 | 0 | 0 | 0 | 0 | 370814.4753 | 0 | 0 | 204633.7071 | 415977.9591 | 620611.6662 | 1242085.8459 | 415977.9591 | 1658063.805
2009 | Mid-Rise Apartment | 4B | 33740.6612 | 0 | 140684.4889 | 127756.2639 | 138694.073 | 37353.471 | 490628.0321 | 0 | 0 | 94137.1922 | 0 | 0 | 0 | 0 | 0 | 0 | 361582.737 | 0 | 0 | 221893.4561 | 140684.4889 | 362577.9449 | 1250161.2474 | 140684.4889 | 1390845.7362
2009 | Mid-Rise Apartment | 4C | 33740.6612 | 0 | 236508.7954 | 43997.6687 | 138694.073 | 37287.1238 | 490628.0321 | 0 | 0 | 68716.7381 | 0 | 0 | 0 | 0 | 0 | 0 | 380283.1679 | 0 | 0 | 112714.4069 | 236508.7954 | 349223.2023 | 1159606.8038 | 236508.7954 | 1396115.5992
2009 | Mid-Rise Apartment | 5A | 33740.6612 | 0 | 681281.4373 | 68517.6966 | 138694.073 | 37334.5147 | 490628.0321 | 0 | 0 | 83625.9008 | 0 | 0 | 0 | 0 | 0 | 0 | 397230.1373 | 0 | 0 | 152143.5973 | 681281.4373 | 833425.0346 | 1216039.8326 | 681281.4373 | 1897321.2699
2009 | Mid-Rise Apartment | 5B | 33740.6612 | 0 | 336323.4119 | 91549.6515 | 138694.073 | 37343.9929 | 490628.0321 | 0 | 0 | 90658.7035 | 0 | 0 | 0 | 0 | 0 | 0 | 389495.9499 | 0 | 0 | 182208.355 | 336323.4119 | 518531.7669 | 1238370.4029 | 336323.4119 | 1574693.8148
2009 | Mid-Rise Apartment | 5C | 33740.6612 | 0 | 224784.2982 | 30804.055 | 138694.073 | 37277.6457 | 490628.0321 | 0 | 0 | 64100.869 | 0 | 0 | 0 | 0 | 0 | 0 | 395173.3742 | 0 | 0 | 94904.924 | 224784.2982 | 319689.2222 | 1156687.5272 | 224784.2982 | 1381471.8253
2009 | Mid-Rise Apartment | 6A | 33740.6612 | 0 | 972138.064 | 73569.5616 | 138694.073 | 37325.0365 | 490628.0321 | 0 | 0 | 89085.3271 | 0 | 0 | 0 | 0 | 0 | 0 | 416679.3437 | 0 | 0 | 162654.8887 | 972138.064 | 1134792.9527 | 1245981.3741 | 972138.064 | 2218119.438
2009 | Mid-Rise Apartment | 6B | 33740.6612 | 0 | 639748.093 | 56072.8583 | 138694.073 | 37296.602 | 490628.0321 | 0 | 0 | 85644.7511 | 0 | 0 | 0 | 0 | 0 | 0 | 411741.2167 | 0 | 0 | 141717.6095 | 639748.093 | 781465.7024 | 1220077.5333 | 639748.093 | 1859825.6263
2009 | Mid-Rise Apartment | 7 | 33740.6612 | 0 | 987578.0042 | 60499.1641 | 138694.073 | 37268.1675 | 490628.0321 | 0 | 0 | 90592.3563 | 0 | 0 | 0 | 0 | 0 | 0 | 439654.4297 | 0 | 0 | 151091.5204 | 987578.0042 | 1138669.5245 | 1257336.2227 | 987578.0042 | 2244914.2268
2009 | Mid-Rise Apartment | 8 | 33740.6612 | 0 | 1192533.9691 | 39144.8453 | 138694.073 | 37069.1259 | 490628.0321 | 0 | 0 | 96421.4313 | 0 | 0 | 0 | 0 | 0 | 0 | 470799.6989 | 0 | 0 | 135566.2766 | 1192533.9691 | 1328100.2457 | 1272757.2065 | 1192533.9691 | 2465291.1756
2012 | Mid-Rise Apartment | 0A | 33740.6612 | 0 | 0 | 539639.6532 | 103160.4107 | 37410.3401 | 490628.0321 | 0 | 0 | 143357.333 | 0 | 0 | 0 | 0 | 0 | 0 | 256204.4343 | 0 | 0 | 682996.9862 | 0 | 682996.9862 | 1570400.2034 | 0 | 1570400.2034
2012 | Mid-Rise Apartment | 0B | 33740.6612 | 0 | 0 | 483775.3147 | 103160.4107 | 37419.8182 | 490628.0321 | 0 | 0 | 142257.8652 | 0 | 0 | 0 | 0 | 0 | 0 | 255104.9665 | 0 | 0 | 626033.1799 | 0 | 626033.1799 | 1512336.9293 | 0 | 1512336.9293
2012 | Mid-Rise Apartment | 1A | 33740.6612 | 0 | 0 | 364084.9741 | 103160.4107 | 37429.2964 | 490628.0321 | 0 | 0 | 117614.6212 | 0 | 0 | 0 | 0 | 0 | 0 | 276250.7655 | 0 | 0 | 481699.5953 | 0 | 481699.5953 | 1389158.6218 | 0 | 1389158.6218
2012 | Mid-Rise Apartment | 1B | 33740.6612 | 0 | 3942.919 | 366501.9076 | 103160.4107 | 37381.9055 | 490628.0321 | 0 | 0 | 124893.8563 | 0 | 0 | 0 | 0 | 0 | 0 | 276961.6283 | 0 | 0 | 491395.764 | 3942.919 | 495338.683 | 1399527.7407 | 3942.919 | 1403470.6597
2012 | Mid-Rise Apartment | 2A | 33740.6612 | 0 | 17212.3581 | 292553.2192 | 103160.4107 | 37362.9492 | 490628.0321 | 0 | 0 | 101169.9949 | 0 | 0 | 0 | 0 | 0 | 0 | 299453.3275 | 0 | 0 | 393723.2141 | 17212.3581 | 410935.5722 | 1324327.9337 | 17212.3581 | 1341540.2918
2012 | Mid-Rise Apartment | 2B | 33740.6612 | 0 | 14966.0317 | 229959.3794 | 103160.4107 | 37391.3837 | 490628.0321 | 0 | 0 | 104316.7476 | 0 | 0 | 0 | 0 | 0 | 0 | 300969.8349 | 0 | 0 | 334276.127 | 14966.0317 | 349242.1586 | 1266425.7884 | 14966.0317 | 1281391.8201
2012 | Mid-Rise Apartment | 3A | 33740.6612 | 0 | 178947.8643 | 156152.8636 | 103160.4107 | 37381.9055 | 490628.0321 | 0 | 0 | 83341.5556 | 0 | 0 | 0 | 0 | 0 | 0 | 339432.2519 | 0 | 0 | 239494.4192 | 178947.8643 | 418442.2835 | 1210097.0195 | 178947.8643 | 1389044.8838
2012 | Mid-Rise Apartment | 3B | 33740.6612 | 0 | 61996.7151 | 162749.6704 | 103160.4107 | 37381.9055 | 490628.0321 | 0 | 0 | 92781.8137 | 0 | 0 | 0 | 0 | 0 | 0 | 329129.4802 | 0 | 0 | 255531.4842 | 61996.7151 | 317528.1992 | 1215821.8347 | 61996.7151 | 1277818.5497
2012 | Mid-Rise Apartment | 3C | 33740.6612 | 0 | 14653.252 | 81976.6991 | 103160.4107 | 37381.9055 | 490628.0321 | 0 | 0 | 63712.264 | 0 | 0 | 0 | 0 | 0 | 0 | 343384.6491 | 0 | 0 | 145688.963 | 14653.252 | 160342.215 | 1120234.4824 | 14653.252 | 1134887.7344
2012 | Mid-Rise Apartment | 4A | 33740.6612 | 0 | 280762.3748 | 118183.3114 | 103160.4107 | 37325.0365 | 490628.0321 | 0 | 0 | 79635.5909 | 0 | 0 | 0 | 0 | 0 | 0 | 370643.8683 | 0 | 0 | 197818.9023 | 280762.3748 | 478581.2771 | 1199576.2499 | 280762.3748 | 1480338.6247
2012 | Mid-Rise Apartment | 4B | 33740.6612 | 0 | 90876.7014 | 129974.1559 | 103160.4107 | 37353.471 | 490628.0321 | 0 | 0 | 88554.5496 | 0 | 0 | 0 | 0 | 0 | 0 | 361383.6954 | 0 | 0 | 218528.7054 | 90876.7014 | 309405.4069 | 1211063.7929 | 90876.7014 | 1301940.4943
2012 | Mid-Rise Apartment | 4C | 33740.6612 | 0 | 160029.4354 | 50537.6066 | 103160.4107 | 37287.1238 | 490628.0321 | 0 | 0 | 65418.3347 | 0 | 0 | 0 | 0 | 0 | 0 | 380036.7355 | 0 | 0 | 115955.9413 | 160029.4354 | 275985.3767 | 1127068.2435 | 160029.4354 | 1287097.6789
2012 | Mid-Rise Apartment | 5A | 33740.6612 | 0 | 500191.5064 | 70043.682 | 103160.4107 | 37334.5147 | 490628.0321 | 0 | 0 | 77427.1771 | 0 | 0 | 0 | 0 | 0 | 0 | 397087.9647 | 0 | 0 | 147470.8591 | 500191.5064 | 647662.3656 | 1175681.7814 | 500191.5064 | 1675873.2879
2012 | Mid-Rise Apartment | 5B | 33740.6612 | 0 | 245427.7541 | 93701.1963 | 103160.4107 | 37343.9929 | 490628.0321 | 0 | 0 | 83976.5931 | 0 | 0 | 0 | 0 | 0 | 0 | 389325.3429 | 0 | 0 | 177677.7894 | 245427.7541 | 423105.5435 | 1198135.568 | 245427.7541 | 1443563.3221
2012 | Mid-Rise Apartment | 5C | 33740.6612 | 0 | 178094.8289 | 36310.8722 | 103160.4107 | 37277.6457 | 490628.0321 | 0 | 0 | 61465.9375 | 0 | 0 | 0 | 0 | 0 | 0 | 394993.289 | 0 | 0 | 97776.8097 | 178094.8289 | 275871.6386 | 1123836.1873 | 178094.8289 | 1301931.0162
2012 | Mid-Rise Apartment | 6A | 33740.6612 | 0 | 707545.4485 | 75038.678 | 103160.4107 | 37325.0365 | 490628.0321 | 0 | 0 | 80943.5784 | 0 | 0 | 0 | 0 | 0 | 0 | 416518.2148 | 0 | 0 | 155982.2565 | 707545.4485 | 863527.705 | 1203623.4289 | 707545.4485 | 1911168.8774
2012 | Mid-Rise Apartment | 6B | 33740.6612 | 0 | 450857.6275 | 60082.1246 | 103160.4107 | 37296.602 | 490628.0321 | 0 | 0 | 77976.911 | 0 | 0 | 0 | 0 | 0 | 0 | 411513.7406 | 0 | 0 | 138059.0355 | 450857.6275 | 588916.6631 | 1180648.3429 | 450857.6275 | 1631505.9704
2012 | Mid-Rise Apartment | 7 | 33740.6612 | 0 | 748699.6661 | 65446.7692 | 103160.4107 | 37268.1675 | 490628.0321 | 0 | 0 | 84924.4102 | 0 | 0 | 0 | 0 | 0 | 0 | 439483.8226 | 0 | 0 | 150371.1794 | 748699.6661 | 899070.8454 | 1220911.6124 | 748699.6661 | 1969611.2784
2012 | Mid-Rise Apartment | 8 | 33740.6612 | 0 | 1018164.0613 | 45210.8746 | 103160.4107 | 37069.1259 | 490628.0321 | 0 | 0 | 91530.6952 | 0 | 0 | 0 | 0 | 0 | 0 | 470657.5263 | 0 | 0 | 136741.5698 | 1018164.0613 | 1154905.6311 | 1238247.1867 | 1018164.0613 | 2256411.248
2015 | Mid-Rise Apartment | 0A | 33740.6612 | 0 | 0 | 497717.7039 | 114733.2573 | 36595.2174 | 486249.1172 | 0 | 0 | 142362.1251 | 0 | 0 | 0 | 0 | 0 | 0 | 256194.9561 | 0 | 0 | 640079.8289 | 0 | 640079.8289 | 1533842.8988 | 0 | 1533842.8988
2015 | Mid-Rise Apartment | 0B | 33740.6612 | 0 | 0 | 443862.7375 | 114733.2573 | 36595.2174 | 486249.1172 | 0 | 0 | 138760.4202 | 0 | 0 | 0 | 0 | 0 | 0 | 255086.0101 | 0 | 0 | 582623.1577 | 0 | 582623.1577 | 1475296.2379 | 0 | 1475296.2379
2015 | Mid-Rise Apartment | 1A | 33740.6612 | 0 | 0 | 336626.7133 | 114733.2573 | 36604.6955 | 486249.1172 | 0 | 0 | 117481.9268 | 0 | 0 | 0 | 0 | 0 | 0 | 276241.2873 | 0 | 0 | 454108.6401 | 0 | 454108.6401 | 1367936.9975 | 0 | 1367936.9975
2015 | Mid-Rise Apartment | 1B | 33740.6612 | 0 | 2208.4138 | 344455.6824 | 114733.2573 | 36557.3047 | 486249.1172 | 0 | 0 | 123405.7835 | 0 | 0 | 0 | 0 | 0 | 0 | 276914.2374 | 0 | 0 | 467861.4659 | 2208.4138 | 470069.8797 | 1382315.3825 | 2208.4138 | 1384523.7963
2015 | Mid-Rise Apartment | 2A | 33740.6612 | 0 | 9980.5138 | 276468.7634 | 114733.2573 | 36547.8265 | 486249.1172 | 0 | 0 | 101293.2111 | 0 | 0 | 0 | 0 | 0 | 0 | 299368.024 | 0 | 0 | 377761.9745 | 9980.5138 | 387742.4883 | 1314660.1995 | 9980.5138 | 1324640.7133
2015 | Mid-Rise Apartment | 2B | 33740.6612 | 0 | 11307.4577 | 220310.6016 | 114733.2573 | 36566.7829 | 486249.1172 | 0 | 0 | 104496.8328 | 0 | 0 | 0 | 0 | 0 | 0 | 300931.9222 | 0 | 0 | 324807.4344 | 11307.4577 | 336114.8921 | 1263297.9921 | 11307.4577 | 1274605.4498
2015 | Mid-Rise Apartment | 3A | 33740.6612 | 0 | 121083.6317 | 151053.6077 | 114733.2573 | 36566.7829 | 486249.1172 | 0 | 0 | 82336.8695 | 0 | 0 | 0 | 0 | 0 | 0 | 339271.123 | 0 | 0 | 233390.4772 | 121083.6317 | 354474.1089 | 1210210.7576 | 121083.6317 | 1331294.3892
2015 | Mid-Rise Apartment | 3B | 33740.6612 | 0 | 39448.1468 | 157849.4561 | 114733.2573 | 36566.7829 | 486249.1172 | 0 | 0 | 91881.3875 | 0 | 0 | 0 | 0 | 0 | 0 | 328977.8295 | 0 | 0 | 249730.8436 | 39448.1468 | 289178.9904 | 1216238.8742 | 39448.1468 | 1255687.0209
2015 | Mid-Rise Apartment | 3C | 33740.6612 | 0 | 6776.8921 | 86099.7033 | 114733.2573 | 36557.3047 | 486249.1172 | 0 | 0 | 65702.6798 | 0 | 0 | 0 | 0 | 0 | 0 | 343232.9984 | 0 | 0 | 151802.3832 | 6776.8921 | 158579.2753 | 1132565.5825 | 6776.8921 | 1139342.4746
2015 | Mid-Rise Apartment | 4A | 33740.6612 | 0 | 104771.6998 | 117102.8 | 114733.2573 | 36509.9138 | 486249.1172 | 0 | 0 | 76991.1812 | 0 | 0 | 0 | 0 | 0 | 0 | 370151.0034 | 0 | 0 | 194093.9812 | 104771.6998 | 298865.681 | 1201737.2729 | 104771.6998 | 1306508.9727
2015 | Mid-Rise Apartment | 4B | 33740.6612 | 0 | 81995.6554 | 125036.0289 | 114733.2573 | 36538.3483 | 486249.1172 | 0 | 0 | 88317.5953 | 0 | 0 | 0 | 0 | 0 | 0 | 361355.2609 | 0 | 0 | 213353.6242 | 81995.6554 | 295349.2796 | 1212220.1298 | 81995.6554 | 1294215.7852
2015 | Mid-Rise Apartment | 4C | 33740.6612 | 0 | 147954.2458 | 49457.0951 | 114733.2573 | 36462.523 | 486249.1172 | 0 | 0 | 65133.9896 | 0 | 0 | 0 | 0 | 0 | 0 | 379989.3446 | 0 | 0 | 114591.0847 | 147954.2458 | 262545.3305 | 1132025.3268 | 147954.2458 | 1279979.5726
2015 | Mid-Rise Apartment | 5A | 33740.6612 | 0 | 221694.4145 | 77711.5222 | 114733.2573 | 36519.392 | 486249.1172 | 0 | 0 | 73162.0002 | 0 | 0 | 0 | 0 | 0 | 0 | 396566.6653 | 0 | 0 | 150873.5224 | 221694.4145 | 372567.9369 | 1184941.9543 | 221694.4145 | 1406636.3687
2015 | Mid-Rise Apartment | 5B | 33740.6612 | 0 | 231475.8867 | 90402.7929 | 114733.2573 | 36519.392 | 486249.1172 | 0 | 0 | 83625.9008 | 0 | 0 | 0 | 0 | 0 | 0 | 389306.3865 | 0 | 0 | 174028.6936 | 231475.8867 | 405504.5804 | 1200836.8467 | 231475.8867 | 1432312.7334
2015 | Mid-Rise Apartment | 5C | 33740.6612 | 0 | 164029.2235 | 35865.3982 | 114733.2573 | 36462.523 | 486249.1172 | 0 | 0 | 61067.8543 | 0 | 0 | 0 | 0 | 0 | 0 | 394936.42 | 0 | 0 | 96933.2525 | 164029.2235 | 260962.476 | 1129314.57 | 164029.2235 | 1293343.7934
2015 | Mid-Rise Apartment | 6A | 33740.6612 | 0 | 366805.2091 | 80422.279 | 114733.2573 | 36500.4357 | 486249.1172 | 0 | 0 | 76138.1459 | 0 | 0 | 0 | 0 | 0 | 0 | 415987.4373 | 0 | 0 | 156560.4249 | 366805.2091 | 523365.634 | 1210030.6723 | 366805.2091 | 1576835.8814
2015 | Mid-Rise Apartment | 6B | 33740.6612 | 0 | 258810.9313 | 67522.4886 | 114733.2573 | 36472.0012 | 486249.1172 | 0 | 0 | 76981.7031 | 0 | 0 | 0 | 0 | 0 | 0 | 411115.6575 | 0 | 0 | 144504.1917 | 258810.9313 | 403315.1229 | 1193083.703 | 258810.9313 | 1451894.6342
2015 | Mid-Rise Apartment | 7 | 33740.6612 | 0 | 389808.7296 | 73797.0377 | 114733.2573 | 36453.0448 | 486249.1172 | 0 | 0 | 79313.3331 | 0 | 0 | 0 | 0 | 0 | 0 | 439066.7831 | 0 | 0 | 153110.3707 | 389808.7296 | 542919.1003 | 1229603.095 | 389808.7296 | 1619411.8245
2015 | Mid-Rise Apartment | 8 | 33740.6612 | 0 | 570936.5731 | 56736.3303 | 114733.2573 | 36254.0032 | 486249.1172 | 0 | 0 | 83057.2105 | 0 | 0 | 0 | 0 | 0 | 0 | 470268.9213 | 0 | 0 | 139793.5408 | 570936.5731 | 710730.1139 | 1247298.8398 | 570936.5731 | 1818235.4129
2018 | Mid-Rise Apartment | 0A | 33740.6612 | 0 | 0 | 496153.8057 | 109510.7852 | 23799.6868 | 486249.1172 | 0 | 0 | 141499.6115 | 0 | 0 | 0 | 0 | 0 | 0 | 256194.9561 | 0 | 0 | 637653.4172 | 0 | 637653.4172 | 1513417.4407 | 0 | 1513417.4407
2018 | Mid-Rise Apartment | 0B | 33740.6612 | 0 | 0 | 442308.3175 | 109510.7852 | 23809.165 | 486249.1172 | 0 | 0 | 137907.3848 | 0 | 0 | 0 | 0 | 0 | 0 | 255086.0101 | 0 | 0 | 580215.7023 | 0 | 580215.7023 | 1454870.7798 | 0 | 1454870.7798
2018 | Mid-Rise Apartment | 1A | 33740.6612 | 0 | 0 | 335299.7694 | 109510.7852 | 23809.165 | 486249.1172 | 0 | 0 | 116752.1076 | 0 | 0 | 0 | 0 | 0 | 0 | 276241.2873 | 0 | 0 | 452051.8771 | 0 | 452051.8771 | 1347871.7099 | 0 | 1347871.7099
2018 | Mid-Rise Apartment | 1B | 33740.6612 | 0 | 2274.761 | 343033.9568 | 109510.7852 | 23780.7305 | 486249.1172 | 0 | 0 | 122562.2263 | 0 | 0 | 0 | 0 | 0 | 0 | 276923.7156 | 0 | 0 | 465596.1831 | 2274.761 | 467870.9441 | 1362070.0098 | 2274.761 | 1364344.7707
2018 | Mid-Rise Apartment | 2A | 33740.6612 | 0 | 10122.6864 | 275189.2104 | 109510.7852 | 23771.2523 | 486249.1172 | 0 | 0 | 100449.6539 | 0 | 0 | 0 | 0 | 0 | 0 | 299368.024 | 0 | 0 | 375638.8643 | 10122.6864 | 385761.5506 | 1294547.5211 | 10122.6864 | 1304670.2075
2018 | Mid-Rise Apartment | 2B | 33740.6612 | 0 | 11515.9775 | 219087.9175 | 109510.7852 | 23790.2087 | 486249.1172 | 0 | 0 | 103653.2756 | 0 | 0 | 0 | 0 | 0 | 0 | 300941.4004 | 0 | 0 | 322741.1931 | 11515.9775 | 334257.1706 | 1243242.1827 | 11515.9775 | 1254758.1602
2018 | Mid-Rise Apartment | 3A | 33740.6612 | 0 | 122552.7482 | 150077.3561 | 109510.7852 | 23790.2087 | 486249.1172 | 0 | 0 | 81417.487 | 0 | 0 | 0 | 0 | 0 | 0 | 339280.6012 | 0 | 0 | 231494.8431 | 122552.7482 | 354047.5912 | 1190316.0771 | 122552.7482 | 1312868.8252
2018 | Mid-Rise Apartment | 3B | 33740.6612 | 0 | 40140.0532 | 156768.9447 | 109510.7852 | 23780.7305 | 486249.1172 | 0 | 0 | 90980.9613 | 0 | 0 | 0 | 0 | 0 | 0 | 328987.3077 | 0 | 0 | 247749.906 | 40140.0532 | 287889.9592 | 1196277.8465 | 40140.0532 | 1236417.8998
2018 | Mid-Rise Apartment | 3C | 33740.6612 | 0 | 6985.4119 | 84981.2792 | 109510.7852 | 23780.7305 | 486249.1172 | 0 | 0 | 64631.6465 | 0 | 0 | 0 | 0 | 0 | 0 | 343242.4765 | 0 | 0 | 149612.9257 | 6985.4119 | 156598.3376 | 1112405.5133 | 6985.4119 | 1119390.9252
2018 | Mid-Rise Apartment | 4A | 33740.6612 | 0 | 112828.1449 | 111396.9411 | 109510.7852 | 23752.296 | 486249.1172 | 0 | 0 | 74498.4223 | 0 | 0 | 0 | 0 | 0 | 0 | 370207.8724 | 0 | 0 | 185895.3635 | 112828.1449 | 298723.5084 | 1175615.4342 | 112828.1449 | 1288443.5792
2018 | Mid-Rise Apartment | 4B | 33740.6612 | 0 | 90175.3168 | 117377.6669 | 109510.7852 | 23771.2523 | 486249.1172 | 0 | 0 | 85170.8426 | 0 | 0 | 0 | 0 | 0 | 0 | 361421.6081 | 0 | 0 | 202548.5095 | 90175.3168 | 292723.8263 | 1183491.7941 | 90175.3168 | 1273667.1109
2018 | Mid-Rise Apartment | 4C | 33740.6612 | 0 | 157669.3709 | 44812.7914 | 109510.7852 | 23723.8615 | 486249.1172 | 0 | 0 | 62650.7088 | 0 | 0 | 0 | 0 | 0 | 0 | 380046.2137 | 0 | 0 | 107463.5003 | 157669.3709 | 265132.8712 | 1106993.4778 | 157669.3709 | 1264662.8487
2018 | Mid-Rise Apartment | 5A | 33740.6612 | 0 | 228395.4812 | 75029.1999 | 109510.7852 | 23761.7741 | 486249.1172 | 0 | 0 | 71427.495 | 0 | 0 | 0 | 0 | 0 | 0 | 396595.0998 | 0 | 0 | 146456.6949 | 228395.4812 | 374852.1761 | 1162573.4712 | 228395.4812 | 1390968.9525
2018 | Mid-Rise Apartment | 5B | 33740.6612 | 0 | 239816.677 | 86867.4352 | 109510.7852 | 23761.7741 | 486249.1172 | 0 | 0 | 81531.225 | 0 | 0 | 0 | 0 | 0 | 0 | 389334.821 | 0 | 0 | 168398.6602 | 239816.677 | 408215.3372 | 1177255.1578 | 239816.677 | 1417071.8348
2018 | Mid-Rise Apartment | 5C | 33740.6612 | 0 | 171213.6769 | 33344.2048 | 109510.7852 | 23723.8615 | 486249.1172 | 0 | 0 | 59409.1744 | 0 | 0 | 0 | 0 | 0 | 0 | 394983.8108 | 0 | 0 | 92753.3792 | 171213.6769 | 263967.0562 | 1107220.9539 | 171213.6769 | 1278434.6308
2018 | Mid-Rise Apartment | 6A | 33740.6612 | 0 | 369705.5293 | 79749.3289 | 109510.7852 | 23742.8178 | 486249.1172 | 0 | 0 | 75152.4161 | 0 | 0 | 0 | 0 | 0 | 0 | 415996.9154 | 0 | 0 | 154901.745 | 369705.5293 | 524607.2744 | 1190410.8588 | 369705.5293 | 1560116.3881
2018 | Mid-Rise Apartment | 6B | 33740.6612 | 0 | 261464.8191 | 66830.5822 | 109510.7852 | 23733.3396 | 486249.1172 | 0 | 0 | 75929.6261 | 0 | 0 | 0 | 0 | 0 | 0 | 411125.1356 | 0 | 0 | 142760.2083 | 261464.8191 | 404225.0273 | 1173378.5859 | 261464.8191 | 1434843.405
2018 | Mid-Rise Apartment | 7 | 33740.6612 | 0 | 392946.0041 | 73133.5657 | 109510.7852 | 23714.3833 | 486249.1172 | 0 | 0 | 78346.5596 | 0 | 0 | 0 | 0 | 0 | 0 | 439066.7831 | 0 | 0 | 151480.1254 | 392946.0041 | 544426.1295 | 1210021.1941 | 392946.0041 | 1602967.1982
2018 | Mid-Rise Apartment | 8 | 33740.6612 | 0 | 574509.8435 | 56186.5964 | 109510.7852 | 23581.6889 | 486249.1172 | 0 | 0 | 82336.8695 | 0 | 0 | 0 | 0 | 0 | 0 | 470268.9213 | 0 | 0 | 138523.4659 | 574509.8435 | 713033.3094 | 1228143.4567 | 574509.8435 | 1802653.3002
2006 | Outpatient Healthcare | 0A | 40946.0229 | 527327.5094 | 515887.3572 | 2947597.3738 | 529498.0105 | 215410.3873 | 1756883.2135 | 178540.3029 | 0 | 1065886.6511 | 4473.6966 | 22.8511 | 4450.8455 | 0 | 0 | 100951.997 | 0 | 224613.6911 | 0 | 4646214.3767 | 515887.3572 | 5162101.734 | 7148038.3172 | 919041.3513 | 8067079.6685
2006 | Outpatient Healthcare | 0B | 40946.0229 | 1123333.8442 | 489500.1298 | 2814305.8581 | 529498.0105 | 215448.2999 | 1756883.2135 | 178540.3029 | 0 | 1194676.0356 | 2843.4512 | 22.8511 | 2820.6001 | 0 | 483.3867 | 116553.0661 | 0 | 224613.6911 | 0 | 5252172.7909 | 489500.1298 | 5741672.9207 | 7754034.644 | 892663.602 | 8646698.246
2006 | Outpatient Healthcare | 1A | 40946.0229 | 803540.3622 | 481121.4268 | 2314095.3953 | 529498.0105 | 215476.7345 | 1756883.2135 | 178540.3029 | 0 | 1009775.8801 | 4378.9149 | 22.8511 | 4356.0638 | 0 | 0 | 95530.4833 | 0 | 224613.6911 | 0 | 4227298.1847 | 481121.4268 | 4708419.6115 | 6729178.9942 | 884275.4209 | 7613454.4151
2006 | Outpatient Healthcare | 1B | 40946.0229 | 1165075.7083 | 400301.0646 | 2422269.7584 | 529498.0105 | 215201.8675 | 1756883.2135 | 178540.3029 | 0 | 1169009.1492 | 3412.1415 | 22.8511 | 3389.2904 | 0 | 398.0832 | 114809.0826 | 0 | 224613.6911 | 0 | 4874951.0721 | 400301.0646 | 5275252.1367 | 7376566.4928 | 803464.5368 | 8180031.0296
2006 | Outpatient Healthcare | 2A | 40946.0229 | 1023680.3567 | 520711.7462 | 2142521.5479 | 529498.0105 | 215135.5203 | 1756883.2135 | 178540.3029 | 0 | 1030523.596 | 4464.2184 | 22.8511 | 4441.3673 | 0 | 11904.5825 | 98563.4979 | 0 | 224613.6911 | 0 | 4311634.9483 | 520711.7462 | 4832346.6944 | 6813165.0655 | 923865.7402 | 7737030.8057
2006 | Outpatient Healthcare | 2B | 40946.0229 | 1405489.5101 | 451521.0995 | 1600474.4393 | 529498.0105 | 215287.171 | 1756883.2135 | 178540.3029 | 0 | 1190391.9025 | 3990.3099 | 22.8511 | 3967.4588 | 0 | 190587.058 | 116467.7625 | 0 | 224784.2982 | 0 | 4507378.1312 | 451521.0995 | 4958899.2307 | 7009078.8554 | 854855.1788 | 7863934.0342
2006 | Outpatient Healthcare | 3A | 40946.0229 | 1388722.626 | 635918.912 | 1546079.2172 | 529498.0105 | 215249.2584 | 1756883.2135 | 178540.3029 | 0 | 1038703.2573 | 4881.258 | 22.8511 | 4858.4068 | 0 | 103359.4523 | 100136.8743 | 0 | 227912.0945 | 0 | 4181859.834 | 635918.912 | 4817778.7459 | 6683513.1674 | 1042380.7876 | 7725893.955
2006 | Outpatient Healthcare | 3B | 40946.0229 | 1461846.7135 | 560624.3233 | 1267345.171 | 529498.0105 | 215239.7802 | 1756883.2135 | 178540.3029 | 0 | 1186951.3265 | 4587.4347 | 22.8511 | 4564.5836 | 0 | 229011.5623 | 107690.9764 | 0 | 226736.8013 | 0 | 4257410.3332 | 560624.3233 | 4818034.6566 | 6759044.7103 | 965901.4276 | 7724946.1379
2006 | Outpatient Healthcare | 3C | 40946.0229 | 1193500.7425 | 554349.7743 | 1240645.1639 | 529498.0105 | 215201.8675 | 1756883.2135 | 178540.3029 | 0 | 990753.1914 | 4615.8692 | 22.8511 | 4593.0181 | 0 | 30908.3149 | 0 | 0 | 225826.8969 | 0 | 3460400.4307 | 554349.7743 | 4014750.205 | 5962015.8515 | 958716.9741 | 6920732.8256
2006 | Outpatient Healthcare | 4A | 40946.0229 | 1565462.0765 | 825785.629 | 1251658.7984 | 529498.0105 | 214917.5224 | 1756883.2135 | 178540.3029 | 0 | 1003397.0712 | 6265.0709 | 22.8511 | 6242.2198 | 0 | 161185.7722 | 96042.3045 | 0 | 232309.9658 | 0 | 4083988.2425 | 825785.629 | 4909773.8715 | 6585309.84 | 1236635.8977 | 7821945.7377
2006 | Outpatient Healthcare | 4B | 40946.0229 | 1539311.8033 | 563240.2985 | 922880.0104 | 529498.0105 | 215078.6513 | 1756883.2135 | 178540.3029 | 0 | 1219518.3213 | 4540.0438 | 22.8511 | 4517.1927 | 0 | 321774.4197 | 110723.991 | 0 | 230774.5021 | 0 | 4118725.7384 | 563240.2985 | 4681966.0369 | 6620217.943 | 972555.1035 | 7592773.0464
2006 | Outpatient Healthcare | 4C | 40946.0229 | 1376827.5217 | 687347.4666 | 600224.1208 | 529498.0105 | 214671.0899 | 1756883.2135 | 178540.3029 | 0 | 967095.6771 | 5592.1208 | 22.8511 | 5569.2697 | 0 | 43514.282 | 80005.2395 | 0 | 233598.997 | 0 | 3073236.1108 | 687347.4666 | 3760583.5774 | 5574311.2758 | 1099496.2447 | 6673807.5205
2006 | Outpatient Healthcare | 5A | 40946.0229 | 1508223.4031 | 879337.2939 | 685129.5747 | 529498.0105 | 214983.8696 | 1756883.2135 | 178540.3029 | 0 | 961020.1696 | 6056.5511 | 22.8511 | 6033.7 | 0 | 203477.3703 | 69001.0833 | 0 | 238006.3464 | 0 | 3432885.301 | 879337.2939 | 4312222.5948 | 5934282.7238 | 1295893.4214 | 7230176.1452
2006 | Outpatient Healthcare | 5B | 40946.0229 | 1500650.3447 | 675016.3664 | 701507.8538 | 529498.0105 | 214993.3477 | 1756883.2135 | 178540.3029 | 0 | 1163976.2405 | 4994.996 | 22.8511 | 4972.1449 | 0 | 310523.831 | 103397.365 | 0 | 236167.5813 | 0 | 3785027.7799 | 675016.3664 | 4460044.1463 | 6286415.7245 | 1089724.2506 | 7376139.9751
2006 | Outpatient Healthcare | 5C | 40946.0229 | 1332204.2936 | 703318.1844 | 422489.4624 | 529498.0105 | 214652.1336 | 1756883.2135 | 178540.3029 | 0 | 947200.9966 | 5866.9877 | 22.8511 | 5844.1366 | 0 | 15013.4225 | 78403.4287 | 0 | 237579.8287 | 0 | 2801155.7405 | 703318.1844 | 3504473.9248 | 5302221.4273 | 1119447.7942 | 6421669.2215
2006 | Outpatient Healthcare | 6A | 40946.0229 | 1676062.8513 | 1472585.481 | 723032.7796 | 529498.0105 | 214889.0879 | 1756883.2135 | 178540.3029 | 0 | 998051.3829 | 8795.7425 | 22.8511 | 8772.8914 | 0 | 334380.3869 | 87189.693 | 0 | 243257.253 | 0 | 3827489.9849 | 1472585.481 | 5300075.466 | 6328783.1479 | 1894392.5151 | 8223175.663
2006 | Outpatient Healthcare | 6B | 40946.0229 | 1679579.2526 | 1227081.9015 | 542985.4475 | 529498.0105 | 214727.959 | 1756883.2135 | 178540.3029 | 0 | 1102699.8664 | 7847.9254 | 22.8511 | 7825.0743 | 0 | 412053.9964 | 96904.818 | 0 | 241977.6999 | 0 | 3842048.4553 | 1227081.9015 | 5069130.3568 | 6343180.4893 | 1647599.9044 | 7990780.3937
2006 | Outpatient Healthcare | 7 | 40946.0229 | 1636444.0974 | 1786312.9338 | 867878.1854 | 529498.0105 | 214595.2646 | 1756883.2135 | 178540.3029 | 0 | 991018.5802 | 9885.7321 | 22.8511 | 9862.881 | 0 | 433901.18 | 91786.6058 | 0 | 249493.8894 | 0 | 4030891.5298 | 1786312.9338 | 5817204.4636 | 6531890.8695 | 2214356.6042 | 8746247.4737
2006 | Outpatient Healthcare | 8 | 40946.0229 | 1946560.3671 | 2494863.0684 | 665045.3308 | 529498.0105 | 213419.9714 | 1756883.2135 | 178540.3029 | 0 | 1003681.4163 | 12473.2727 | 22.8511 | 12450.4216 | 0 | 564282.8972 | 92819.7264 | 0 | 258185.372 | 0 | 4284840.1595 | 2494863.0684 | 6779703.2279 | 6784673.6841 | 2931588.7433 | 9716262.4274
2009 | Outpatient Healthcare | 0A | 40946.0229 | 161470.1174 | 487035.8054 | 2615359.0535 | 529498.0105 | 126353.4946 | 1756883.2135 | 178540.3029 | 0 | 613939.0339 | 4293.6114 | 22.8511 | 4270.7603 | 0 | 0 | 0 | 0 | 224613.6911 | 0 | 3395038.9651 | 487035.8054 | 3882074.7705 | 5807815.4911 | 890199.2776 | 6698014.7687
2009 | Outpatient Healthcare | 0B | 40946.0229 | 354929.0611 | 477093.2043 | 2253937.4454 | 529498.0105 | 126381.9291 | 1756883.2135 | 178540.3029 | 0 | 550245.7263 | 3563.7922 | 22.8511 | 3540.9411 | 0 | 360.1705 | 0 | 0 | 224613.6911 | 0 | 3163013.3444 | 477093.2043 | 3640106.5487 | 5575808.8268 | 880247.1983 | 6456056.0251
2009 | Outpatient Healthcare | 1A | 40946.0229 | 145148.7073 | 457113.2203 | 1939489.6517 | 529498.0105 | 126400.8855 | 1756883.2135 | 178540.3029 | 0 | 477756.6762 | 4198.8297 | 22.8511 | 4175.9786 | 0 | 0 | 0 | 0 | 224613.6911 | 0 | 2566571.0137 | 457113.2203 | 3023684.234 | 4979385.4525 | 860276.6924 | 5839662.1449
2009 | Outpatient Healthcare | 1B | 40946.0229 | 328191.1413 | 356256.005 | 1918950.4556 | 529498.0105 | 126239.7566 | 1756883.2135 | 178540.3029 | 0 | 524398.7546 | 2502.2371 | 22.8511 | 2479.386 | 0 | 293.8233 | 0 | 0 | 224613.6911 | 0 | 2774313.5608 | 356256.005 | 3130569.5658 | 5186966.8707 | 759419.4772 | 5946386.3479
2009 | Outpatient Healthcare | 2A | 40946.0229 | 301860.7829 | 489623.346 | 1763413.6732 | 529498.0105 | 126192.3657 | 1756883.2135 | 178540.3029 | 0 | 520939.2223 | 3383.707 | 22.8511 | 3360.8559 | 0 | 9089.5658 | 0 | 0 | 224613.6911 | 0 | 2598664.1 | 489623.346 | 3088287.446 | 5011260.5408 | 892786.8182 | 5904047.359
2009 | Outpatient Healthcare | 2B | 40946.0229 | 419276.3625 | 392832.266 | 1224096.2777 | 529498.0105 | 126287.1474 | 1756883.2135 | 178540.3029 | 0 | 533459.8859 | 2786.5822 | 22.8511 | 2763.7311 | 0 | 161460.6392 | 0 | 0 | 224746.3855 | 0 | 2341056.8964 | 392832.266 | 2733889.1625 | 4753757.5971 | 796118.9545 | 5549876.5516
2009 | Outpatient Healthcare | 3A | 40946.0229 | 309594.9703 | 712019.1451 | 1057394.2101 | 529498.0105 | 126258.7129 | 1756883.2135 | 178540.3029 | 0 | 457767.214 | 4701.1727 | 22.8511 | 4678.3216 | 0 | 83426.8592 | 0 | 0 | 227912.0945 | 0 | 1912861.5752 | 712019.1451 | 2624880.7204 | 4325524.3632 | 1118481.0208 | 5444005.384
2009 | Outpatient Healthcare | 3B | 40946.0229 | 377932.5816 | 381970.2823 | 924273.3015 | 529498.0105 | 126258.7129 | 1756883.2135 | 178540.3029 | 0 | 518361.1598 | 2909.7984 | 22.8511 | 2886.9473 | 0 | 151527.5162 | 0 | 0 | 226689.4105 | 0 | 1974981.5065 | 381970.2823 | 2356951.7888 | 4387653.7727 | 787209.4739 | 5174863.2466
2009 | Outpatient Healthcare | 3C | 40946.0229 | 230850.3275 | 496343.3691 | 815549.2045 | 529498.0105 | 126239.7566 | 1756883.2135 | 178540.3029 | 0 | 484979.0423 | 3886.05 | 22.8511 | 3863.1989 | 0 | 24756.9821 | 0 | 0 | 225741.5934 | 0 | 1559998.7553 | 496343.3691 | 2056342.1244 | 3972642.587 | 900625.2654 | 4873267.8524
2009 | Outpatient Healthcare | 4A | 40946.0229 | 409096.8071 | 1101031.7084 | 787768.686 | 529498.0105 | 126069.1495 | 1756883.2135 | 178540.3029 | 0 | 484107.0506 | 5971.2476 | 22.8511 | 5948.3965 | 0 | 127415.0498 | 0 | 0 | 232366.8348 | 0 | 1814335.99 | 1101031.7084 | 2915367.6983 | 4226818.6927 | 1511938.8461 | 5738757.5388
2009 | Outpatient Healthcare | 4B | 40946.0229 | 387221.1889 | 408025.7738 | 671234.5763 | 529498.0105 | 126163.9312 | 1756883.2135 | 178540.3029 | 0 | 544625.171 | 2976.1456 | 22.8511 | 2953.2945 | 0 | 227807.8346 | 0 | 0 | 230727.1112 | 0 | 1833842.0654 | 408025.7738 | 2241867.8392 | 4246419.5499 | 817302.6661 | 5063722.216
2009 | Outpatient Healthcare | 4C | 40946.0229 | 480287.3478 | 481936.5495 | 470117.2706 | 529498.0105 | 125926.9769 | 1756883.2135 | 178540.3029 | 0 | 689119.8845 | 4047.1789 | 22.8511 | 4024.3278 | 0 | 18994.2542 | 57769.4509 | 0 | 233485.2589 | 0 | 1720312.5359 | 481936.5495 | 2202249.0854 | 4132643.5879 | 893971.5896 | 5026615.1775
2009 | Outpatient Healthcare | 5A | 40946.0229 | 484306.0922 | 1371377.5735 | 539260.5264 | 529498.0105 | 126107.0622 | 1756883.2135 | 178540.3029 | 0 | 468667.1104 | 6966.4555 | 22.8511 | 6943.6044 | 0 | 164029.2235 | 0 | 0 | 237987.3901 | 0 | 1663206.5569 | 1371377.5735 | 3034584.1304 | 4075717.6942 | 1787905.2664 | 5863622.9606
2009 | Outpatient Healthcare | 5B | 40946.0229 | 453388.2991 | 657529.1413 | 541696.4163 | 529498.0105 | 126116.5404 | 1756883.2135 | 178540.3029 | 0 | 542388.3227 | 4407.3494 | 22.8511 | 4384.4983 | 0 | 265407.7381 | 0 | 0 | 236025.4087 | 0 | 1807265.2746 | 657529.1413 | 2464794.4159 | 4219785.89 | 1072094.853 | 5291880.743
2009 | Outpatient Healthcare | 5C | 40946.0229 | 592963.842 | 668305.8215 | 379145.7874 | 529498.0105 | 125917.4988 | 1756883.2135 | 178540.3029 | 0 | 914823.5653 | 5630.0334 | 22.8511 | 5607.1823 | 0 | 11373.8049 | 69939.4222 | 0 | 237522.9597 | 0 | 1973853.6042 | 668305.8215 | 2642159.4257 | 4386175.178 | 1084378.5623 | 5470553.7403
2009 | Outpatient Healthcare | 6A | 40946.0229 | 664448.206 | 1866289.7388 | 584983.2222 | 529498.0105 | 126050.1932 | 1756883.2135 | 178540.3029 | 0 | 508475.4277 | 9383.3891 | 22.8511 | 9360.538 | 0 | 277776.751 | 0 | 0 | 243266.7312 | 0 | 2045044.1449 | 1866289.7388 | 3911333.8836 | 4457507.8913 | 2288096.7729 | 6745604.6642
2009 | Outpatient Healthcare | 6B | 40946.0229 | 563619.4253 | 1319503.5448 | 442943.3549 | 529498.0105 | 125955.4115 | 1756883.2135 | 178540.3029 | 0 | 538578.0981 | 7374.0169 | 22.8511 | 7351.1658 | 0 | 351317.878 | 0 | 0 | 241863.9619 | 0 | 1903809.9221 | 1319503.5448 | 3223313.4669 | 4316178.8868 | 1739917.2878 | 6056096.1746
2009 | Outpatient Healthcare | 7 | 40946.0229 | 716881.4468 | 1677171.7972 | 667234.7882 | 529498.0105 | 125879.5861 | 1756883.2135 | 178540.3029 | 0 | 644799.958 | 9203.3038 | 22.8511 | 9180.4527 | 0 | 364075.4959 | 71844.5345 | 0 | 249446.4985 | 0 | 2474016.6761 | 1677171.7972 | 4151188.4733 | 4886300.3373 | 2105168.0769 | 6991468.4141
2009 | Outpatient Healthcare | 8 | 40946.0229 | 1208845.901 | 2442846.8672 | 561363.6206 | 529498.0105 | 125187.6796 | 1756883.2135 | 178540.3029 | 0 | 975237.4258 | 12198.4058 | 22.8511 | 12175.5547 | 0 | 470079.3579 | 92753.3792 | 0 | 258166.4156 | 0 | 3320455.2392 | 2442846.8672 | 5763302.1064 | 5732046.9939 | 2879563.0639 | 8611610.0578
2012 | Outpatient Healthcare | 0A | 40946.0229 | 390870.2847 | 526142.738 | 2444344.4181 | 418167.4165 | 126353.4946 | 1756883.2135 | 178540.3029 | 0 | 900255.6168 | 4559.0001 | 22.8511 | 4536.149 | 0 | 0 | 86175.5287 | 0 | 224613.6911 | 0 | 3826181.9974 | 526142.738 | 4352324.7354 | 6127618.4513 | 929306.2102 | 7056924.6615
2012 | Outpatient Healthcare | 0B | 40946.0229 | 229002.0842 | 454165.5091 | 2023693.7209 | 418167.4165 | 126381.9291 | 1756883.2135 | 178540.3029 | 0 | 528806.104 | 3611.1831 | 22.8511 | 3588.332 | 0 | 104.2599 | 0 | 0 | 224613.6911 | 0 | 2785194.5009 | 454165.5091 | 3239360.01 | 5086659.3893 | 857328.9813 | 5943988.3707
2012 | Outpatient Healthcare | 1A | 40946.0229 | 633786.3235 | 533526.2331 | 1940494.3378 | 418167.4165 | 126400.8855 | 1756883.2135 | 178540.3029 | 0 | 877792.352 | 4786.4762 | 22.8511 | 4763.6251 | 0 | 0 | 83369.9902 | 0 | 224613.6911 | 0 | 3540206.6287 | 533526.2331 | 4073732.8617 | 5841680.9953 | 936680.2271 | 6778361.2224
2012 | Outpatient Healthcare | 1B | 40946.0229 | 215372.4746 | 515489.2741 | 1745044.9782 | 418167.4165 | 126239.7566 | 1756883.2135 | 178540.3029 | 0 | 516124.3115 | 3838.6592 | 22.8511 | 3815.8081 | 0 | 805.6445 | 0 | 0 | 224613.6911 | 0 | 2481163.2169 | 515489.2741 | 2996652.4909 | 4782485.9327 | 918643.2681 | 5701129.2008
2012 | Outpatient Healthcare | 2A | 40946.0229 | 397590.3078 | 470837.6115 | 1551415.4274 | 418167.4165 | 126192.3657 | 1756883.2135 | 178540.3029 | 0 | 618251.6016 | 3971.3536 | 22.8511 | 3948.5025 | 0 | 9089.5658 | 62470.6236 | 0 | 224613.6911 | 0 | 2642766.0286 | 470837.6115 | 3113603.6402 | 4944050.8318 | 874001.0837 | 5818051.9155
2012 | Outpatient Healthcare | 2B | 40946.0229 | 359355.3669 | 372188.8101 | 1111012.2222 | 418167.4165 | 126287.1474 | 1756883.2135 | 178540.3029 | 0 | 498731.8681 | 3146.7527 | 22.8511 | 3123.9016 | 0 | 159422.8325 | 0 | 0 | 224746.3855 | 0 | 2131646.1913 | 372188.8101 | 2503835.0014 | 4433016.298 | 775484.9767 | 5208501.2747
2012 | Outpatient Healthcare | 3A | 40946.0229 | 437635.5793 | 539753.3913 | 985995.1496 | 418167.4165 | 126258.7129 | 1756883.2135 | 178540.3029 | 0 | 599228.9129 | 4559.0001 | 22.8511 | 4536.149 | 0 | 84156.6783 | 59342.8272 | 0 | 227855.2255 | 0 | 2170895.2965 | 539753.3913 | 2710648.6877 | 4472246.4468 | 946158.3979 | 5418404.8447
2012 | Outpatient Healthcare | 3B | 40946.0229 | 344048.1211 | 505451.8912 | 863821.5283 | 418167.4165 | 126258.7129 | 1756883.2135 | 178540.3029 | 0 | 494912.1653 | 3876.5718 | 22.8511 | 3853.7207 | 0 | 190956.7067 | 0 | 0 | 226698.8887 | 0 | 1897592.2421 | 505451.8912 | 2403044.1333 | 4198924.4361 | 910700.561 | 5109624.9971
2012 | Outpatient Healthcare | 3C | 40946.0229 | 595797.8151 | 493575.7432 | 920178.7318 | 418167.4165 | 126239.7566 | 1756883.2135 | 178540.3029 | 0 | 873403.959 | 4359.9586 | 22.8511 | 4337.1075 | 0 | 24491.5933 | 49096.9246 | 0 | 225732.1152 | 0 | 2467306.1312 | 493575.7432 | 2960881.8744 | 4768619.3689 | 897848.1614 | 5666467.5303
2012 | Outpatient Healthcare | 4A | 40946.0229 | 414565.7116 | 627398.0364 | 719184.6423 | 418167.4165 | 126069.1495 | 1756883.2135 | 178540.3029 | 0 | 567391.7373 | 5099.2559 | 22.8511 | 5076.4048 | 0 | 124874.9 | 56556.245 | 0 | 232224.6622 | 0 | 1887649.6409 | 627398.0364 | 2515047.6774 | 4188801.7497 | 1038172.4798 | 5226974.2295
2012 | Outpatient Healthcare | 4B | 40946.0229 | 342939.1751 | 576699.301 | 637492.2883 | 418167.4165 | 126163.9312 | 1756883.2135 | 178540.3029 | 0 | 525839.4366 | 4047.1789 | 22.8511 | 4024.3278 | 0 | 274563.6511 | 0 | 0 | 230746.0676 | 0 | 1784858.8789 | 576699.301 | 2361558.1798 | 4086115.2475 | 985995.1496 | 5072110.3972
2012 | Outpatient Healthcare | 4C | 40946.0229 | 570159.3631 | 596139.0292 | 486580.8532 | 418167.4165 | 125926.9769 | 1756883.2135 | 178540.3029 | 0 | 889753.8036 | 5449.9482 | 22.8511 | 5427.0971 | 0 | 19212.2522 | 85445.7096 | 0 | 233542.128 | 0 | 2056579.0787 | 596139.0292 | 2652718.1079 | 4357589.015 | 1008221.4601 | 5365810.4751
2012 | Outpatient Healthcare | 5A | 40946.0229 | 734975.2748 | 781854.3074 | 583807.929 | 418167.4165 | 126107.0622 | 1756883.2135 | 178540.3029 | 0 | 886322.7057 | 5781.6842 | 22.8511 | 5758.8331 | 0 | 159877.7847 | 70451.2434 | 0 | 237987.3901 | 0 | 2441193.7707 | 781854.3074 | 3223048.0781 | 4742374.314 | 1198391.4786 | 5940765.7926
2012 | Outpatient Healthcare | 5B | 40946.0229 | 410291.0566 | 779058.2471 | 505006.4172 | 418167.4165 | 126116.5404 | 1756883.2135 | 178540.3029 | 0 | 521214.0892 | 4701.1727 | 22.8511 | 4678.3216 | 0 | 266924.2454 | 0 | 0 | 236025.4087 | 0 | 1708114.1301 | 779058.2471 | 2487172.3771 | 4009304.1516 | 1193623.9587 | 5202928.1103
2012 | Outpatient Healthcare | 5C | 40946.0229 | 505177.0243 | 564036.4648 | 343375.1709 | 418167.4165 | 125917.4988 | 1756883.2135 | 178540.3029 | 0 | 878436.8677 | 5336.2101 | 22.8511 | 5313.359 | 0 | 11506.4993 | 66622.0624 | 0 | 237522.9597 | 0 | 1810430.9836 | 564036.4648 | 2374467.4484 | 4111440.9199 | 980109.2056 | 5091550.1254
2012 | Outpatient Healthcare | 6A | 40946.0229 | 825207.4606 | 1266937.6097 | 605892.067 | 418167.4165 | 126050.1932 | 1756883.2135 | 178540.3029 | 0 | 905989.9101 | 8037.4888 | 22.8511 | 8014.6377 | 0 | 277264.9298 | 73512.6926 | 0 | 243219.3403 | 0 | 2695881.6977 | 1266937.6097 | 3962819.3073 | 4997014.8501 | 1688697.2529 | 6685712.103
2012 | Outpatient Healthcare | 6B | 40946.0229 | 618052.5601 | 1070900.6035 | 432157.1966 | 418167.4165 | 125955.4115 | 1756883.2135 | 178540.3029 | 0 | 760206.1654 | 7411.9295 | 22.8511 | 7389.0784 | 0 | 346806.2687 | 69740.3806 | 0 | 241854.4837 | 0 | 2234351.6498 | 1070900.6035 | 3305252.2533 | 4535390.0206 | 1491304.8683 | 6026694.8889
2012 | Outpatient Healthcare | 7 | 40946.0229 | 843860.5007 | 1553358.4524 | 495300.7703 | 418167.4165 | 125879.5861 | 1756883.2135 | 178540.3029 | 0 | 911354.5548 | 9089.5658 | 22.8511 | 9066.7147 | 0 | 363791.1508 | 73806.5158 | 0 | 249465.4549 | 0 | 2697180.207 | 1553358.4524 | 4250538.6594 | 4998142.7524 | 1981373.6884 | 6979516.4408
2012 | Outpatient Healthcare | 8 | 40946.0229 | 1024173.2215 | 2182652.123 | 279606.0379 | 418167.4165 | 125187.6796 | 1756883.2135 | 178540.3029 | 0 | 925865.6342 | 11506.4993 | 22.8511 | 11483.6482 | 0 | 473112.3725 | 81777.6575 | 0 | 258166.4156 | 0 | 2796018.5719 | 2182652.123 | 4978670.6949 | 5096279.7327 | 2619368.3197 | 7715648.0524
2015 | Outpatient Healthcare | 0A | 40946.0229 | 134135.0728 | 371288.3839 | 1941527.4584 | 429427.4834 | 125718.4572 | 1744808.0239 | 178540.3029 | 0 | 387448.665 | 3203.6217 | 22.8511 | 3180.7706 | 0 | 0 | 28633.5539 | 0 | 168739.8744 | 0 | 2494925.5208 | 371288.3839 | 2866213.9047 | 4794892.8583 | 718578.0393 | 5513470.8976
2015 | Outpatient Healthcare | 0B | 40946.0229 | 162863.4085 | 376150.6855 | 1771024.6443 | 429418.0052 | 125737.4135 | 1744808.0239 | 178540.3029 | 0 | 381325.7667 | 3213.0999 | 22.8511 | 3190.2488 | 0 | 464.4304 | 0 | 0 | 169479.1717 | 0 | 2318868.4986 | 376150.6855 | 2695019.1841 | 4618835.8361 | 724170.1601 | 5343005.9962
2015 | Outpatient Healthcare | 1A | 40946.0229 | 152190.9882 | 378548.6627 | 1458681.0045 | 429996.1737 | 125756.3699 | 1744808.0239 | 178540.3029 | 0 | 375259.7374 | 3440.576 | 22.8511 | 3417.7249 | 0 | 0 | 28633.5539 | 0 | 168739.8744 | 0 | 2018183.0089 | 378548.6627 | 2396731.6716 | 4318756.9493 | 725828.84 | 5044585.7892
2015 | Outpatient Healthcare | 1B | 40946.0229 | 173877.0429 | 369724.4857 | 1523644.387 | 429787.6539 | 125595.241 | 1744808.0239 | 178540.3029 | 0 | 369392.7497 | 2862.4076 | 22.8511 | 2839.5565 | 0 | 2189.4574 | 0 | 0 | 171943.4961 | 0 | 2071943.1935 | 369724.4857 | 2441667.6792 | 4372156.9634 | 720208.2847 | 5092365.2481
2015 | Outpatient Healthcare | 2A | 40946.0229 | 198634.025 | 386368.1536 | 1296869.673 | 429920.3483 | 125547.8501 | 1744808.0239 | 178540.3029 | 0 | 367923.6332 | 3099.3618 | 22.8511 | 3076.5107 | 0 | 20690.8468 | 23875.5122 | 0 | 173488.4379 | 0 | 1911070.2009 | 386368.1536 | 2297438.3545 | 4211369.2744 | 738406.3726 | 4949775.647
2015 | Outpatient Healthcare | 2B | 40946.0229 | 276648.8487 | 284117.6472 | 973161.7064 | 430242.6061 | 125642.6318 | 1744808.0239 | 178540.3029 | 0 | 382311.4965 | 2341.1082 | 22.8511 | 2318.2571 | 0 | 246489.3092 | 0 | 0 | 174521.5585 | 0 | 1880929.6179 | 284117.6472 | 2165047.2651 | 4181645.7308 | 637188.9869 | 4818834.7177
2015 | Outpatient Healthcare | 3A | 40946.0229 | 245314.0161 | 340626.5014 | 831112.361 | 430195.2152 | 125614.1973 | 1744808.0239 | 178540.3029 | 0 | 381515.3301 | 2682.3223 | 22.8511 | 2659.4712 | 0 | 92440.5996 | 20273.8073 | 0 | 182341.0494 | 0 | 1573315.5853 | 340626.5014 | 1913942.0867 | 3873965.351 | 701507.8538 | 4575473.2048
2015 | Outpatient Healthcare | 3B | 40946.0229 | 249285.3696 | 299965.1488 | 736112.6553 | 430034.0863 | 125614.1973 | 1744808.0239 | 178540.3029 | 0 | 380017.7792 | 2426.4117 | 22.8511 | 2403.5606 | 0 | 231201.0198 | 0 | 0 | 179753.5088 | 0 | 1599020.3844 | 299965.1488 | 1898985.5332 | 3899490.0649 | 658258.9605 | 4557749.0254
2015 | Outpatient Healthcare | 3C | 40946.0229 | 178805.6917 | 389277.952 | 668106.7799 | 429939.3046 | 125595.241 | 1744808.0239 | 178540.3029 | 0 | 364170.2776 | 3232.0562 | 22.8511 | 3209.2051 | 0 | 40974.1323 | 0 | 0 | 183156.1721 | 0 | 1255266.0867 | 389277.952 | 1644544.0387 | 3555622.0291 | 750983.9052 | 4306605.9343
2015 | Outpatient Healthcare | 4A | 40946.0229 | 288506.0403 | 483595.2294 | 628990.3691 | 429370.6144 | 125424.6339 | 1744808.0239 | 178540.3029 | 0 | 388405.9603 | 3753.3556 | 22.8511 | 3730.5045 | 0 | 150541.7865 | 19998.9403 | 0 | 190473.3199 | 0 | 1480173.601 | 483595.2294 | 1963768.8305 | 3779809.2025 | 852618.3305 | 4632427.533
2015 | Outpatient Healthcare | 4B | 40946.0229 | 252849.1618 | 314770.0515 | 553743.1713 | 429086.2693 | 125519.4156 | 1744808.0239 | 178540.3029 | 0 | 417314.3812 | 2435.8899 | 22.8511 | 2413.0388 | 0 | 323035.0164 | 0 | 0 | 188018.4737 | 0 | 1549354.7696 | 314770.0515 | 1864124.8211 | 3848781.8513 | 681328.8282 | 4530110.6794
2015 | Outpatient Healthcare | 4C | 40946.0229 | 195695.792 | 478126.3249 | 376245.4672 | 429806.6102 | 125282.4613 | 1744808.0239 | 178540.3029 | 0 | 384254.5215 | 3753.3556 | 22.8511 | 3730.5045 | 0 | 31931.9573 | 0 | 0 | 192956.6007 | 0 | 991858.2426 | 478126.3249 | 1469984.5675 | 3291768.711 | 849623.2285 | 4141391.9395
2015 | Outpatient Healthcare | 5A | 40946.0229 | 329091.5676 | 597769.2746 | 445426.6357 | 429399.0489 | 125462.5466 | 1744808.0239 | 178540.3029 | 0 | 387581.3594 | 4236.7423 | 22.8511 | 4213.8912 | 0 | 189383.3303 | 19022.6888 | 0 | 197629.3389 | 0 | 1374719.473 | 597769.2746 | 1972488.7476 | 3674411.9435 | 973948.3946 | 4648360.3381
2015 | Outpatient Healthcare | 5B | 40946.0229 | 303007.6416 | 435076.4732 | 444004.9101 | 429218.9637 | 125472.0248 | 1744808.0239 | 178540.3029 | 0 | 423920.6662 | 2985.6238 | 22.8511 | 2962.7727 | 0 | 319765.0475 | 0 | 0 | 195553.6195 | 0 | 1493661.0381 | 435076.4732 | 1928737.5113 | 3793173.4233 | 809170.3956 | 4602343.8189
2015 | Outpatient Healthcare | 5C | 40946.0229 | 180265.33 | 471775.9504 | 278392.8321 | 429730.7849 | 125272.9832 | 1744808.0239 | 178540.3029 | 0 | 397438.657 | 3857.6155 | 22.8511 | 3834.7644 | 0 | 21723.9674 | 0 | 0 | 197183.8649 | 0 | 881655.551 | 471775.9504 | 1353431.5014 | 3181480.7159 | 847509.5964 | 4028990.3123
2015 | Outpatient Healthcare | 6A | 40946.0229 | 395969.5406 | 1017339.4604 | 466705.1291 | 429446.4398 | 125405.6776 | 1744808.0239 | 178540.3029 | 0 | 408547.0732 | 6625.2414 | 22.8511 | 6602.3903 | 0 | 335517.7674 | 19866.2459 | 0 | 203041.3744 | 0 | 1633208.1464 | 1017339.4604 | 2650547.6068 | 3932891.1388 | 1398930.6159 | 5331821.7547
2015 | Outpatient Healthcare | 6B | 40946.0229 | 360331.6184 | 931912.7072 | 361127.7848 | 429427.4834 | 125320.374 | 1744808.0239 | 178540.3029 | 0 | 429607.5687 | 6445.1561 | 22.8511 | 6422.305 | 0 | 431797.0261 | 0 | 0 | 201657.5615 | 0 | 1589286.303 | 931912.7072 | 2521199.0102 | 3888855.5573 | 1312120.0498 | 5200975.6071
2015 | Outpatient Healthcare | 7 | 40946.0229 | 414641.537 | 1231602.989 | 388140.5715 | 429313.7454 | 125244.5487 | 1744808.0239 | 178540.3029 | 0 | 420119.9197 | 7487.7549 | 22.8511 | 7464.9038 | 0 | 435711.5106 | 19989.4622 | 0 | 209524.4432 | 0 | 1686067.9048 | 1231602.989 | 2917670.8938 | 3985438.1175 | 1619667.7351 | 5605105.8527
2015 | Outpatient Healthcare | 8 | 40946.0229 | 504210.2509 | 1652746.5512 | 227580.3585 | 430725.9928 | 124552.6422 | 1744808.0239 | 178540.3029 | 0 | 423228.7597 | 9061.1313 | 22.8511 | 9038.2802 | 0 | 549743.3833 | 19458.6846 | 0 | 218433.9237 | 0 | 1733259.7171 | 1652746.5512 | 3386006.2683 | 4033378.7053 | 2049730.256 | 6083108.9613
2018 | Outpatient Healthcare | 0A | 40946.0229 | 118278.0931 | 336797.3204 | 1896259.7148 | 392519.4864 | 84734.8468 | 1744808.0239 | 178540.3029 | 0 | 378311.7084 | 2966.6675 | 22.8511 | 2943.8164 | 0 | 0 | 28633.5539 | 0 | 168739.8744 | 0 | 2424426.8866 | 336797.3204 | 2761224.207 | 4646521.5729 | 684077.4977 | 5330599.0706
2018 | Outpatient Healthcare | 0B | 40946.0229 | 138561.3786 | 338806.6926 | 1736476.7118 | 392510.0082 | 84753.8031 | 1744808.0239 | 178540.3029 | 0 | 366388.1696 | 2976.1456 | 22.8511 | 2953.2945 | 0 | 862.5135 | 0 | 0 | 169479.1717 | 0 | 2245242.068 | 338806.6926 | 2584048.7606 | 4467336.7544 | 686835.6454 | 5154172.3998
2018 | Outpatient Healthcare | 1A | 40946.0229 | 134997.5864 | 348398.6014 | 1422521.783 | 393021.8295 | 84763.2813 | 1744808.0239 | 178540.3029 | 0 | 359886.1444 | 3251.0126 | 22.8511 | 3228.1615 | 0 | 0 | 28633.5539 | 0 | 168739.8744 | 0 | 1949267.2292 | 348398.6014 | 2297665.8306 | 4171873.7367 | 695678.7787 | 4867552.5155
2018 | Outpatient Healthcare | 1B | 40946.0229 | 152096.2065 | 328826.1788 | 1492442.2488 | 392851.2224 | 84659.0214 | 1744808.0239 | 178540.3029 | 0 | 352957.6016 | 2672.8442 | 22.8511 | 2649.9931 | 0 | 4587.4347 | 0 | 0 | 171943.4961 | 0 | 2004733.4846 | 328826.1788 | 2333559.6633 | 4227065.1252 | 679319.456 | 4906384.5811
2018 | Outpatient Healthcare | 2A | 40946.0229 | 179298.5566 | 342569.5264 | 1259648.8963 | 392964.9604 | 84621.1087 | 1744808.0239 | 178540.3029 | 0 | 348929.379 | 2815.0167 | 22.8511 | 2792.1656 | 0 | 25714.2773 | 23591.1671 | 0 | 173478.9597 | 0 | 1839974.4419 | 342569.5264 | 2182543.9683 | 4062391.3861 | 694598.2673 | 4756989.6533
2018 | Outpatient Healthcare | 2B | 40946.0229 | 245911.1408 | 249816.1472 | 947845.5123 | 393249.3056 | 84687.4559 | 1744808.0239 | 178540.3029 | 0 | 362122.9927 | 2179.9793 | 22.8511 | 2157.1282 | 0 | 277454.4932 | 0 | 0 | 174521.5585 | 0 | 1835491.2672 | 249816.1472 | 2085307.4143 | 4058249.4255 | 602887.4868 | 4661136.9123
2018 | Outpatient Healthcare | 3A | 40946.0229 | 222803.3605 | 305329.7934 | 804914.6969 | 393211.3929 | 84668.4996 | 1744808.0239 | 178540.3029 | 0 | 361004.5686 | 2530.6716 | 22.8511 | 2507.8205 | 0 | 103985.0116 | 19363.9029 | 0 | 182341.0494 | 0 | 1514579.361 | 305329.7934 | 1819909.1544 | 3737290.1284 | 666211.1458 | 4403501.2742
2018 | Outpatient Healthcare | 3B | 40946.0229 | 224452.5622 | 275520.9463 | 713753.6504 | 393050.264 | 84668.4996 | 1744808.0239 | 178540.3029 | 0 | 358976.24 | 2303.1955 | 22.8511 | 2280.3444 | 0 | 262583.2432 | 0 | 0 | 179744.0306 | 0 | 1562046.0402 | 275520.9463 | 1837566.9866 | 3784586.2006 | 633805.2799 | 4418391.4805
2018 | Outpatient Healthcare | 3C | 40946.0229 | 161451.161 | 348976.7699 | 643501.4486 | 392974.4386 | 84659.0214 | 1744808.0239 | 178540.3029 | 0 | 343659.5161 | 2900.3203 | 22.8511 | 2877.4692 | 0 | 48016.4132 | 0 | 0 | 183156.1721 | 0 | 1199506.008 | 348976.7699 | 1548482.7778 | 3421970.343 | 710673.2449 | 4132643.5879
2018 | Outpatient Healthcare | 4A | 40946.0229 | 263805.9272 | 473377.7613 | 603029.6594 | 392661.659 | 84545.2833 | 1744808.0239 | 178540.3029 | 0 | 361355.2609 | 3743.8775 | 22.8511 | 3721.0264 | 0 | 162323.1527 | 18671.9964 | 0 | 190473.3199 | 0 | 1412907.023 | 473377.7613 | 1886284.7844 | 3634935.3622 | 842391.3842 | 4477326.7464
2018 | Outpatient Healthcare | 4B | 40946.0229 | 228622.9573 | 306950.5606 | 529782.3556 | 392415.2265 | 84602.1524 | 1744808.0239 | 178540.3029 | 0 | 389609.688 | 2407.4554 | 22.8511 | 2384.6043 | 0 | 354786.8885 | 0 | 0 | 188018.4737 | 0 | 1505186.4937 | 306950.5606 | 1812137.0544 | 3727034.7476 | 673509.3373 | 4400544.0849
2018 | Outpatient Healthcare | 4C | 40946.0229 | 175990.675 | 450431.1099 | 351933.9591 | 393088.1767 | 84441.0235 | 1744808.0239 | 178540.3029 | 0 | 358445.4625 | 3592.2267 | 22.8511 | 3569.3756 | 0 | 39021.6291 | 0 | 0 | 192956.6007 | 0 | 928961.1013 | 450431.1099 | 1379392.2112 | 3151321.1764 | 821928.0135 | 3973249.1899
2018 | Outpatient Healthcare | 5A | 40946.0229 | 301756.523 | 587485.4593 | 425930.0384 | 392595.3118 | 84564.2397 | 1744808.0239 | 178540.3029 | 0 | 359838.7536 | 4284.1332 | 22.8511 | 4261.2821 | 0 | 202027.2101 | 17705.223 | 0 | 197629.3389 | 0 | 1311519.0302 | 587485.4593 | 1899004.4895 | 3533499.9785 | 963664.5793 | 4497164.5578
2018 | Outpatient Healthcare | 5B | 40946.0229 | 276013.8112 | 434318.2195 | 426432.3815 | 392415.2265 | 84573.7178 | 1744808.0239 | 178540.3029 | 0 | 395315.5468 | 3014.0583 | 22.8511 | 2991.2072 | 0 | 352843.8635 | 0 | 0 | 195553.6195 | 0 | 1453596.8102 | 434318.2195 | 1887915.0297 | 3675416.6296 | 808421.6201 | 4483838.2497
2018 | Outpatient Healthcare | 5C | 40946.0229 | 163327.8388 | 456648.7899 | 259294.318 | 392898.6132 | 84441.0235 | 1744808.0239 | 178540.3029 | 0 | 371980.2903 | 3781.7901 | 22.8511 | 3758.939 | 0 | 27619.3896 | 0 | 0 | 197183.8649 | 0 | 825980.7758 | 456648.7899 | 1282629.5657 | 3048151.2875 | 832372.9577 | 3880524.2452
2018 | Outpatient Healthcare | 6A | 40946.0229 | 363061.3316 | 1012875.242 | 449255.8167 | 392538.4427 | 84526.327 | 1744808.0239 | 178540.3029 | 0 | 382899.1431 | 6928.5428 | 22.8511 | 6905.6917 | 0 | 348142.6908 | 19183.8177 | 0 | 203050.8526 | 0 | 1569448.4916 | 1012875.242 | 2582323.7336 | 3791344.1364 | 1394475.8756 | 5185820.012
2018 | Outpatient Healthcare | 6B | 40946.0229 | 336664.626 | 924150.0853 | 345820.539 | 392519.4864 | 84469.458 | 1744808.0239 | 178540.3029 | 0 | 402433.653 | 6776.8921 | 22.8511 | 6754.041 | 0 | 459255.2869 | 0 | 0 | 201657.5615 | 0 | 1550928.1459 | 924150.0853 | 2475078.2312 | 3772738.4871 | 1304357.4279 | 5077095.915
2018 | Outpatient Healthcare | 7 | 40946.0229 | 380406.3842 | 1224285.8412 | 373676.8829 | 392415.2265 | 84412.5889 | 1744808.0239 | 178540.3029 | 0 | 395865.2807 | 7762.6219 | 22.8511 | 7739.7708 | 0 | 449995.114 | 19174.3395 | 0 | 209514.965 | 0 | 1626857.772 | 1224285.8412 | 2851143.6132 | 3848525.9407 | 1612341.1091 | 5460867.0498
2018 | Outpatient Healthcare | 8 | 40946.0229 | 462629.5156 | 1651334.3037 | 218396.0111 | 393685.3014 | 83948.1586 | 1744808.0239 | 178540.3029 | 0 | 397969.4346 | 9421.3018 | 22.8511 | 9398.4506 | 0 | 572424.6459 | 18880.5162 | 0 | 218433.9237 | 0 | 1679698.5741 | 1651334.3037 | 3331032.8778 | 3902162.9091 | 2048308.5304 | 5950471.4395
2006 | Primary School | 0A | 73958.8285 | 0 | 35135.5791 | 3559726.0771 | 1159246.6333 | 79019.5098 | 1237621.6274 | 342190.3996 | 45533.1324 | 1236607.4632 | 265.3888 | 13.6162 | 251.7725 | 0 | 0 | 340465.3725 | 24472.6369 | 78886.8154 | 75294.5887 | 5137050.6853 | 35135.5791 | 5172186.2644 | 7758242.9519 | 456212.794 | 8214455.7459
2006 | Primary School | 0B | 73958.8285 | 0 | 132182.5697 | 3044322.1065 | 1159246.6333 | 79038.4661 | 1237621.6274 | 342190.3996 | 45533.1324 | 1159502.5439 | 691.9065 | 13.6162 | 678.2902 | 0 | 0 | 317480.8084 | 24472.6369 | 81076.2728 | 74555.2913 | 4521983.749 | 132182.5697 | 4654166.3187 | 7142446.1965 | 555458.7202 | 7697904.9167
2006 | Primary School | 1A | 73958.8285 | 0 | 13894.9984 | 2255150.6513 | 1159246.6333 | 79038.4661 | 1237621.6274 | 342190.3996 | 45533.1324 | 874759.3374 | 199.0416 | 13.6162 | 185.4253 | 0 | 0 | 236594.0989 | 24482.1151 | 85275.1025 | 73929.7321 | 3366689.5129 | 13894.9984 | 3380584.5113 | 5986545.3575 | 441360.5004 | 6427905.8579
2006 | Primary School | 1B | 73958.8285 | 0 | 371146.2113 | 2543078.5231 | 1159246.6333 | 78943.6844 | 1237621.6274 | 342190.3996 | 45533.1324 | 1122386.0271 | 1743.9834 | 13.6162 | 1730.3672 | 0 | 0 | 306050.1344 | 24482.1151 | 88232.2918 | 74005.5574 | 3973245.0519 | 371146.2113 | 4344391.2632 | 6593091.4182 | 801568.9027 | 7394660.3208
2006 | Primary School | 2A | 73958.8285 | 0 | 194852.2348 | 1923196.6761 | 1159246.6333 | 78915.2499 | 1237621.6274 | 342190.3996 | 45533.1324 | 870086.5992 | 985.7298 | 13.6162 | 972.1135 | 0 | 0 | 234101.34 | 24491.5933 | 93606.4146 | 73778.0813 | 3028356.7289 | 194852.2348 | 3223208.9637 | 5647947.1846 | 630658.5272 | 6278605.7118
2006 | Primary School | 2B | 73958.8285 | 0 | 367828.8515 | 1454719.1291 | 1159246.6333 | 78972.1189 | 1237621.6274 | 342190.3996 | 45533.1324 | 969645.305 | 1772.4179 | 13.6162 | 1758.8017 | 0 | 0 | 150807.1752 | 24491.5933 | 94999.7057 | 72233.1395 | 2576930.4111 | 367828.8515 | 2944759.2626 | 5195032.794 | 805018.9568 | 6000051.7508
2006 | Primary School | 3A | 73958.8285 | 0 | 790763.788 | 1130774.2083 | 1159246.6333 | 78962.6407 | 1237621.6274 | 342190.3996 | 45533.1324 | 798194.6739 | 3383.707 | 13.6162 | 3370.0907 | 0 | 0 | 213486.3186 | 24501.0715 | 106458.8142 | 72896.6114 | 2145825.2914 | 790763.788 | 2936589.0794 | 4764581.6681 | 1239413.0017 | 6003994.6699
2006 | Primary School | 3B | 73958.8285 | 0 | 582632.6359 | 1053726.158 | 1159246.6333 | 78953.1626 | 1237621.6274 | 342190.3996 | 45533.1324 | 915686.0788 | 2748.6695 | 13.6162 | 2735.0533 | 0 | 0 | 177402.9224 | 24501.0715 | 103368.9305 | 72119.4014 | 2149550.2126 | 582632.6359 | 2732182.8484 | 4767529.3792 | 1028191.9659 | 5795721.3452
2006 | Primary School | 3C | 73958.8285 | 0 | 326940.0228 | 822098.6206 | 1159246.6333 | 78943.6844 | 1237621.6274 | 342190.3996 | 45533.1324 | 699545.8724 | 1412.2474 | 13.6162 | 1398.6312 | 0 | 0 | 0 | 24501.0715 | 105548.9098 | 72962.9586 | 1523043.1242 | 326940.0228 | 1849983.147 | 4141856.3699 | 774679.3322 | 4916535.702
2006 | Primary School | 4A | 73958.8285 | 0 | 1463647.566 | 764120.6499 | 1159246.6333 | 78839.4245 | 1237621.6274 | 342190.3996 | 45533.1324 | 774461.3342 | 5942.8131 | 13.6162 | 5929.1968 | 0 | 0 | 207780.4598 | 24510.5496 | 115823.2469 | 72593.31 | 1752291.6408 | 1463647.566 | 3215939.2067 | 4370630.9779 | 1921661.2125 | 6292292.1904
2006 | Primary School | 4B | 73958.8285 | 0 | 854295.9667 | 718151.5216 | 1159246.6333 | 78896.2936 | 1237621.6274 | 342190.3996 | 45533.1324 | 907714.9372 | 3971.3536 | 13.6162 | 3957.7373 | 0 | 0 | 168019.5334 | 24501.0715 | 113017.7084 | 71872.969 | 1797843.7295 | 854295.9667 | 2652139.6962 | 4415538.5511 | 1309504.0746 | 5725042.6257
2006 | Primary School | 4C | 73958.8285 | 0 | 976820.2803 | 295699.9719 | 1159246.6333 | 78744.6428 | 1237621.6274 | 342190.3996 | 45533.1324 | 661917.5344 | 4293.6114 | 13.6162 | 4279.9951 | 0 | 0 | 100705.5645 | 24510.5496 | 117131.2345 | 72176.2705 | 1062603.066 | 976820.2803 | 2039423.3463 | 3680449.5383 | 1436132.4362 | 5116581.9745
2006 | Primary School | 5A | 73958.8285 | 0 | 1673333.1381 | 423209.8034 | 1159246.6333 | 78858.3809 | 1237621.6274 | 342190.3996 | 45533.1324 | 731601.046 | 6691.5886 | 13.6162 | 6677.9723 | 0 | 0 | 134599.5032 | 24510.5496 | 123443.6962 | 72176.2705 | 1296088.3249 | 1673333.1381 | 2969421.463 | 3914048.5352 | 2138967.2339 | 6053015.7691
2006 | Primary School | 5B | 73958.8285 | 0 | 1150773.1486 | 492997.5748 | 1159246.6333 | 78867.859 | 1237621.6274 | 342190.3996 | 45533.1324 | 846571.2575 | 5364.6447 | 13.6162 | 5351.0284 | 0 | 0 | 152020.3811 | 24510.5496 | 120941.4591 | 71806.6218 | 1496940.2418 | 1150773.1486 | 2647713.3904 | 4114530.8035 | 1613905.0073 | 5728435.8108
2006 | Primary School | 5C | 73958.8285 | 0 | 1033357.569 | 183431.0391 | 1159246.6333 | 78744.6428 | 1237621.6274 | 342190.3996 | 45533.1324 | 623104.4251 | 4426.3058 | 13.6162 | 4412.6895 | 0 | 0 | 130362.7609 | 24520.0278 | 121206.8479 | 72062.5324 | 941310.9145 | 1033357.569 | 1974668.4835 | 3559043.6488 | 1496754.8165 | 5055798.4653
2006 | Primary School | 6A | 73958.8285 | 0 | 2636713.3722 | 455757.8418 | 1159246.6333 | 78829.9464 | 1237621.6274 | 342190.3996 | 45533.1324 | 806573.3768 | 10454.4224 | 13.6162 | 10440.8061 | 0 | 0 | 132703.8691 | 24520.0278 | 129699.2889 | 71939.3162 | 1405475.8938 | 2636713.3722 | 4042189.2661 | 4023161.2372 | 3108603.0607 | 7131764.298
2006 | Primary School | 6B | 73958.8285 | 0 | 2024177.1076 | 315054.3966 | 1159246.6333 | 78773.0773 | 1237621.6274 | 342190.3996 | 45533.1324 | 830903.8412 | 8359.7466 | 13.6162 | 8346.1304 | 0 | 0 | 151688.6451 | 24520.0278 | 127870.002 | 71503.3203 | 1305993.0134 | 2024177.1076 | 3330170.1209 | 3923204.4482 | 2494228.031 | 6417432.4792
2006 | Primary School | 7 | 73958.8285 | 0 | 3811200.9041 | 364738.9679 | 1159246.6333 | 78716.2083 | 1237621.6274 | 342190.3996 | 45533.1324 | 786432.2639 | 14027.6928 | 13.6162 | 14014.0765 | 0 | 0 | 213988.6616 | 24520.0278 | 136409.8338 | 71863.4908 | 1379173.9699 | 3811200.9041 | 5190374.8741 | 3996688.7063 | 4289810.6157 | 8286499.322
2006 | Primary School | 8 | 73958.8285 | 0 | 6348147.0508 | 181743.9247 | 1159246.6333 | 78289.6906 | 1237621.6274 | 342190.3996 | 45533.1324 | 869366.2582 | 23240.4747 | 13.6162 | 23226.8585 | 0 | 0 | 238859.3818 | 24529.506 | 144693.7551 | 71361.1478 | 1313196.4231 | 6348147.0508 | 7661343.4739 | 3929782.2987 | 6835031.2055 | 10764813.5042
2009 | Primary School | 0A | 73958.8285 | 0 | 44073.4941 | 3440187.3872 | 1159246.6333 | 50442.8249 | 1237621.6274 | 342190.3996 | 45533.1324 | 1090833.1966 | 303.3015 | 13.6162 | 289.6852 | 0 | 0 | 292496.3502 | 24472.6369 | 78934.2062 | 75285.1105 | 4823806.6193 | 44073.4941 | 4867880.1134 | 7416412.7228 | 465188.6218 | 7881601.3445
2009 | Primary School | 0B | 73958.8285 | 0 | 113396.8352 | 2903192.1437 | 1159246.6333 | 50452.303 | 1237621.6274 | 342190.3996 | 45533.1324 | 1013993.6661 | 606.6029 | 13.6162 | 592.9867 | 0 | 0 | 273217.7508 | 24472.6369 | 81085.751 | 74555.2913 | 4190996.5473 | 113396.8352 | 4304393.3825 | 6782891.788 | 536672.9858 | 7319564.7738
2009 | Primary School | 1A | 73958.8285 | 0 | 14131.9526 | 2159534.8645 | 1159246.6333 | 50461.7812 | 1237621.6274 | 342190.3996 | 45533.1324 | 762632.5771 | 189.5634 | 13.6162 | 175.9472 | 0 | 0 | 197780.9896 | 24482.1151 | 85265.6243 | 73929.7321 | 3120124.3783 | 14131.9526 | 3134256.331 | 5711422.4943 | 441587.9765 | 6153010.4708
2009 | Primary School | 1B | 73958.8285 | 0 | 258896.2348 | 2445661.8839 | 1159246.6333 | 50395.434 | 1237621.6274 | 342190.3996 | 45533.1324 | 1000525.1854 | 1222.684 | 13.6162 | 1209.0678 | 0 | 0 | 265474.0853 | 24482.1151 | 88222.8136 | 73996.0793 | 3712870.2224 | 258896.2348 | 3971766.4572 | 6304149.382 | 689309.448 | 6993458.83
2009 | Primary School | 2A | 73958.8285 | 0 | 68280.7423 | 1747746.2569 | 1159246.6333 | 50376.4777 | 1237621.6274 | 342190.3996 | 45533.1324 | 724700.9376 | 464.4304 | 13.6162 | 450.8141 | 0 | 0 | 186672.5735 | 24491.5933 | 93511.6329 | 73759.125 | 2659570.5821 | 68280.7423 | 2727851.3244 | 5250603.3093 | 503982.7748 | 5754586.084
2009 | Primary School | 2B | 73958.8285 | 0 | 150977.7823 | 1298613.6564 | 1159246.6333 | 50414.3904 | 1237621.6274 | 342190.3996 | 45533.1324 | 806753.4621 | 824.6009 | 13.6162 | 810.9846 | 0 | 0 | 133651.6861 | 24491.5933 | 94876.4895 | 72223.6613 | 2239829.7892 | 150977.7823 | 2390807.5715 | 4829364.9654 | 588054.1495 | 5417419.1149
2009 | Primary School | 3A | 73958.8285 | 0 | 335015.4243 | 931495.6677 | 1159246.6333 | 50404.9122 | 1237621.6274 | 342190.3996 | 45533.1324 | 641653.2053 | 1791.3743 | 13.6162 | 1777.758 | 0 | 0 | 119785.1223 | 24501.0715 | 106278.7289 | 72858.6988 | 1694711.7533 | 335015.4243 | 2029727.1776 | 4284872.4887 | 783484.5528 | 5068357.0416
2009 | Primary School | 3B | 73958.8285 | 0 | 217258.6306 | 910037.089 | 1159246.6333 | 50404.9122 | 1237621.6274 | 342190.3996 | 45533.1324 | 747078.8989 | 1355.3784 | 13.6162 | 1341.7622 | 0 | 0 | 129613.9854 | 24501.0715 | 103169.8889 | 72081.4888 | 1788071.7354 | 217258.6306 | 2005330.366 | 4377464.7391 | 662618.9191 | 5040083.6581
2009 | Primary School | 3C | 73958.8285 | 0 | 133651.6861 | 669860.2415 | 1159246.6333 | 50395.434 | 1237621.6274 | 342190.3996 | 45533.1324 | 574708.8851 | 871.9917 | 13.6162 | 858.3755 | 0 | 0 | 0 | 24501.0715 | 105359.3464 | 72962.9586 | 1245427.5021 | 133651.6861 | 1379079.1882 | 3835683.0193 | 581201.4321 | 4416884.4513
2009 | Primary School | 4A | 73958.8285 | 0 | 668770.2519 | 623426.6829 | 1159246.6333 | 50329.0868 | 1237621.6274 | 342190.3996 | 45533.1324 | 613341.9092 | 3345.7943 | 13.6162 | 3332.178 | 0 | 0 | 113946.5691 | 24510.5496 | 115557.8581 | 72536.441 | 1354047.3392 | 668770.2519 | 2022817.5911 | 3943819.4697 | 1126518.5096 | 5070337.9792
2009 | Primary School | 4B | 73958.8285 | 0 | 323888.0518 | 611029.2355 | 1159246.6333 | 50366.9995 | 1237621.6274 | 342190.3996 | 45533.1324 | 733449.2893 | 1781.8961 | 13.6162 | 1768.2799 | 0 | 0 | 151641.2543 | 24501.0715 | 112771.2759 | 71816.1 | 1497888.0589 | 323888.0518 | 1821776.1107 | 4086996.7174 | 778840.2491 | 4865836.9666
2009 | Primary School | 4C | 73958.8285 | 0 | 537194.2852 | 235191.3297 | 1159246.6333 | 50272.2178 | 1237621.6274 | 342190.3996 | 45533.1324 | 572557.3403 | 2644.4096 | 13.6162 | 2630.7934 | 0 | 0 | 98459.238 | 24510.5496 | 116932.1929 | 72157.3141 | 908838.7014 | 537194.2852 | 1446032.9866 | 3498184.3142 | 996316.8776 | 4494501.1918
2009 | Primary School | 5A | 73958.8285 | 0 | 1098017.6501 | 381069.8561 | 1159246.6333 | 50338.565 | 1237621.6274 | 342190.3996 | 45533.1324 | 626696.6518 | 5184.5594 | 13.6162 | 5170.9432 | 0 | 0 | 92649.1193 | 24510.5496 | 123235.1764 | 72195.2268 | 1105586.5704 | 1098017.6501 | 2203604.2205 | 3695045.9213 | 1563443.2261 | 5258489.1474
2009 | Primary School | 5B | 73958.8285 | 0 | 695034.2631 | 448023.6545 | 1159246.6333 | 50348.0432 | 1237621.6274 | 342190.3996 | 45533.1324 | 731648.4368 | 4009.2662 | 13.6162 | 3995.65 | 0 | 0 | 128277.5633 | 24510.5496 | 120751.8957 | 71797.1436 | 1311945.3046 | 695034.2631 | 2006979.5677 | 3900997.0941 | 1157976.5584 | 5058973.6525
2009 | Primary School | 5C | 73958.8285 | 0 | 565818.3609 | 131509.6195 | 1159246.6333 | 50262.7396 | 1237621.6274 | 342190.3996 | 45533.1324 | 540227.2998 | 3118.3182 | 13.6162 | 3104.7019 | 0 | 0 | 92705.9884 | 24510.5496 | 121007.8063 | 72043.5761 | 767547.6097 | 565818.3609 | 1333365.9706 | 3356770.0062 | 1029016.5668 | 4385786.573
2009 | Primary School | 6A | 73958.8285 | 0 | 1874497.8347 | 418925.6702 | 1159246.6333 | 50319.6087 | 1237621.6274 | 342190.3996 | 45533.1324 | 699403.6998 | 7734.1874 | 13.6162 | 7720.5711 | 0 | 0 | 106240.8162 | 24520.0278 | 129481.291 | 71986.7071 | 1232290.7574 | 1874497.8347 | 3106788.5921 | 3821513.1539 | 2346169.5252 | 6167682.6792
2009 | Primary School | 6B | 73958.8285 | 0 | 1344478.5248 | 288288.0424 | 1159246.6333 | 50281.696 | 1237621.6274 | 342190.3996 | 45533.1324 | 722843.2162 | 6113.4202 | 13.6162 | 6099.8039 | 0 | 0 | 127064.3574 | 24520.0278 | 127670.9604 | 71522.2767 | 1144295.4199 | 1344478.5248 | 2488773.9447 | 3733024.9516 | 1814339.8847 | 5547364.8363
2009 | Primary School | 7 | 73958.8285 | 0 | 3250244.8448 | 352654.3001 | 1159246.6333 | 50253.2615 | 1237621.6274 | 342190.3996 | 45533.1324 | 688285.8055 | 13297.8736 | 13.6162 | 13284.2574 | 0 | 0 | 181222.6253 | 24520.0278 | 136153.9232 | 71920.3599 | 1235446.9883 | 3250244.8448 | 4485691.8331 | 3824536.6904 | 3728589.1676 | 7553125.8581
2009 | Primary School | 8 | 73958.8285 | 0 | 5627455.3794 | 162162.0238 | 1159246.6333 | 49978.3945 | 1237621.6274 | 342190.3996 | 45533.1324 | 752509.8907 | 23003.5205 | 13.6162 | 22989.9042 | 0 | 0 | 202330.5116 | 24529.506 | 144494.7135 | 71436.9731 | 1139992.3304 | 5627455.3794 | 6767447.7097 | 3728361.6915 | 6114131.0143 | 9842492.7058
2012 | Primary School | 0A | 73958.8285 | 0 | 15136.6387 | 2567560.6383 | 823605.6497 | 50442.8249 | 1237621.6274 | 342190.3996 | 25960.7098 | 849500.0123 | 199.0416 | 13.6162 | 185.4253 | 0 | 0 | 245380.3633 | 24472.6369 | 78839.4245 | 75304.0668 | 3662626.4391 | 15136.6387 | 3677763.0779 | 5900047.5709 | 436166.4628 | 6336214.0338
2012 | Primary School | 0B | 73958.8285 | 0 | 11752.9318 | 2066516.0964 | 823671.9969 | 50452.303 | 1237621.6274 | 342190.3996 | 25960.7098 | 741941.7303 | 199.0416 | 13.6162 | 185.4253 | 0 | 0 | 193724.3325 | 24472.6369 | 80972.013 | 74593.204 | 3002367.5846 | 11752.9318 | 3014120.5164 | 5239163.1571 | 434924.8225 | 5674087.9796
2012 | Primary School | 1A | 73958.8285 | 0 | 540.2557 | 1566125.5484 | 822762.0925 | 50461.7812 | 1237621.6274 | 342190.3996 | 25960.7098 | 581485.7772 | 142.1726 | 13.6162 | 128.5563 | 0 | 0 | 163507.9241 | 24482.1151 | 85170.8426 | 74015.0356 | 2311247.806 | 540.2557 | 2311788.0618 | 4546564.7839 | 427892.0197 | 4974456.8037
2012 | Primary School | 1B | 73958.8285 | 0 | 61731.3263 | 1740542.8471 | 822923.2214 | 50395.434 | 1237621.6274 | 342190.3996 | 25960.7098 | 738245.2437 | 426.5177 | 13.6162 | 412.9014 | 0 | 0 | 190369.0601 | 24482.1151 | 88128.0319 | 74043.4701 | 2669570.0523 | 61731.3263 | 2731301.3785 | 4905019.7245 | 492049.7577 | 5397069.4823
2012 | Primary School | 2A | 73958.8285 | 0 | 33296.8139 | 1238427.272 | 823330.7828 | 50376.4777 | 1237621.6274 | 342190.3996 | 25960.7098 | 567865.6458 | 388.605 | 13.6162 | 374.9888 | 0 | 0 | 101643.9034 | 24491.5933 | 93473.7202 | 73901.2976 | 1908311.8099 | 33296.8139 | 1941608.6239 | 4143998.4365 | 468960.9337 | 4612959.3702
2012 | Primary School | 2B | 73958.8285 | 0 | 61977.7587 | 999302.5014 | 821605.7557 | 50414.3904 | 1237621.6274 | 342190.3996 | 25960.7098 | 635179.6147 | 483.3867 | 13.6162 | 469.7705 | 0 | 0 | 109226.44 | 24491.5933 | 94857.5331 | 72308.9649 | 1744178.3266 | 61977.7587 | 1806156.0853 | 3976594.9842 | 499025.6914 | 4475620.6756
2012 | Primary School | 3A | 73958.8285 | 0 | 229826.685 | 732444.6032 | 823055.9158 | 50404.9122 | 1237621.6274 | 342190.3996 | 25960.7098 | 521849.1267 | 1431.2038 | 13.6162 | 1417.5875 | 0 | 0 | 96629.9511 | 24501.0715 | 106231.3381 | 72934.5241 | 1352341.2685 | 229826.685 | 1582167.9535 | 3586824.1673 | 678248.4227 | 4265072.59
2012 | Primary School | 3B | 73958.8285 | 0 | 130144.7629 | 711507.3239 | 821349.8451 | 50404.9122 | 1237621.6274 | 342190.3996 | 25960.7098 | 600214.6427 | 881.4699 | 13.6162 | 867.8536 | 0 | 0 | 120306.4217 | 24501.0715 | 103113.0199 | 72166.7923 | 1432896.2419 | 130144.7629 | 1563041.0048 | 3664905.3382 | 575448.1824 | 4240353.5206
2012 | Primary School | 3C | 73958.8285 | 0 | 58053.796 | 469776.0564 | 822307.1403 | 50395.434 | 1237621.6274 | 342190.3996 | 25960.7098 | 470373.1812 | 540.2557 | 13.6162 | 526.6395 | 0 | 0 | 40879.3506 | 24491.5933 | 105349.8682 | 73057.7404 | 981555.2276 | 58053.796 | 1039609.0237 | 3215412.5672 | 505594.0638 | 3721006.631
2012 | Primary School | 4A | 73958.8285 | 0 | 405002.2373 | 521195.1329 | 822231.3149 | 50329.0868 | 1237621.6274 | 342190.3996 | 25960.7098 | 519726.0164 | 2236.8483 | 13.6162 | 2223.2321 | 0 | 0 | 106676.8121 | 24501.0715 | 115463.0764 | 72593.31 | 1149821.1935 | 405002.2373 | 1554823.4308 | 3383081.4083 | 862655.7133 | 4245737.1216
2012 | Primary School | 4B | 73958.8285 | 0 | 174995.4671 | 512465.7376 | 819141.4313 | 50366.9995 | 1237621.6274 | 342190.3996 | 25960.7098 | 628080.4647 | 1478.5946 | 13.6162 | 1464.9784 | 0 | 0 | 107529.8475 | 24501.0715 | 112685.9724 | 71891.9253 | 1249541.0282 | 174995.4671 | 1424536.4953 | 3479038.4092 | 629871.839 | 4108910.2483
2012 | Primary School | 4C | 73958.8285 | 0 | 332437.3618 | 196766.8253 | 822610.4418 | 50272.2178 | 1237621.6274 | 342190.3996 | 25960.7098 | 492722.7079 | 1961.9814 | 13.6162 | 1948.3651 | 0 | 0 | 86308.2231 | 24510.5496 | 116846.8893 | 72195.2268 | 777746.1214 | 332437.3618 | 1110183.4833 | 3010921.0327 | 791474.6508 | 3802395.6835
2012 | Primary School | 5A | 73958.8285 | 0 | 722606.2619 | 317186.9851 | 822392.4439 | 50338.565 | 1237621.6274 | 342190.3996 | 25960.7098 | 524484.0581 | 3478.4887 | 13.6162 | 3464.8724 | 0 | 0 | 99890.4418 | 24510.5496 | 123093.0039 | 72318.443 | 945026.3575 | 722606.2619 | 1667632.6194 | 3178191.7906 | 1187889.6654 | 4366081.456
2012 | Primary School | 5B | 73958.8285 | 0 | 441531.1075 | 377629.2801 | 821141.3253 | 50348.0432 | 1237621.6274 | 342190.3996 | 25960.7098 | 612953.3042 | 2559.1061 | 13.6162 | 2545.4899 | 0 | 0 | 124097.69 | 24501.0715 | 120638.1577 | 71882.4472 | 1117225.7642 | 441531.1075 | 1558756.8717 | 3348694.6047 | 904359.6647 | 4253054.2694
2012 | Primary School | 5C | 73958.8285 | 0 | 374444.6147 | 108401.8392 | 822496.7037 | 50262.7396 | 1237621.6274 | 342190.3996 | 25960.7098 | 472676.3767 | 2246.3265 | 13.6162 | 2232.7102 | 0 | 0 | 82535.9111 | 24510.5496 | 120922.5028 | 72081.4888 | 665846.8372 | 374444.6147 | 1040291.452 | 2898813.2288 | 837557.5171 | 3736370.7459
2012 | Primary School | 6A | 73958.8285 | 0 | 1193462.8298 | 331432.6757 | 823671.9969 | 50319.6087 | 1237621.6274 | 342190.3996 | 25960.7098 | 555638.8055 | 5393.0792 | 13.6162 | 5379.4629 | 0 | 0 | 109795.1303 | 24510.5496 | 129291.7276 | 72290.0085 | 1002246.0745 | 1193462.8298 | 2195708.9042 | 3236634.1916 | 1664954.4351 | 4901588.6267
2012 | Primary School | 6B | 73958.8285 | 0 | 796393.8214 | 231248.4106 | 823671.9969 | 50281.696 | 1237621.6274 | 342190.3996 | 25960.7098 | 573135.5087 | 4151.4388 | 13.6162 | 4137.8226 | 0 | 0 | 104032.4025 | 24510.5496 | 127434.0061 | 71673.9274 | 912554.1444 | 796393.8214 | 1708947.9658 | 3146297.7459 | 1266027.7053 | 4412325.4512
2012 | Primary School | 7 | 73958.8285 | 0 | 1379415.0623 | 273682.1812 | 823671.9969 | 50253.2615 | 1237621.6274 | 342190.3996 | 25960.7098 | 561098.2319 | 6037.5948 | 13.6162 | 6023.9785 | 0 | 0 | 108354.4483 | 24510.5496 | 135954.8816 | 72109.9233 | 949158.8399 | 1379415.0623 | 2328573.9022 | 3183291.0465 | 1857550.8653 | 5040841.9118
2012 | Primary School | 8 | 73958.8285 | 0 | 2612382.9079 | 113775.962 | 823671.9969 | 49978.3945 | 1237621.6274 | 342190.3996 | 25960.7098 | 603806.8694 | 10226.9463 | 13.6162 | 10213.33 | 0 | 0 | 109605.5669 | 24520.0278 | 144267.2374 | 71702.3619 | 837401.7283 | 2612382.9079 | 3449784.6362 | 3070870.4629 | 3098840.5448 | 6169711.0077
2015 | Primary School | 0A | 73958.8285 | 0 | 4644.3037 | 2116636.6635 | 707716.0556 | 41808.2113 | 1225717.0449 | 342190.3996 | 25666.8865 | 451104.06 | 28.4345 | 13.6162 | 14.8183 | 0 | 0 | 144333.5846 | 24482.1151 | 75768.4972 | 61541.7629 | 2712089.1264 | 4644.3037 | 2716733.4301 | 4799044.2971 | 422603.2005 | 5221647.4975
2015 | Primary School | 0B | 73958.8285 | 0 | 4255.6987 | 1860527.0109 | 709858.1222 | 41808.2113 | 1225717.0449 | 342190.3996 | 25676.3646 | 539080.4411 | 37.9127 | 13.6162 | 24.2964 | 0 | 0 | 124846.4655 | 24472.6369 | 77540.9151 | 61115.2452 | 2524478.214 | 4255.6987 | 2528733.9127 | 4613129.9773 | 423987.0134 | 5037116.9907
2015 | Primary School | 1A | 73958.8285 | 0 | 189.5634 | 1387784.2871 | 712938.5277 | 41808.2113 | 1225717.0449 | 342190.3996 | 25676.3646 | 437597.6666 | 18.9563 | 13.6162 | 5.3401 | 0 | 0 | 122903.4405 | 24482.1151 | 81900.8737 | 60906.7254 | 1948290.7343 | 189.5634 | 1948480.2977 | 4039823.8615 | 424280.8367 | 4464104.6981
2015 | Primary School | 1B | 73958.8285 | 0 | 18435.0422 | 1513919.7838 | 712625.7481 | 41751.3423 | 1225717.0449 | 342190.3996 | 25676.3646 | 435142.8204 | 85.3035 | 13.6162 | 71.6873 | 0 | 0 | 112259.4547 | 24482.1151 | 84668.4996 | 60774.031 | 2061393.7462 | 18435.0422 | 2079828.7883 | 4152424.5303 | 445293.9413 | 4597718.4716
2015 | Primary School | 2A | 73958.8285 | 0 | 12236.3185 | 1058408.3744 | 713459.8271 | 41732.3859 | 1225717.0449 | 342190.3996 | 25676.3646 | 408471.2478 | 161.1289 | 13.6162 | 147.5127 | 0 | 0 | 70290.1145 | 24482.1151 | 90184.7949 | 60802.4655 | 1537317.2494 | 12236.3185 | 1549553.5678 | 3629201.0689 | 444611.513 | 4073812.5819
2015 | Primary School | 2B | 73958.8285 | 0 | 23629.0797 | 886521.7473 | 715459.7211 | 41770.2986 | 1225717.0449 | 342190.3996 | 25676.3646 | 440090.4255 | 189.5634 | 13.6162 | 175.9472 | 0 | 0 | 60015.7774 | 24491.5933 | 91398.0008 | 59712.4759 | 1386803.8974 | 23629.0797 | 1410432.9772 | 3479635.534 | 457226.9583 | 3936862.4923
2015 | Primary School | 3A | 73958.8285 | 0 | 94118.2358 | 618564.3813 | 716587.6235 | 41760.8204 | 1225717.0449 | 342190.3996 | 25676.3646 | 345981.6679 | 767.7318 | 13.6162 | 754.1156 | 0 | 0 | 60214.8189 | 24491.5933 | 102951.891 | 60252.7316 | 1025514.9837 | 94118.2358 | 1119633.2195 | 3120005.3002 | 539251.0482 | 3659256.3484
2015 | Primary School | 3B | 73958.8285 | 0 | 83758.5952 | 636383.3423 | 714957.3781 | 41751.3423 | 1225717.0449 | 342190.3996 | 25676.3646 | 407959.4266 | 483.3867 | 13.6162 | 469.7705 | 0 | 0 | 0 | 24491.5933 | 99757.7474 | 59646.1287 | 1044812.5394 | 83758.5952 | 1128571.1346 | 3137066.0076 | 525716.2203 | 3662782.2279
2015 | Primary School | 3C | 73958.8285 | 0 | 37467.2091 | 414669.9715 | 714815.2055 | 41827.1676 | 1225717.0449 | 342190.3996 | 25676.3646 | 321101.4696 | 284.3451 | 13.6162 | 270.7289 | 0 | 0 | 0 | 24491.5933 | 102136.7683 | 60271.688 | 736042.17 | 37467.2091 | 773509.3791 | 2828835.8939 | 481803.8551 | 3310639.749
2015 | Primary School | 4A | 73958.8285 | 0 | 208244.8902 | 445985.8478 | 713222.8728 | 41836.6458 | 1225717.0449 | 342190.3996 | 25676.3646 | 341147.8008 | 1677.6362 | 13.6162 | 1664.02 | 0 | 0 | 68669.3473 | 24491.5933 | 112231.0202 | 60176.9063 | 857467.0158 | 208244.8902 | 1065711.906 | 2948573.6253 | 662675.7881 | 3611249.4134
2015 | Primary School | 4B | 73958.8285 | 0 | 171166.2861 | 453435.69 | 710218.2927 | 41741.8641 | 1225717.0449 | 342190.3996 | 25676.3646 | 421674.3397 | 919.3826 | 13.6162 | 905.7663 | 0 | 0 | 0 | 24491.5933 | 109340.1781 | 59522.9125 | 876015.796 | 171166.2861 | 1047182.0821 | 2963378.5281 | 622687.3856 | 3586065.9137
2015 | Primary School | 4C | 73958.8285 | 0 | 432517.3671 | 173441.0471 | 717563.8751 | 41827.1676 | 1225717.0449 | 342190.3996 | 25676.3646 | 324305.0913 | 2388.499 | 13.6162 | 2374.8828 | 0 | 0 | 0 | 24491.5933 | 113586.3986 | 60053.69 | 500121.0212 | 432517.3671 | 932638.3883 | 2595454.8949 | 888294.1653 | 3483749.0601
2015 | Primary School | 5A | 73958.8285 | 0 | 439730.2551 | 275179.7322 | 713431.3926 | 41770.2986 | 1225717.0449 | 342190.3996 | 25676.3646 | 330314.2516 | 2312.6737 | 13.6162 | 2299.0574 | 0 | 0 | 66764.235 | 24491.5933 | 119908.3385 | 60129.5154 | 674557.2762 | 439730.2551 | 1114287.5312 | 2765768.1456 | 901838.4713 | 3667606.6169
2015 | Primary School | 5B | 73958.8285 | 0 | 459065.7234 | 332882.8359 | 712369.8375 | 41808.2113 | 1225717.0449 | 342190.3996 | 25676.3646 | 400234.7174 | 2303.1955 | 13.6162 | 2289.5793 | 0 | 0 | 0 | 24491.5933 | 117406.1014 | 59627.1724 | 735407.1326 | 459065.7234 | 1194472.856 | 2825101.4946 | 918662.2244 | 3743763.7191
2015 | Primary School | 5C | 73958.8285 | 0 | 283255.1337 | 103103.5417 | 716701.3615 | 41808.2113 | 1225717.0449 | 342190.3996 | 25676.3646 | 313528.4111 | 1781.8961 | 13.6162 | 1768.2799 | 0 | 0 | 58821.5278 | 24491.5933 | 117832.6191 | 60082.1246 | 477221.7606 | 283255.1337 | 760476.8943 | 2571702.5989 | 743268.6742 | 3314971.2731
2015 | Primary School | 6A | 73958.8285 | 0 | 894739.3214 | 296657.2672 | 714123.2991 | 41789.255 | 1225717.0449 | 342190.3996 | 25676.3646 | 365326.6144 | 4274.655 | 13.6162 | 4261.0388 | 0 | 0 | 73389.4763 | 24491.5933 | 126182.8876 | 60129.5154 | 739634.3967 | 894739.3214 | 1634373.7181 | 2831575.0853 | 1363112.6085 | 4194687.6938
2015 | Primary School | 6B | 73958.8285 | 0 | 695441.8245 | 207098.0315 | 714274.9498 | 41741.8641 | 1225717.0449 | 342190.3996 | 25676.3646 | 384500.9539 | 3772.312 | 13.6162 | 3758.6957 | 0 | 0 | 63086.7047 | 24491.5933 | 124296.7316 | 59655.6069 | 658444.3858 | 695441.8245 | 1353886.2103 | 2750015.4257 | 1161928.9556 | 3911944.3813
2015 | Primary School | 7 | 73958.8285 | 0 | 1069715.8321 | 242707.5191 | 713791.5631 | 41808.2113 | 1225717.0449 | 342190.3996 | 25676.3646 | 369098.9264 | 4814.9108 | 13.6162 | 4801.2945 | 0 | 0 | 71778.1873 | 24491.5933 | 132874.4761 | 60044.2119 | 688385.9273 | 1069715.8321 | 1758101.7594 | 2779919.0545 | 1544780.7078 | 4324699.7624
2015 | Primary School | 8 | 73958.8285 | 0 | 2087974.6751 | 103823.8827 | 727658.1269 | 42064.1219 | 1225717.0449 | 342190.3996 | 25685.8428 | 404689.4577 | 8852.6115 | 13.6162 | 8838.9953 | 0 | 0 | 74801.7238 | 24501.0715 | 141224.7446 | 59740.9104 | 592154.0594 | 2087974.6751 | 2680128.7345 | 2697515.8378 | 2571389.8193 | 5268905.657
2018 | Primary School | 0A | 73958.8285 | 0 | 7051.7591 | 1872346.2899 | 568595.4649 | 29116.9406 | 1225717.0449 | 342190.3996 | 18416.0858 | 427967.8451 | 37.9127 | 13.6162 | 24.2964 | 0 | 0 | 141992.4764 | 24482.1151 | 75711.6282 | 61551.241 | 2442330.9079 | 7051.7591 | 2449382.6669 | 4370213.9384 | 424953.7868 | 4795167.7252
2018 | Primary School | 0B | 73958.8285 | 0 | 5108.734 | 1722553.2789 | 570216.2321 | 29116.9406 | 1225717.0449 | 342190.3996 | 18416.0858 | 512494.1721 | 37.9127 | 13.6162 | 24.2964 | 0 | 0 | 115538.9018 | 24472.6369 | 77531.437 | 61134.2015 | 2350610.6493 | 5108.734 | 2355719.3833 | 4279697.4075 | 424840.0488 | 4704537.4563
2018 | Primary School | 1A | 73958.8285 | 0 | 189.5634 | 1254815.0292 | 572595.253 | 29116.9406 | 1225717.0449 | 342190.3996 | 18416.0858 | 416906.8198 | 18.9563 | 13.6162 | 5.3401 | 0 | 0 | 113501.0951 | 24482.1151 | 81976.6991 | 60906.7254 | 1785228.2842 | 189.5634 | 1785417.8476 | 3716466.5872 | 424356.662 | 4140823.2493
2018 | Primary School | 1B | 73958.8285 | 0 | 25913.3189 | 1425118.8018 | 572320.3861 | 29069.5498 | 1225717.0449 | 342190.3996 | 18416.0858 | 436100.1156 | 113.738 | 13.6162 | 100.1218 | 0 | 0 | 108942.0949 | 24482.1151 | 84659.0214 | 60783.5092 | 1970261.1341 | 25913.3189 | 1996174.453 | 3901063.4413 | 452762.7399 | 4353826.1812
2018 | Primary School | 2A | 73958.8285 | 0 | 12823.9651 | 1036637.0161 | 572945.9453 | 29060.0716 | 1225717.0449 | 342190.3996 | 18416.0858 | 397723.0022 | 180.0852 | 13.6162 | 166.469 | 0 | 0 | 89170.6307 | 24482.1151 | 90326.9675 | 60811.9437 | 1523697.1179 | 12823.9651 | 1536521.083 | 3455143.9407 | 445341.3322 | 3900485.2729
2018 | Primary School | 2B | 73958.8285 | 0 | 25723.7555 | 846040.4799 | 574462.4527 | 29088.5061 | 1225717.0449 | 342190.3996 | 18416.0858 | 419541.7513 | 161.1289 | 13.6162 | 147.5127 | 0 | 0 | 61579.6755 | 24491.5933 | 91416.9571 | 59702.9977 | 1327309.4194 | 25723.7555 | 1353033.1749 | 3259201.7162 | 459331.1122 | 3718532.8285
2018 | Primary School | 3A | 73958.8285 | 0 | 113501.0951 | 580206.2241 | 575334.4444 | 29079.0279 | 1225717.0449 | 342190.3996 | 18416.0858 | 329631.8233 | 1004.6861 | 13.6162 | 991.0699 | 0 | 0 | 66887.4512 | 24491.5933 | 103169.8889 | 60271.688 | 977716.5685 | 113501.0951 | 1091217.6635 | 2911030.5909 | 558861.3836 | 3469891.9744
2018 | Primary School | 3B | 73958.8285 | 0 | 98639.3233 | 608697.6055 | 574083.3258 | 29079.0279 | 1225717.0449 | 342190.3996 | 18416.0858 | 383610.0059 | 568.6902 | 13.6162 | 555.074 | 0 | 0 | 0 | 24491.5933 | 99805.1383 | 59646.1287 | 992862.6854 | 98639.3233 | 1091502.0087 | 2924300.03 | 540634.8611 | 3464934.8911
2018 | Primary School | 3C | 73958.8285 | 0 | 41125.783 | 388870.3907 | 573969.5878 | 29126.4188 | 1225717.0449 | 342190.3996 | 18416.0858 | 305851.0928 | 303.3015 | 13.6162 | 289.6852 | 0 | 0 | 0 | 24491.5933 | 102241.0282 | 60271.688 | 695011.1687 | 41125.783 | 736136.9517 | 2627007.7254 | 485557.2108 | 3112564.9361
2018 | Primary School | 4A | 73958.8285 | 0 | 263464.7131 | 408613.4204 | 573798.9807 | 29135.897 | 1225717.0449 | 342190.3996 | 18416.0858 | 319366.9643 | 1658.6799 | 13.6162 | 1645.0636 | 0 | 0 | 82422.1731 | 24491.5933 | 112477.4526 | 60205.3408 | 812047.6215 | 263464.7131 | 1075512.3346 | 2743816.702 | 718132.5653 | 3461949.2673
2018 | Primary School | 4B | 73958.8285 | 0 | 206207.0834 | 423854.319 | 571666.3923 | 29069.5498 | 1225717.0449 | 342190.3996 | 18416.0858 | 389666.557 | 1118.4242 | 13.6162 | 1104.8079 | 0 | 0 | 0 | 24491.5933 | 109378.0908 | 59532.3907 | 814625.6839 | 206207.0834 | 1020832.7673 | 2743522.8787 | 657766.0956 | 3401288.9744
2018 | Primary School | 4C | 73958.8285 | 0 | 502807.4816 | 156399.296 | 577324.8602 | 29135.897 | 1225717.0449 | 342190.3996 | 18416.0858 | 302874.9472 | 2871.8857 | 13.6162 | 2858.2695 | 0 | 0 | 0 | 24491.5933 | 113899.1782 | 60072.6464 | 462132.5127 | 502807.4816 | 964939.9943 | 2397304.2566 | 958897.0594 | 3356201.316
2018 | Primary School | 5A | 73958.8285 | 0 | 564263.9409 | 252138.299 | 573410.3757 | 29088.5061 | 1225717.0449 | 342190.3996 | 18416.0858 | 313898.0598 | 3317.3598 | 13.6162 | 3303.7435 | 0 | 0 | 74033.9919 | 24491.5933 | 120183.2055 | 60157.9499 | 643374.0943 | 564263.9409 | 1207638.0352 | 2574669.2663 | 1026637.5459 | 3601306.8123
2018 | Primary School | 5B | 73958.8285 | 0 | 517697.6879 | 307310.7311 | 572604.7312 | 29116.9406 | 1225717.0449 | 342190.3996 | 18416.0858 | 372018.203 | 2644.4096 | 13.6162 | 2630.7934 | 0 | 0 | 0 | 24491.5933 | 117472.4486 | 59636.6505 | 681959.7275 | 517697.6879 | 1199657.4154 | 2611956.3902 | 977360.5361 | 3589316.9262
2018 | Primary School | 5C | 73958.8285 | 0 | 319442.7897 | 96506.7349 | 575922.091 | 29116.9406 | 1225717.0449 | 342190.3996 | 18416.0858 | 296771.0052 | 2473.8026 | 13.6162 | 2460.1863 | 0 | 0 | 68252.3078 | 24491.5933 | 118012.7044 | 60101.0809 | 463990.2342 | 319442.7897 | 783433.0239 | 2397759.2088 | 779645.8936 | 3177405.1024
2018 | Primary School | 6A | 73958.8285 | 0 | 1248189.7879 | 270961.9462 | 573353.5067 | 29107.4625 | 1225717.0449 | 342190.3996 | 18416.0858 | 347763.564 | 6890.6302 | 13.6162 | 6877.0139 | 0 | 0 | 95141.8783 | 24491.5933 | 126448.2763 | 60129.5154 | 720744.4024 | 1248189.7879 | 1968934.1902 | 2651963.749 | 1716828.4638 | 4368792.2128
2018 | Primary School | 6B | 73958.8285 | 0 | 811691.589 | 190359.5819 | 573467.2447 | 29069.5498 | 1225717.0449 | 342190.3996 | 18416.0858 | 365042.2693 | 4483.1748 | 13.6162 | 4469.5585 | 0 | 0 | 80450.7136 | 24491.5933 | 124533.6858 | 59674.5632 | 640322.1233 | 811691.589 | 1452013.7124 | 2571171.8213 | 1278415.6745 | 3849587.4958
2018 | Primary School | 7 | 73958.8285 | 0 | 1664480.5266 | 226585.1506 | 573078.6397 | 29116.9406 | 1225717.0449 | 342190.3996 | 18416.0858 | 355203.9281 | 1999.894 | 13.6162 | 1986.2778 | 0 | 0 | 94222.4957 | 24491.5933 | 133139.8649 | 60044.2119 | 677997.8522 | 1664480.5266 | 2342478.3787 | 2608866.5065 | 2139801.3129 | 4748667.8194
2018 | Primary School | 8 | 73958.8285 | 0 | 3048805.2813 | 98980.5374 | 583807.929 | 29306.504 | 1225717.0449 | 342190.3996 | 18425.564 | 393438.869 | 4322.0459 | 13.6162 | 4308.4296 | 0 | 0 | 112941.883 | 24501.0715 | 141490.1334 | 59712.4759 | 609669.719 | 3048805.2813 | 3658475.0003 | 2551144.4465 | 3532476.3361 | 6083620.7826
2006 | Quick Service Restaurant | 0A | 2500.8869 | 0 | 0 | 475159.6574 | 60375.9479 | 25989.1443 | 262431.5925 | 452260.3968 | 0 | 141859.782 | 0 | 0 | 0 | 0 | 0 | 0 | 0 | 118107.4861 | 66318.7609 | 617019.4394 | 0 | 617019.4394 | 1032144.3632 | 570367.8829 | 1602512.246
2006 | Quick Service Restaurant | 0B | 2500.8869 | 0 | 388.605 | 430716.5146 | 60375.9479 | 25998.6224 | 262431.5925 | 452260.3968 | 0 | 164901.2152 | 0 | 0 | 0 | 0 | 0 | 0 | 0 | 117557.7522 | 65825.896 | 595617.7298 | 388.605 | 596006.3348 | 1010259.2668 | 570197.2758 | 1580456.5426
2006 | Quick Service Restaurant | 1A | 2500.8869 | 0 | 18.9563 | 305168.6645 | 60375.9479 | 25998.6224 | 262431.5925 | 452260.3968 | 0 | 130485.9771 | 0 | 0 | 0 | 0 | 0 | 0 | 0 | 128694.6028 | 65314.0748 | 435654.6416 | 18.9563 | 435673.598 | 849784.3574 | 580964.4778 | 1430748.8352
2006 | Quick Service Restaurant | 1B | 2500.8869 | 0 | 14909.1626 | 348028.9528 | 60375.9479 | 25970.1879 | 262431.5925 | 452260.3968 | 0 | 160958.2961 | 0 | 0 | 0 | 0 | 0 | 0 | 0 | 128969.4698 | 65181.3804 | 508987.2489 | 14909.1626 | 523896.4116 | 922946.3576 | 596139.0292 | 1519085.3869
2006 | Quick Service Restaurant | 2A | 2500.8869 | 0 | 35941.2236 | 261559.6008 | 60375.9479 | 25960.7098 | 262431.5925 | 452260.3968 | 0 | 135187.1498 | 0 | 0 | 0 | 0 | 0 | 0 | 0 | 140684.4889 | 64887.5571 | 396746.7506 | 35941.2236 | 432687.9742 | 810402.5578 | 628876.6311 | 1439279.1889
2006 | Quick Service Restaurant | 2B | 2500.8869 | 0 | 30737.7078 | 177165.9682 | 60375.9479 | 25979.6661 | 262431.5925 | 452260.3968 | 0 | 158825.7077 | 0 | 0 | 0 | 0 | 0 | 0 | 0 | 141471.177 | 63769.133 | 335991.6759 | 30737.7078 | 366729.3837 | 748548.0153 | 624459.8035 | 1373007.8188
2006 | Quick Service Restaurant | 3A | 2500.8869 | 0 | 152494.2896 | 147290.7739 | 60375.9479 | 25970.1879 | 262431.5925 | 452260.3968 | 0 | 134940.7174 | 0 | 0 | 0 | 0 | 0 | 0 | 0 | 161375.3357 | 63209.9209 | 282231.4912 | 152494.2896 | 434725.7809 | 694219.1404 | 766130.0221 | 1460349.1625
2006 | Quick Service Restaurant | 3B | 2500.8869 | 0 | 80081.0649 | 123159.3511 | 60375.9479 | 25970.1879 | 262431.5925 | 452260.3968 | 0 | 153366.2814 | 0 | 0 | 0 | 0 | 0 | 0 | 0 | 156039.1255 | 63266.7899 | 276525.6324 | 80081.0649 | 356606.6973 | 688579.6288 | 688371.1091 | 1376950.7379
2006 | Quick Service Restaurant | 3C | 2500.8869 | 0 | 53229.4071 | 38405.548 | 60375.9479 | 25970.1879 | 262431.5925 | 452260.3968 | 0 | 124874.9 | 0 | 0 | 0 | 0 | 0 | 0 | 0 | 163488.9677 | 64148.2598 | 163280.448 | 53229.4071 | 216509.8551 | 576206.4361 | 668969.2935 | 1245175.7296
2006 | Quick Service Restaurant | 4A | 2500.8869 | 0 | 324371.4385 | 91473.8262 | 60375.9479 | 25932.2752 | 262431.5925 | 452260.3968 | 0 | 125310.8958 | 0 | 0 | 0 | 0 | 0 | 0 | 0 | 177801.0056 | 61598.6319 | 216784.722 | 324371.4385 | 541156.1605 | 627123.1695 | 954432.841 | 1581556.0104
2006 | Quick Service Restaurant | 4B | 2500.8869 | 0 | 164920.1715 | 70517.5906 | 60375.9479 | 25951.2316 | 262431.5925 | 452260.3968 | 0 | 148039.5494 | 0 | 0 | 0 | 0 | 0 | 0 | 0 | 172995.573 | 62186.2785 | 218557.14 | 164920.1715 | 383477.3115 | 629502.1904 | 790176.1414 | 1419678.3317
2006 | Quick Service Restaurant | 4C | 2500.8869 | 0 | 257607.2036 | 16719.4933 | 60375.9479 | 25903.8407 | 262431.5925 | 452260.3968 | 0 | 118353.9185 | 0 | 0 | 0 | 0 | 0 | 0 | 0 | 182625.3945 | 61683.9354 | 135073.4118 | 257607.2036 | 392680.6153 | 545468.7282 | 892492.9949 | 1437961.7232
2006 | Quick Service Restaurant | 5A | 2500.8869 | 0 | 487121.1089 | 50983.0806 | 60375.9479 | 25941.7534 | 262431.5925 | 452260.3968 | 0 | 119775.6441 | 0 | 0 | 0 | 0 | 0 | 0 | 0 | 191572.7878 | 60717.162 | 170758.7247 | 487121.1089 | 657879.8337 | 580225.1805 | 1130954.2935 | 1711179.474
2006 | Quick Service Restaurant | 5B | 2500.8869 | 0 | 310144.7042 | 47134.9433 | 60375.9479 | 25941.7534 | 262431.5925 | 452260.3968 | 0 | 142570.6448 | 0 | 0 | 0 | 0 | 0 | 0 | 0 | 187554.0433 | 61181.5924 | 189705.5881 | 310144.7042 | 499850.2923 | 599626.9961 | 949959.1443 | 1549586.1404
2006 | Quick Service Restaurant | 5C | 2500.8869 | 0 | 338891.9961 | 5137.1686 | 60375.9479 | 25903.8407 | 262431.5925 | 452260.3968 | 0 | 108060.625 | 0 | 0 | 0 | 0 | 0 | 0 | 0 | 190530.189 | 60935.1599 | 113197.7936 | 338891.9961 | 452089.7897 | 522844.3346 | 981682.5819 | 1504526.9165
2006 | Quick Service Restaurant | 6A | 2500.8869 | 0 | 678826.5911 | 55361.9955 | 60375.9479 | 25922.7971 | 262431.5925 | 452260.3968 | 0 | 123680.6505 | 0 | 0 | 0 | 0 | 0 | 0 | 0 | 201723.9087 | 60309.6007 | 179042.646 | 678826.5911 | 857869.2371 | 588082.5841 | 1332810.8966 | 1920893.4806
2006 | Quick Service Restaurant | 6B | 2500.8869 | 0 | 497442.8369 | 29467.6329 | 60375.9479 | 25903.8407 | 262431.5925 | 452260.3968 | 0 | 135831.6654 | 0 | 0 | 0 | 0 | 0 | 0 | 0 | 199088.9772 | 60243.2535 | 165299.2984 | 497442.8369 | 662742.1353 | 574253.9329 | 1148782.7327 | 1723036.6656
2006 | Quick Service Restaurant | 7 | 2500.8869 | 0 | 864248.046 | 40775.0907 | 60375.9479 | 25894.3626 | 262431.5925 | 452260.3968 | 0 | 119775.6441 | 0 | 0 | 0 | 0 | 0 | 0 | 0 | 213818.0546 | 59712.4759 | 160550.7348 | 864248.046 | 1024798.7808 | 568965.1136 | 1530326.4974 | 2099291.611
2006 | Quick Service Restaurant | 8 | 2500.8869 | 0 | 1180619.9084 | 14861.7718 | 60375.9479 | 25752.19 | 262431.5925 | 452260.3968 | 0 | 112467.9744 | 0 | 0 | 0 | 0 | 0 | 0 | 0 | 230082.5956 | 58906.8314 | 127329.7462 | 1180619.9084 | 1307949.6546 | 534805.7861 | 1862953.4227 | 2397759.2088
2009 | Quick Service Restaurant | 0A | 2500.8869 | 0 | 0 | 443512.0452 | 60375.9479 | 17259.749 | 262431.5925 | 452260.3968 | 0 | 141698.6531 | 0 | 0 | 0 | 0 | 0 | 0 | 0 | 117927.4008 | 66925.3639 | 585210.6983 | 0 | 585210.6983 | 992203.3515 | 570187.7976 | 1562391.1491
2009 | Quick Service Restaurant | 0B | 2500.8869 | 0 | 0 | 395874.7589 | 60375.9479 | 17259.749 | 262431.5925 | 452260.3968 | 0 | 164541.0447 | 0 | 0 | 0 | 0 | 0 | 0 | 0 | 117481.9268 | 66186.0665 | 560415.8036 | 0 | 560415.8036 | 966678.6376 | 569742.3236 | 1536420.9612
2009 | Quick Service Restaurant | 1A | 2500.8869 | 0 | 0 | 293112.4313 | 60375.9479 | 17259.749 | 262431.5925 | 452260.3968 | 0 | 130457.5426 | 0 | 0 | 0 | 0 | 0 | 0 | 0 | 128694.6028 | 65370.9439 | 423569.9739 | 0 | 423569.9739 | 829017.6852 | 580954.9996 | 1409972.6849
2009 | Quick Service Restaurant | 1B | 2500.8869 | 0 | 4198.8297 | 316741.511 | 60375.9479 | 17240.7926 | 262431.5925 | 452260.3968 | 0 | 160560.213 | 0 | 0 | 0 | 0 | 0 | 0 | 0 | 128988.4261 | 65162.4241 | 477301.724 | 4198.8297 | 481500.5537 | 882503.0029 | 585447.6526 | 1467950.6555
2009 | Quick Service Restaurant | 2A | 2500.8869 | 0 | 19250.1648 | 245892.1845 | 60375.9479 | 17231.3145 | 262431.5925 | 452260.3968 | 0 | 134646.8941 | 0 | 0 | 0 | 0 | 0 | 0 | 0 | 140779.2706 | 64574.7775 | 380539.0785 | 19250.1648 | 399789.2434 | 785162.189 | 612289.8322 | 1397452.0213
2009 | Quick Service Restaurant | 2B | 2500.8869 | 0 | 11316.9359 | 167574.0593 | 60375.9479 | 17250.2708 | 262431.5925 | 452260.3968 | 0 | 158029.5414 | 0 | 0 | 0 | 0 | 0 | 0 | 0 | 141660.7404 | 63020.3575 | 325603.6007 | 11316.9359 | 336920.5366 | 728681.7694 | 605228.595 | 1333910.3644
2009 | Quick Service Restaurant | 3A | 2500.8869 | 0 | 123017.1785 | 125945.9333 | 60375.9479 | 17240.7926 | 262431.5925 | 452260.3968 | 0 | 134789.0666 | 0 | 0 | 0 | 0 | 0 | 0 | 0 | 161602.8118 | 62366.3637 | 260734.9999 | 123017.1785 | 383752.1784 | 663149.6966 | 736880.3871 | 1400030.0837
2009 | Quick Service Restaurant | 3B | 2500.8869 | 0 | 50452.303 | 117624.0993 | 60375.9479 | 17240.7926 | 262431.5925 | 452260.3968 | 0 | 152778.6348 | 0 | 0 | 0 | 0 | 0 | 0 | 0 | 156304.5143 | 62167.3221 | 270402.7341 | 50452.303 | 320855.0372 | 672627.8674 | 659007.736 | 1331635.6034
2009 | Quick Service Restaurant | 3C | 2500.8869 | 0 | 16586.7989 | 36557.3047 | 60375.9479 | 17240.7926 | 262431.5925 | 452260.3968 | 0 | 123879.6921 | 0 | 0 | 0 | 0 | 0 | 0 | 0 | 163839.6601 | 62849.7504 | 160436.9968 | 16586.7989 | 177023.7956 | 563335.0802 | 632677.3776 | 1196012.4577
2009 | Quick Service Restaurant | 4A | 2500.8869 | 0 | 286127.0194 | 76849.0087 | 60375.9479 | 17221.8363 | 262431.5925 | 452260.3968 | 0 | 125111.8543 | 0 | 0 | 0 | 0 | 0 | 0 | 0 | 178028.4817 | 60717.162 | 201960.8629 | 286127.0194 | 488087.8824 | 602707.4016 | 916406.4198 | 1519113.8214
2009 | Quick Service Restaurant | 4B | 2500.8869 | 0 | 134144.551 | 68934.7361 | 60375.9479 | 17231.3145 | 262431.5925 | 452260.3968 | 0 | 147565.6408 | 0 | 0 | 0 | 0 | 0 | 0 | 0 | 173308.3527 | 60916.2036 | 216500.3769 | 134144.551 | 350644.9279 | 617455.4353 | 759703.8223 | 1377159.2576
2009 | Quick Service Restaurant | 4C | 2500.8869 | 0 | 187762.5631 | 15534.7219 | 60375.9479 | 17193.4018 | 262431.5925 | 452260.3968 | 0 | 117244.9725 | 0 | 0 | 0 | 0 | 0 | 0 | 0 | 183051.9122 | 60034.7337 | 132779.6944 | 187762.5631 | 320542.2575 | 532824.8484 | 823065.394 | 1355890.2424
2009 | Quick Service Restaurant | 5A | 2500.8869 | 0 | 440801.2883 | 39552.4067 | 60375.9479 | 17221.8363 | 262431.5925 | 452260.3968 | 0 | 119358.6046 | 0 | 0 | 0 | 0 | 0 | 0 | 0 | 191800.2639 | 59826.2139 | 158911.0113 | 440801.2883 | 599712.2996 | 558776.08 | 1084852.4709 | 1643628.5509
2009 | Quick Service Restaurant | 5B | 2500.8869 | 0 | 268601.8817 | 46025.9973 | 60375.9479 | 17221.8363 | 262431.5925 | 452260.3968 | 0 | 141736.5658 | 0 | 0 | 0 | 0 | 0 | 0 | 0 | 187809.954 | 60072.6464 | 187762.5631 | 268601.8817 | 456364.4448 | 587864.5861 | 908672.2324 | 1496536.8186
2009 | Quick Service Restaurant | 5C | 2500.8869 | 0 | 258659.2805 | 4331.524 | 60375.9479 | 17193.4018 | 262431.5925 | 452260.3968 | 0 | 107084.3734 | 0 | 0 | 0 | 0 | 0 | 0 | 0 | 190975.663 | 59200.6547 | 111415.8975 | 258659.2805 | 370075.178 | 510626.9725 | 901895.3403 | 1412522.3128
2009 | Quick Service Restaurant | 6A | 2500.8869 | 0 | 610631.1523 | 45542.6106 | 60375.9479 | 17212.3581 | 262431.5925 | 452260.3968 | 0 | 124277.7752 | 0 | 0 | 0 | 0 | 0 | 0 | 0 | 201894.5157 | 59617.6942 | 169820.3858 | 610631.1523 | 780451.5382 | 569467.4567 | 1264786.0649 | 1834253.5215
2009 | Quick Service Restaurant | 6B | 2500.8869 | 0 | 431067.207 | 27865.8221 | 60375.9479 | 17202.88 | 262431.5925 | 452260.3968 | 0 | 134542.6342 | 0 | 0 | 0 | 0 | 0 | 0 | 0 | 199335.4096 | 59200.6547 | 162408.4563 | 431067.207 | 593475.6632 | 561629.0094 | 1082663.0134 | 1644292.0228
2009 | Quick Service Restaurant | 7 | 2500.8869 | 0 | 780318.8438 | 37694.6852 | 60375.9479 | 17193.4018 | 262431.5925 | 452260.3968 | 0 | 120685.5485 | 0 | 0 | 0 | 0 | 0 | 0 | 0 | 213969.7053 | 59039.5258 | 158380.2337 | 780318.8438 | 938699.0775 | 557411.2234 | 1446548.9459 | 2003960.1693
2009 | Quick Service Restaurant | 8 | 2500.8869 | 0 | 1125655.996 | 11203.1979 | 60375.9479 | 17098.6201 | 262431.5925 | 452260.3968 | 0 | 112657.5379 | 0 | 0 | 0 | 0 | 0 | 0 | 0 | 230272.159 | 58072.7524 | 123860.7357 | 1125655.996 | 1249516.7318 | 521839.6485 | 1808188.5519 | 2330028.2004
2012 | Quick Service Restaurant | 0A | 2500.8869 | 0 | 0 | 377724.0618 | 36159.2215 | 17259.749 | 262431.5925 | 452260.3968 | 0 | 132429.0021 | 0 | 0 | 0 | 0 | 0 | 0 | 0 | 117870.5318 | 67058.0583 | 510153.0639 | 0 | 510153.0639 | 893052.207 | 570130.9286 | 1463183.1356
2012 | Quick Service Restaurant | 0B | 2500.8869 | 0 | 0 | 349355.8967 | 36159.2215 | 17259.749 | 262431.5925 | 452260.3968 | 0 | 153546.3666 | 0 | 0 | 0 | 0 | 0 | 0 | 0 | 117434.5359 | 66328.2391 | 502902.2633 | 0 | 502902.2633 | 885081.0654 | 569694.9328 | 1454775.9981
2012 | Quick Service Restaurant | 1A | 2500.8869 | 0 | 0 | 250252.143 | 36159.2215 | 17259.749 | 262431.5925 | 452260.3968 | 0 | 122552.7482 | 0 | 0 | 0 | 0 | 0 | 0 | 0 | 128647.212 | 65560.5073 | 372804.8912 | 0 | 372804.8912 | 754215.9614 | 580907.6088 | 1335123.5702
2012 | Quick Service Restaurant | 1B | 2500.8869 | 0 | 4141.9606 | 265388.7818 | 36159.2215 | 17240.7926 | 262431.5925 | 452260.3968 | 0 | 150181.616 | 0 | 0 | 0 | 0 | 0 | 0 | 0 | 128931.5571 | 65380.422 | 415570.3977 | 4141.9606 | 419712.3584 | 796782.4264 | 585333.9145 | 1382116.3409
2012 | Quick Service Restaurant | 2A | 2500.8869 | 0 | 20055.8094 | 201003.5677 | 36159.2215 | 17231.3145 | 262431.5925 | 452260.3968 | 0 | 127670.9604 | 0 | 0 | 0 | 0 | 0 | 0 | 0 | 140741.3579 | 64783.2973 | 328674.5281 | 20055.8094 | 348730.3374 | 709270.4756 | 613048.0859 | 1322318.5615
2012 | Quick Service Restaurant | 2B | 2500.8869 | 0 | 11061.0253 | 144200.8902 | 36159.2215 | 17250.2708 | 262431.5925 | 452260.3968 | 0 | 151100.9985 | 0 | 0 | 0 | 0 | 0 | 0 | 0 | 141613.3496 | 63209.9209 | 295301.8887 | 11061.0253 | 306362.914 | 674343.4163 | 604934.7717 | 1279278.188
2012 | Quick Service Restaurant | 3A | 2500.8869 | 0 | 121159.457 | 107160.1988 | 36159.2215 | 17240.7926 | 262431.5925 | 452260.3968 | 0 | 127784.6984 | 0 | 0 | 0 | 0 | 0 | 0 | 0 | 161574.3772 | 62499.0581 | 234944.8972 | 121159.457 | 356104.3543 | 613275.562 | 734994.2311 | 1348269.7931
2012 | Quick Service Restaurant | 3B | 2500.8869 | 0 | 50149.0016 | 100970.9533 | 36159.2215 | 17240.7926 | 262431.5925 | 452260.3968 | 0 | 144760.1023 | 0 | 0 | 0 | 0 | 0 | 0 | 0 | 156266.6016 | 62318.9729 | 245731.0556 | 50149.0016 | 295880.0572 | 623881.6351 | 658666.5218 | 1282548.1569
2012 | Quick Service Restaurant | 3C | 2500.8869 | 0 | 18880.5162 | 31799.263 | 36159.2215 | 17240.7926 | 262431.5925 | 452260.3968 | 0 | 117567.2303 | 0 | 0 | 0 | 0 | 0 | 0 | 0 | 163811.2255 | 62972.9666 | 149366.4933 | 18880.5162 | 168247.0095 | 528161.5884 | 634952.1386 | 1163113.727
2012 | Quick Service Restaurant | 4A | 2500.8869 | 0 | 277748.3165 | 66593.6279 | 36159.2215 | 17221.8363 | 262431.5925 | 452260.3968 | 0 | 119557.6462 | 0 | 0 | 0 | 0 | 0 | 0 | 0 | 177990.569 | 60887.7691 | 186151.2741 | 277748.3165 | 463899.5905 | 562851.6935 | 907989.8041 | 1470841.4976
2012 | Quick Service Restaurant | 4B | 2500.8869 | 0 | 123860.7357 | 60044.2119 | 36159.2215 | 17231.3145 | 262431.5925 | 452260.3968 | 0 | 140457.0128 | 0 | 0 | 0 | 0 | 0 | 0 | 0 | 173251.4836 | 61105.767 | 200501.2246 | 123860.7357 | 324361.9603 | 577429.1201 | 749372.6162 | 1326801.7363
2012 | Quick Service Restaurant | 4C | 2500.8869 | 0 | 191364.268 | 13819.173 | 36159.2215 | 17193.4018 | 262431.5925 | 452260.3968 | 0 | 112306.8455 | 0 | 0 | 0 | 0 | 0 | 0 | 0 | 183023.4777 | 60157.9499 | 126126.0185 | 191364.268 | 317490.2865 | 502077.6624 | 826648.1425 | 1328725.805
2012 | Quick Service Restaurant | 5A | 2500.8869 | 0 | 434934.3006 | 34576.367 | 36159.2215 | 17221.8363 | 262431.5925 | 452260.3968 | 0 | 114496.303 | 0 | 0 | 0 | 0 | 0 | 0 | 0 | 191762.3512 | 59977.8647 | 149072.67 | 434934.3006 | 584006.9706 | 524853.7068 | 1078947.5705 | 1603801.2773
2012 | Quick Service Restaurant | 5B | 2500.8869 | 0 | 261531.1663 | 40121.0969 | 36159.2215 | 17221.8363 | 262431.5925 | 452260.3968 | 0 | 135926.4471 | 0 | 0 | 0 | 0 | 0 | 0 | 0 | 187781.5194 | 60214.8189 | 176047.544 | 261531.1663 | 437578.7103 | 552075.0133 | 901573.0825 | 1453648.0958
2012 | Quick Service Restaurant | 5C | 2500.8869 | 0 | 264185.0541 | 3876.5718 | 36159.2215 | 17193.4018 | 262431.5925 | 452260.3968 | 0 | 103804.9264 | 0 | 0 | 0 | 0 | 0 | 0 | 0 | 190956.7067 | 59304.9146 | 107681.4982 | 264185.0541 | 371866.5523 | 482770.6286 | 907392.6794 | 1390163.3079
2012 | Quick Service Restaurant | 6A | 2500.8869 | 0 | 601323.5886 | 39087.9763 | 36159.2215 | 17212.3581 | 262431.5925 | 452260.3968 | 0 | 117662.012 | 0 | 0 | 0 | 0 | 0 | 0 | 0 | 201866.0812 | 59750.3886 | 156749.9883 | 601323.5886 | 758073.577 | 532294.0709 | 1255450.0667 | 1787744.1375
2012 | Quick Service Restaurant | 6B | 2500.8869 | 0 | 424612.5727 | 24529.506 | 36159.2215 | 17202.88 | 262431.5925 | 452260.3968 | 0 | 128903.1226 | 0 | 0 | 0 | 0 | 0 | 0 | 0 | 199316.4533 | 59323.8709 | 153432.6285 | 424612.5727 | 578045.2012 | 528540.7152 | 1076179.9446 | 1604720.6598
2012 | Quick Service Restaurant | 7 | 2500.8869 | 0 | 765485.5065 | 26207.1422 | 36159.2215 | 17193.4018 | 262431.5925 | 452260.3968 | 0 | 115064.9932 | 0 | 0 | 0 | 0 | 0 | 0 | 0 | 213941.2708 | 59200.6547 | 141272.1354 | 765485.5065 | 906757.6419 | 516257.0059 | 1431687.1741 | 1947944.18
2012 | Quick Service Restaurant | 8 | 2500.8869 | 0 | 1105344.2761 | 6852.7175 | 36159.2215 | 17098.6201 | 262431.5925 | 452260.3968 | 0 | 107624.6292 | 0 | 0 | 0 | 0 | 0 | 0 | 0 | 230243.7245 | 58205.4467 | 114477.3467 | 1105344.2761 | 1219821.6227 | 488372.2275 | 1787838.9192 | 2276211.1467
2015 | Quick Service Restaurant | 0A | 2500.8869 | 0 | 0 | 339081.5596 | 30187.9739 | 14302.5597 | 252261.5152 | 452260.3968 | 0 | 74422.5969 | 0 | 0 | 0 | 0 | 0 | 0 | 0 | 117908.4445 | 55627.3843 | 413504.1565 | 0 | 413504.1565 | 765883.5897 | 570168.8413 | 1336052.431
2015 | Quick Service Restaurant | 0B | 2500.8869 | 0 | 47.3909 | 302685.3838 | 30169.0176 | 14293.0815 | 252261.5152 | 452260.3968 | 0 | 74119.2955 | 0 | 0 | 0 | 0 | 0 | 0 | 0 | 117444.0141 | 54954.4342 | 376804.6793 | 47.3909 | 376852.0701 | 728482.7278 | 569751.8018 | 1298234.5296
2015 | Quick Service Restaurant | 1A | 2500.8869 | 0 | 0 | 213713.7947 | 30169.0176 | 14293.0815 | 252261.5152 | 452260.3968 | 0 | 56632.0704 | 0 | 0 | 0 | 0 | 0 | 0 | 0 | 128656.6901 | 54120.3551 | 270345.8651 | 0 | 270345.8651 | 621199.3128 | 580907.6088 | 1202106.9215
2015 | Quick Service Restaurant | 1B | 2500.8869 | 0 | 7629.9275 | 230272.159 | 30225.8866 | 14274.1252 | 252261.5152 | 452260.3968 | 0 | 70555.5033 | 0 | 0 | 0 | 0 | 0 | 0 | 0 | 128903.1226 | 54129.8333 | 300827.6623 | 7629.9275 | 308457.5898 | 651709.5445 | 588793.4469 | 1240502.9914
2015 | Quick Service Restaurant | 2A | 2500.8869 | 0 | 22122.0506 | 180644.4568 | 30150.0612 | 14274.1252 | 252261.5152 | 452260.3968 | 0 | 60451.7732 | 0 | 0 | 0 | 0 | 0 | 0 | 0 | 140684.4889 | 53561.1431 | 241096.2301 | 22122.0506 | 263218.2807 | 591333.5966 | 615066.9363 | 1206400.5329
2015 | Quick Service Restaurant | 2B | 2500.8869 | 0 | 18302.3478 | 123149.8729 | 30131.1049 | 14283.6034 | 252261.5152 | 452260.3968 | 0 | 63408.9625 | 0 | 0 | 0 | 0 | 0 | 0 | 0 | 141575.4369 | 51911.9413 | 186558.8354 | 18302.3478 | 204861.1832 | 535156.4784 | 612138.1815 | 1147294.6599
2015 | Quick Service Restaurant | 3A | 2500.8869 | 0 | 116761.5858 | 96051.7827 | 30178.4958 | 14274.1252 | 252261.5152 | 452260.3968 | 0 | 56120.2492 | 0 | 0 | 0 | 0 | 0 | 0 | 0 | 161489.0737 | 51343.2511 | 152172.0318 | 116761.5858 | 268933.6176 | 500238.8973 | 730511.0563 | 1230749.9536
2015 | Quick Service Restaurant | 3B | 2500.8869 | 0 | 61740.8044 | 85606.8385 | 30178.4958 | 14274.1252 | 252261.5152 | 452260.3968 | 0 | 59759.8668 | 0 | 0 | 0 | 0 | 0 | 0 | 0 | 156228.6889 | 50973.6024 | 145366.7052 | 61740.8044 | 207107.5097 | 493054.4438 | 670229.8902 | 1163284.334
2015 | Quick Service Restaurant | 3C | 2500.8869 | 0 | 27951.1256 | 35344.0988 | 30254.3211 | 14302.5597 | 252261.5152 | 452260.3968 | 0 | 47883.7188 | 0 | 0 | 0 | 0 | 0 | 0 | 0 | 163612.184 | 52243.6773 | 83227.8176 | 27951.1256 | 111178.9432 | 432299.3692 | 643814.2282 | 1076113.5974
2015 | Quick Service Restaurant | 4A | 2500.8869 | 0 | 250422.7501 | 60849.8564 | 30235.3648 | 14312.0379 | 252261.5152 | 452260.3968 | 0 | 53077.7564 | 0 | 0 | 0 | 0 | 0 | 0 | 0 | 177895.7873 | 49703.5276 | 113927.6127 | 250422.7501 | 364350.3629 | 460440.0582 | 880578.9343 | 1341018.9925
2015 | Quick Service Restaurant | 4B | 2500.8869 | 0 | 145196.0981 | 51731.8561 | 30140.5831 | 14274.1252 | 252261.5152 | 452260.3968 | 0 | 58925.7877 | 0 | 0 | 0 | 0 | 0 | 0 | 0 | 173260.9618 | 49561.355 | 110657.6438 | 145196.0981 | 255853.742 | 456904.7005 | 770717.4568 | 1227622.1573
2015 | Quick Service Restaurant | 4C | 2500.8869 | 0 | 179241.6876 | 15146.1169 | 30254.3211 | 14312.0379 | 252261.5152 | 452260.3968 | 0 | 47599.3736 | 0 | 0 | 0 | 0 | 0 | 0 | 0 | 182824.4361 | 49381.2698 | 62745.4905 | 179241.6876 | 241987.1781 | 408954.6345 | 814326.5205 | 1223281.1551
2015 | Quick Service Restaurant | 5A | 2500.8869 | 0 | 393543.1289 | 32879.7744 | 30187.9739 | 14283.6034 | 252261.5152 | 452260.3968 | 0 | 51191.6004 | 0 | 0 | 0 | 0 | 0 | 0 | 0 | 191677.0476 | 48755.7105 | 84071.3748 | 393543.1289 | 477614.5036 | 429569.656 | 1037471.0951 | 1467040.7511
2015 | Quick Service Restaurant | 5B | 2500.8869 | 0 | 285899.5433 | 35135.5791 | 30178.4958 | 14302.5597 | 252261.5152 | 452260.3968 | 0 | 58840.4842 | 0 | 0 | 0 | 0 | 0 | 0 | 0 | 187781.5194 | 48632.4943 | 93976.0633 | 285899.5433 | 379875.6066 | 439351.1282 | 925941.4596 | 1365292.5878
2015 | Quick Service Restaurant | 5C | 2500.8869 | 0 | 236442.4482 | 5990.2039 | 30254.3211 | 14302.5597 | 252261.5152 | 452260.3968 | 0 | 44850.7041 | 0 | 0 | 0 | 0 | 0 | 0 | 0 | 190738.7087 | 48566.1471 | 50840.9081 | 236442.4482 | 287283.3563 | 396234.9294 | 879441.5538 | 1275676.4831
2015 | Quick Service Restaurant | 6A | 2500.8869 | 0 | 556605.5789 | 36358.2631 | 30197.4521 | 14293.0815 | 252261.5152 | 452260.3968 | 0 | 54234.0932 | 0 | 0 | 0 | 0 | 0 | 0 | 0 | 201799.734 | 48433.4527 | 90592.3563 | 556605.5789 | 647197.9352 | 435777.8578 | 1210656.2316 | 1646434.0894
2015 | Quick Service Restaurant | 6B | 2500.8869 | 0 | 424005.9697 | 22074.6597 | 30150.0612 | 14274.1252 | 252261.5152 | 452260.3968 | 0 | 57020.6754 | 0 | 0 | 0 | 0 | 0 | 0 | 0 | 199269.0624 | 47921.6315 | 79095.3351 | 424005.9697 | 503101.3049 | 423712.1464 | 1075525.9508 | 1499238.0972
2015 | Quick Service Restaurant | 7 | 2500.8869 | 0 | 704095.3944 | 25638.452 | 30169.0176 | 14302.5597 | 252261.5152 | 452260.3968 | 0 | 53854.9664 | 0 | 0 | 0 | 0 | 0 | 0 | 0 | 213874.9236 | 47855.2843 | 79493.4183 | 704095.3944 | 783588.8127 | 424081.7951 | 1370230.7148 | 1794312.5099
2015 | Quick Service Restaurant | 8 | 2500.8869 | 0 | 984127.95 | 7942.7071 | 30434.4064 | 14397.3414 | 252261.5152 | 452260.3968 | 0 | 51798.2033 | 0 | 0 | 0 | 0 | 0 | 0 | 0 | 230158.421 | 46935.9017 | 59740.9104 | 984127.95 | 1043868.8604 | 403779.5533 | 1666546.7678 | 2070326.3211
2018 | Quick Service Restaurant | 0A | 2500.8869 | 0 | 0 | 337508.1832 | 27306.61 | 9288.6074 | 252261.5152 | 452260.3968 | 0 | 74176.1645 | 0 | 0 | 0 | 0 | 0 | 0 | 0 | 117898.9663 | 55636.8625 | 411684.3477 | 0 | 411684.3477 | 756177.9428 | 570159.3631 | 1326337.3059
2018 | Quick Service Restaurant | 0B | 2500.8869 | 0 | 47.3909 | 301424.7871 | 27287.6537 | 9279.1292 | 252261.5152 | 452260.3968 | 0 | 73901.2976 | 0 | 0 | 0 | 0 | 0 | 0 | 0 | 117444.0141 | 54954.4342 | 375326.0846 | 47.3909 | 375373.4755 | 719108.8169 | 569751.8018 | 1288860.6187
2018 | Quick Service Restaurant | 1A | 2500.8869 | 0 | 0 | 212614.3269 | 27287.6537 | 9279.1292 | 252261.5152 | 452260.3968 | 0 | 56423.5506 | 0 | 0 | 0 | 0 | 0 | 0 | 0 | 128656.6901 | 54129.8333 | 269037.8775 | 0 | 269037.8775 | 612005.4871 | 580907.6088 | 1192913.0959
2018 | Quick Service Restaurant | 1B | 2500.8869 | 0 | 7667.8402 | 229191.6476 | 27344.5227 | 9269.651 | 252261.5152 | 452260.3968 | 0 | 70309.0708 | 0 | 0 | 0 | 0 | 0 | 0 | 0 | 128903.1226 | 54139.3115 | 299500.7184 | 7667.8402 | 307168.5586 | 642515.7188 | 588831.3596 | 1231347.0784
2018 | Quick Service Restaurant | 2A | 2500.8869 | 0 | 22150.4851 | 179753.5088 | 27268.6973 | 9269.651 | 252261.5152 | 452260.3968 | 0 | 60233.7753 | 0 | 0 | 0 | 0 | 0 | 0 | 0 | 140684.4889 | 53570.6212 | 239987.2841 | 22150.4851 | 262137.7692 | 582357.7689 | 615095.3708 | 1197453.1397
2018 | Quick Service Restaurant | 2B | 2500.8869 | 0 | 18349.7386 | 122590.6608 | 27259.2192 | 9269.651 | 252261.5152 | 452260.3968 | 0 | 63228.8773 | 0 | 0 | 0 | 0 | 0 | 0 | 0 | 141575.4369 | 51911.9413 | 185819.5381 | 18349.7386 | 204169.2767 | 526531.343 | 612185.5723 | 1138716.9154
2018 | Quick Service Restaurant | 3A | 2500.8869 | 0 | 116619.4132 | 95549.4396 | 27297.1318 | 9269.651 | 252261.5152 | 452260.3968 | 0 | 55940.1639 | 0 | 0 | 0 | 0 | 0 | 0 | 0 | 161489.0737 | 51352.7293 | 151489.6035 | 116619.4132 | 268109.0168 | 491670.6309 | 730368.8838 | 1222039.5147
2018 | Quick Service Restaurant | 3B | 2500.8869 | 0 | 61560.7192 | 85275.1025 | 27297.1318 | 9269.651 | 252261.5152 | 452260.3968 | 0 | 60167.4281 | 0 | 0 | 0 | 0 | 0 | 0 | 0 | 156228.6889 | 50973.6024 | 145442.5306 | 61560.7192 | 207003.2498 | 485263.3875 | 670049.8049 | 1155313.1924
2018 | Quick Service Restaurant | 3C | 2500.8869 | 0 | 28093.2982 | 35126.1009 | 27372.9572 | 9288.6074 | 252261.5152 | 452260.3968 | 0 | 47713.1117 | 0 | 0 | 0 | 0 | 0 | 0 | 0 | 163612.184 | 52253.1555 | 82839.2126 | 28093.2982 | 110932.5108 | 424015.4479 | 643956.4008 | 1067971.8487
2018 | Quick Service Restaurant | 4A | 2500.8869 | 0 | 251474.8271 | 60101.0809 | 27372.9572 | 9298.0855 | 252261.5152 | 452260.3968 | 0 | 52727.064 | 0 | 0 | 0 | 0 | 0 | 0 | 0 | 177895.7873 | 49703.5276 | 112828.1449 | 251474.8271 | 364302.972 | 451464.2305 | 881621.533 | 1333085.7635
2018 | Quick Service Restaurant | 4B | 2500.8869 | 0 | 146731.5618 | 51087.3405 | 27268.6973 | 9269.651 | 252261.5152 | 452260.3968 | 0 | 58537.1827 | 0 | 0 | 0 | 0 | 0 | 0 | 0 | 173260.9618 | 49561.355 | 109624.5232 | 146731.5618 | 256356.085 | 447985.7418 | 772252.9204 | 1220238.6622
2018 | Quick Service Restaurant | 4C | 2500.8869 | 0 | 180691.8477 | 14871.2499 | 27401.3917 | 9298.0855 | 252261.5152 | 452260.3968 | 0 | 47172.856 | 0 | 0 | 0 | 0 | 0 | 0 | 0 | 182824.4361 | 49381.2698 | 62044.1059 | 180691.8477 | 242735.9536 | 400386.3682 | 815767.2025 | 1216153.5706
2018 | Quick Service Restaurant | 5A | 2500.8869 | 0 | 393325.1309 | 32548.0384 | 27316.0882 | 9279.1292 | 252261.5152 | 452260.3968 | 0 | 50926.2116 | 0 | 0 | 0 | 0 | 0 | 0 | 0 | 191677.0476 | 48755.7105 | 83474.25 | 393325.1309 | 476799.381 | 421096.1713 | 1037262.5754 | 1458358.7467
2018 | Quick Service Restaurant | 5B | 2500.8869 | 0 | 286231.2793 | 34803.8431 | 27306.61 | 9288.6074 | 252261.5152 | 452260.3968 | 0 | 58537.1827 | 0 | 0 | 0 | 0 | 0 | 0 | 0 | 187781.5194 | 48632.4943 | 93341.0258 | 286231.2793 | 379572.3051 | 430830.2527 | 926273.1956 | 1357103.4483
2018 | Quick Service Restaurant | 5C | 2500.8869 | 0 | 237295.4836 | 5895.4222 | 27382.4354 | 9288.6074 | 252261.5152 | 452260.3968 | 0 | 44547.4027 | 0 | 0 | 0 | 0 | 0 | 0 | 0 | 190738.7087 | 48575.6252 | 50442.8249 | 237295.4836 | 287738.3085 | 387960.4863 | 880294.5891 | 1268255.0754
2018 | Quick Service Restaurant | 6A | 2500.8869 | 0 | 554662.5539 | 36140.2652 | 27316.0882 | 9288.6074 | 252261.5152 | 452260.3968 | 0 | 54044.5298 | 0 | 0 | 0 | 0 | 0 | 0 | 0 | 201799.734 | 48433.4527 | 90184.7949 | 554662.5539 | 644847.3488 | 427484.4584 | 1208713.2066 | 1636197.665
2018 | Quick Service Restaurant | 6B | 2500.8869 | 0 | 422498.9406 | 21951.4435 | 27278.1755 | 9269.651 | 252261.5152 | 452260.3968 | 0 | 56812.1556 | 0 | 0 | 0 | 0 | 0 | 0 | 0 | 199269.0624 | 47921.6315 | 78763.5992 | 422498.9406 | 501262.5397 | 415494.5724 | 1074028.3998 | 1489522.9722
2018 | Quick Service Restaurant | 7 | 2500.8869 | 0 | 701479.4192 | 25477.323 | 27287.6537 | 9288.6074 | 252261.5152 | 452260.3968 | 0 | 53655.9248 | 0 | 0 | 0 | 0 | 0 | 0 | 0 | 213874.9236 | 47855.2843 | 79133.2478 | 701479.4192 | 780612.6671 | 415826.3084 | 1367614.7397 | 1783441.048
2018 | Quick Service Restaurant | 8 | 2500.8869 | 0 | 980677.8958 | 7876.3599 | 27543.5643 | 9364.4327 | 252261.5152 | 452260.3968 | 0 | 51618.1181 | 0 | 0 | 0 | 0 | 0 | 0 | 0 | 230158.421 | 46935.9017 | 59494.478 | 980677.8958 | 1040172.3738 | 395609.3701 | 1663096.7136 | 2058706.0837
2006 | Secondary School | 0A | 210886.5329 | 0 | 440526.4214 | 11150224.3625 | 3305464.6678 | 205761.6094 | 2480333.0326 | 516048.4862 | 75360.9359 | 2497365.3055 | 410774.4433 | 70.8135 | 410703.6298 | 0 | 0 | 761362.5022 | 147243.383 | 310078.357 | 156446.6869 | 14819655.8 | 440526.4214 | 15260182.2214 | 21190346.4072 | 1266662.7427 | 22457009.1499
2006 | Secondary School | 0B | 210886.5329 | 0 | 251474.8271 | 9145098.3782 | 3305464.6678 | 205799.5221 | 2480333.0326 | 516048.4862 | 75360.9359 | 2338681.7703 | 332949.1831 | 70.8135 | 332878.3695 | 0 | 0 | 713421.9144 | 147252.8612 | 318532.8853 | 154769.0506 | 12530080.4325 | 251474.8271 | 12781555.2595 | 18899131.3162 | 1086056.1985 | 19985187.5147
2006 | Secondary School | 1A | 210886.5329 | 0 | 62015.6714 | 6659201.6594 | 3305464.6678 | 205827.9566 | 2480333.0326 | 516048.4862 | 75360.9359 | 2087756.6772 | 231864.4917 | 70.8135 | 231793.6782 | 0 | 0 | 645425.5173 | 147262.3394 | 338399.1313 | 153337.8468 | 9624177.532 | 62015.6714 | 9686193.2034 | 15991844.6027 | 916463.2888 | 16908307.8916
2006 | Secondary School | 1B | 210886.5329 | 0 | 676021.0525 | 7698520.9978 | 3305464.6678 | 205572.046 | 2480333.0326 | 516048.4862 | 75360.9359 | 2420364.6461 | 290695.4977 | 70.8135 | 290624.6842 | 0 | 0 | 724710.4158 | 147252.8612 | 351014.5766 | 153953.9279 | 11134220.7439 | 676021.0525 | 11810241.7964 | 17502229.0288 | 1543084.1153 | 19045313.1441
2006 | Secondary School | 2A | 210886.5329 | 0 | 335527.2455 | 5946604.3458 | 3305464.6678 | 205496.2206 | 2480333.0326 | 516048.4862 | 75360.9359 | 2071236.2255 | 236660.4461 | 70.8135 | 236589.6326 | 0 | 0 | 597229.0189 | 147262.3394 | 376359.2052 | 153461.0631 | 8851659.2227 | 335527.2455 | 9187186.4683 | 15219117.7738 | 1227934.9369 | 16447052.7107
2006 | Secondary School | 2B | 210886.5329 | 0 | 536606.6386 | 4357181.4536 | 3305464.6678 | 205647.8714 | 2480333.0326 | 516048.4862 | 75360.9359 | 2217190.5773 | 167953.1862 | 70.8135 | 167882.3726 | 0 | 0 | 462449.4304 | 147271.8175 | 381884.9788 | 150238.485 | 7204703.8339 | 536606.6386 | 7741310.4725 | 13569110.414 | 1434540.1035 | 15003650.5175
2006 | Secondary School | 3A | 210886.5329 | 0 | 1378922.1974 | 3547357.0642 | 3305464.6678 | 205609.9587 | 2480333.0326 | 516048.4862 | 75360.9359 | 2101945.4988 | 159688.2213 | 70.8135 | 159617.4077 | 0 | 0 | 601731.15 | 147262.3394 | 434176.047 | 151243.1711 | 6410651.1207 | 1378922.1974 | 7789573.3181 | 12776014.996 | 2329146.7305 | 15105161.7265
2006 | Secondary School | 3B | 210886.5329 | 0 | 804526.0919 | 3136819.5752 | 3305464.6678 | 205600.4805 | 2480333.0326 | 516048.4862 | 75360.9359 | 2201731.6808 | 126211.3221 | 70.8135 | 126140.5085 | 0 | 0 | 418148.4602 | 147271.8175 | 419977.7472 | 149973.0962 | 5882840.2246 | 804526.0919 | 6687366.3166 | 12246915.0687 | 1740552.3252 | 13987467.3939
2006 | Secondary School | 3C | 210886.5329 | 0 | 627521.2527 | 2224763.6357 | 3305464.6678 | 205572.046 | 2480333.0326 | 516048.4862 | 75360.9359 | 1894676.8602 | 102013.5521 | 70.8135 | 101942.7385 | 0 | 0 | 0 | 147262.3394 | 430479.5604 | 151707.6015 | 4221383.2345 | 627521.2527 | 4848904.4872 | 10587164.1493 | 1574049.2992 | 12161213.4485
2006 | Secondary School | 4A | 210886.5329 | 0 | 2423975.8291 | 2378319.4805 | 3305464.6678 | 205297.179 | 2480333.0326 | 516048.4862 | 75360.9359 | 2127934.6431 | 116590.9787 | 70.8135 | 116520.1652 | 0 | 0 | 652714.2306 | 147271.8175 | 476382.3414 | 150484.9174 | 5275488.5194 | 2423975.8291 | 7699464.3485 | 11639762.405 | 3416406.6567 | 15056169.0618
2006 | Secondary School | 4B | 210886.5329 | 0 | 1299950.0785 | 2128304.2917 | 3305464.6678 | 205448.8298 | 2480333.0326 | 516048.4862 | 75360.9359 | 2252032.3331 | 92668.0757 | 70.8135 | 92597.2621 | 0 | 0 | 471804.385 | 147271.8175 | 463823.7652 | 149432.8405 | 4944738.2719 | 1299950.0785 | 6244688.3504 | 11308130.6877 | 2279822.3298 | 13587953.0175
2006 | Secondary School | 4C | 210886.5329 | 0 | 1420787.2777 | 876124.194 | 3305464.6678 | 205060.2248 | 2480333.0326 | 516048.4862 | 75360.9359 | 1883388.3589 | 56091.8147 | 70.8135 | 56021.0011 | 0 | 0 | 409656.0192 | 147271.8175 | 482543.1525 | 149963.618 | 3225189.5731 | 1420787.2777 | 4645976.8508 | 9588714.6833 | 2419378.9163 | 12008093.5996
2006 | Secondary School | 5A | 210886.5329 | 0 | 2802723.5334 | 1380770.4407 | 3305464.6678 | 205354.0481 | 2480333.0326 | 516048.4862 | 75360.9359 | 2082155.0782 | 82175.7406 | 70.8135 | 82104.9271 | 0 | 0 | 488173.1859 | 147271.8175 | 510826.0141 | 149897.2708 | 4033203.6319 | 2802723.5334 | 6835927.1653 | 10396975.1745 | 3829598.0336 | 14226573.2081
2006 | Secondary School | 5B | 210886.5329 | 0 | 1928447.5827 | 1517227.6654 | 3305464.6678 | 205363.5262 | 2480333.0326 | 516048.4862 | 75360.9359 | 2258202.6222 | 71427.495 | 70.8135 | 71356.6814 | 0 | 0 | 441483.7166 | 147271.8175 | 499888.205 | 149233.7989 | 4288270.6857 | 1928447.5827 | 6216718.2684 | 10651378.7563 | 2944384.2739 | 13595763.0302
2006 | Secondary School | 5C | 210886.5329 | 0 | 1507209.2389 | 513821.116 | 3305464.6678 | 205041.2684 | 2480333.0326 | 516048.4862 | 75360.9359 | 1817353.943 | 39220.6707 | 70.8135 | 39149.8571 | 0 | 0 | 419702.8802 | 147271.8175 | 500987.6728 | 149679.2729 | 2790027.7964 | 1507209.2389 | 4297237.0353 | 9153259.0832 | 2524235.9196 | 11677495.0029
2006 | Secondary School | 6A | 210886.5329 | 0 | 4957073.8385 | 1505759.0787 | 3305464.6678 | 205259.2664 | 2480333.0326 | 516048.4862 | 75360.9359 | 2234346.0664 | 97539.8555 | 70.8135 | 97469.0419 | 0 | 0 | 469880.3163 | 147281.2957 | 539014.0939 | 149736.1419 | 4307454.5034 | 4957073.8385 | 9264528.3418 | 10670979.6135 | 6012136.4186 | 16683116.0321
2006 | Secondary School | 6B | 210886.5329 | 0 | 3790149.8868 | 988127.7381 | 3305464.6678 | 205117.0938 | 2480333.0326 | 516048.4862 | 75360.9359 | 2231967.0455 | 61001.5071 | 70.8135 | 60930.6936 | 0 | 0 | 463871.156 | 147281.2957 | 530881.8234 | 148826.2375 | 3744896.6332 | 3790149.8868 | 7535046.52 | 10107350.71 | 4837080.1964 | 14944430.9065
2006 | Secondary School | 7 | 210886.5329 | 0 | 7807643.178 | 1179615.2223 | 3305464.6678 | 204984.3994 | 2480333.0326 | 516048.4862 | 75360.9359 | 2204139.1361 | 84365.1981 | 70.8135 | 84294.3845 | 0 | 0 | 686513.3876 | 147281.2957 | 569391.6313 | 149546.5785 | 4154562.1305 | 7807643.178 | 11962205.3085 | 10517622.8103 | 8893092.7736 | 19410715.5839
2006 | Secondary School | 8 | 210886.5329 | 0 | 13650878.5933 | 539876.6075 | 3305464.6678 | 203856.4971 | 2480333.0326 | 516048.4862 | 75360.9359 | 2382044.4016 | 73749.6468 | 70.8135 | 73678.8333 | 0 | 0 | 743979.537 | 147281.2957 | 606631.3643 | 149063.1918 | 3739579.3794 | 13650878.5933 | 17390457.9727 | 10101019.292 | 14773558.4437 | 24874577.7356
2009 | Secondary School | 0A | 210886.5329 | 0 | 425797.344 | 9690898.8424 | 3305464.6678 | 134154.0292 | 2480333.0326 | 516048.4862 | 75360.9359 | 2128465.4206 | 383107.6628 | 70.8135 | 383036.8493 | 0 | 0 | 370994.5606 | 147243.383 | 308268.0264 | 156513.034 | 12573395.6729 | 425797.344 | 12999193.0169 | 18872535.569 | 1250113.8565 | 20122649.4255
2009 | Secondary School | 0B | 210886.5329 | 0 | 148996.8446 | 7873706.0283 | 3305464.6678 | 134172.9855 | 2480333.0326 | 516048.4862 | 75360.9359 | 1805743.1838 | 303453.1156 | 70.8135 | 303382.3021 | 0 | 0 | 401684.8776 | 147252.8612 | 316561.4258 | 154844.876 | 10384516.3917 | 148996.8446 | 10533513.2364 | 16682026.0424 | 981606.7566 | 17663632.799
2009 | Secondary School | 1A | 210886.5329 | 0 | 44244.1012 | 5555933.1027 | 3305464.6678 | 134191.9419 | 2480333.0326 | 516048.4862 | 75360.9359 | 1563936.091 | 213391.5369 | 70.8135 | 213320.7233 | 0 | 0 | 412461.5577 | 147262.3394 | 337631.3994 | 153404.194 | 7745651.4747 | 44244.1012 | 7789895.5759 | 14041739.3998 | 897933.4649 | 14939672.8647
2009 | Secondary School | 1B | 210886.5329 | 0 | 376567.725 | 6740666.5372 | 3305464.6678 | 134021.3348 | 2480333.0326 | 516048.4862 | 75360.9359 | 1991477.4184 | 250470.141 | 70.8135 | 250399.3274 | 0 | 0 | 336181.2393 | 147252.8612 | 348853.5536 | 154010.797 | 9318724.5223 | 376567.725 | 9695292.2473 | 15615248.4432 | 1241469.7648 | 16856718.208
2009 | Secondary School | 2A | 210886.5329 | 0 | 115264.0348 | 4928336.0247 | 3305464.6678 | 133973.9439 | 2480333.0326 | 516048.4862 | 75360.9359 | 1624511.0804 | 214434.1357 | 70.8135 | 214363.3221 | 0 | 0 | 420669.6536 | 147262.3394 | 376122.251 | 153480.0194 | 7187880.0808 | 115264.0348 | 7303144.1156 | 13483835.3115 | 1007434.7719 | 14491270.0834
2009 | Secondary School | 2B | 210886.5329 | 0 | 184521.0287 | 3561081.4555 | 3305464.6678 | 134078.2038 | 2480333.0326 | 516048.4862 | 75360.9359 | 1639372.8522 | 134978.63 | 70.8135 | 134907.8165 | 0 | 0 | 208368.1064 | 147271.8175 | 380216.8207 | 150314.3104 | 5543730.2306 | 184521.0287 | 5728251.2592 | 11836633.4902 | 1080776.8574 | 12917410.3476
2009 | Secondary School | 3A | 210886.5329 | 0 | 463321.4221 | 2778307.7655 | 3305464.6678 | 134049.7693 | 2480333.0326 | 516048.4862 | 75360.9359 | 1603990.8407 | 132609.0873 | 70.8135 | 132538.2738 | 0 | 0 | 281653.3228 | 147262.3394 | 433702.1384 | 151328.4746 | 4796490.2028 | 463321.4221 | 5259811.6249 | 11090360.2359 | 1413072.0467 | 12503432.2826
2009 | Secondary School | 3B | 210886.5329 | 0 | 328958.8732 | 2503810.4616 | 3305464.6678 | 134040.2911 | 2480333.0326 | 516048.4862 | 75360.9359 | 1557197.1115 | 98061.1549 | 70.8135 | 97990.3413 | 0 | 0 | 216519.3332 | 147271.8175 | 418375.9363 | 150058.3997 | 4375517.2477 | 328958.8732 | 4704476.1209 | 10668136.1623 | 1263383.2956 | 11931519.4579
2009 | Secondary School | 3C | 210886.5329 | 0 | 247465.5608 | 1834225.087 | 3305464.6678 | 134021.3348 | 2480333.0326 | 516048.4862 | 75360.9359 | 1463590.6969 | 80839.3186 | 70.8135 | 80768.505 | 0 | 0 | 0 | 147262.3394 | 430109.9117 | 151764.4705 | 3378584.289 | 247465.5608 | 3626049.8498 | 9672871.3616 | 1193614.4805 | 10866485.8421
2009 | Secondary School | 4A | 210886.5329 | 0 | 984052.1246 | 1893804.8685 | 3305464.6678 | 133841.2495 | 2480333.0326 | 516048.4862 | 75360.9359 | 1588901.5928 | 93587.4583 | 70.8135 | 93516.6447 | 0 | 0 | 306571.4338 | 147271.8175 | 475709.3913 | 150494.3956 | 3882794.5398 | 984052.1246 | 4866846.6645 | 10175631.4523 | 1975810.0021 | 12151441.4544
2009 | Secondary School | 4B | 210886.5329 | 0 | 507745.6086 | 1706686.821 | 3305464.6678 | 133945.5094 | 2480333.0326 | 516048.4862 | 75360.9359 | 1573461.6526 | 72631.2227 | 70.8135 | 72560.4091 | 0 | 0 | 197932.6403 | 147271.8175 | 461795.4366 | 149537.1004 | 3550641.5231 | 507745.6086 | 4058387.1317 | 9842625.4002 | 1485589.5313 | 11328214.9316
2009 | Secondary School | 4C | 210886.5329 | 0 | 682959.0735 | 727904.5594 | 3305464.6678 | 133689.5988 | 2480333.0326 | 516048.4862 | 75360.9359 | 1501929.8977 | 40339.0948 | 70.8135 | 40268.2813 | 0 | 0 | 305860.571 | 147271.8175 | 482107.1566 | 149963.618 | 2575963.3094 | 682959.0735 | 3258922.3829 | 8868117.7936 | 1681114.7163 | 10549232.5099
2009 | Secondary School | 5A | 210886.5329 | 0 | 1802643.822 | 1189899.0376 | 3305464.6678 | 133888.6404 | 2480333.0326 | 516048.4862 | 75360.9359 | 1668916.3105 | 69465.5136 | 70.8135 | 69394.7001 | 0 | 0 | 270933.5117 | 147271.8175 | 510304.7147 | 149840.4018 | 3199143.5598 | 1802643.822 | 5001787.3818 | 9491373.8694 | 2828997.0228 | 12320370.8922
2009 | Secondary School | 5B | 210886.5329 | 0 | 1270852.0942 | 1264350.069 | 3305464.6678 | 133888.6404 | 2480333.0326 | 516048.4862 | 75360.9359 | 1590351.7529 | 55997.033 | 70.8135 | 55926.2194 | 0 | 0 | 238394.9514 | 147271.8175 | 498058.918 | 149252.7552 | 3149022.9928 | 1270852.0942 | 4419875.087 | 9440675.1339 | 2284968.9765 | 11725644.1104
2009 | Secondary School | 5C | 210886.5329 | 0 | 686911.4708 | 425446.6517 | 3305464.6678 | 133680.1206 | 2480333.0326 | 516048.4862 | 75360.9359 | 1435127.7501 | 30462.8409 | 70.8135 | 30392.0273 | 0 | 0 | 264895.9169 | 147271.8175 | 500475.8516 | 149688.7511 | 2155862.346 | 686911.4708 | 2842773.8168 | 8447741.9632 | 1703435.8085 | 10151177.7717
2009 | Secondary School | 6A | 210886.5329 | 0 | 3442926.5786 | 1293211.0991 | 3305464.6678 | 133822.2932 | 2480333.0326 | 516048.4862 | 75360.9359 | 1815856.3921 | 81588.0941 | 70.8135 | 81517.2805 | 0 | 0 | 285349.8094 | 147281.2957 | 538464.36 | 149755.0983 | 3475934.5811 | 3442926.5786 | 6918861.1596 | 9768032.1962 | 4497439.4248 | 14265471.621
2009 | Secondary School | 6B | 210886.5329 | 0 | 2866056.6706 | 834932.0638 | 3305464.6678 | 133727.5115 | 2480333.0326 | 516048.4862 | 75360.9359 | 1594029.2832 | 50594.4756 | 70.8135 | 50523.6621 | 0 | 0 | 220433.8178 | 147271.8175 | 529535.9232 | 148845.1939 | 2699918.8268 | 2866056.6706 | 5565975.4974 | 8991011.7559 | 3911650.558 | 12902662.3139
2009 | Secondary School | 7 | 210886.5329 | 0 | 6573623.2554 | 1086681.7578 | 3305464.6678 | 133642.208 | 2480333.0326 | 516048.4862 | 75360.9359 | 1794454.6824 | 75673.7155 | 70.8135 | 75602.9019 | 0 | 0 | 479785.0048 | 147271.8175 | 568870.3319 | 149527.6222 | 3436524.347 | 6573623.2554 | 10010147.6024 | 9728214.4008 | 7658542.0735 | 17386756.4742
2009 | Secondary School | 8 | 210886.5329 | 0 | 11634606.2801 | 501091.9327 | 3305464.6678 | 132912.3888 | 2480333.0326 | 516048.4862 | 75360.9359 | 1941366.3295 | 67332.9252 | 70.8135 | 67262.1117 | 0 | 0 | 531564.2517 | 147281.2957 | 606053.1959 | 149082.1482 | 3041284.6255 | 11634606.2801 | 14675890.9056 | 9331808.8643 | 12756717.4403 | 22088526.3046
2012 | Secondary School | 0A | 210886.5329 | 0 | 260583.3492 | 7679005.4442 | 2247160.5533 | 134154.0292 | 2480333.0326 | 516048.4862 | 42452.7269 | 1892146.1887 | 311765.4714 | 70.8135 | 311694.6578 | 0 | 0 | 513043.906 | 147233.9049 | 309983.5753 | 156617.2939 | 10395890.1967 | 260583.3492 | 10656473.5459 | 15603912.551 | 1086605.9324 | 16690518.4834
2012 | Secondary School | 0B | 210886.5329 | 0 | 14852.2936 | 5973095.8331 | 2254809.4371 | 134172.9855 | 2480333.0326 | 516048.4862 | 42462.2051 | 1527246.0919 | 234243.5126 | 70.8135 | 234172.699 | 0 | 0 | 405798.4037 | 147233.9049 | 318153.7585 | 155100.7866 | 8140313.0277 | 14852.2936 | 8155165.3213 | 13354515.1494 | 849054.5382 | 14203569.6876
2012 | Secondary School | 1A | 210886.5329 | 0 | 4274.655 | 4504595.4437 | 2264657.2565 | 134191.9419 | 2480333.0326 | 516048.4862 | 42462.2051 | 1320688.3161 | 171043.0699 | 70.8135 | 170972.2563 | 0 | 0 | 394358.2515 | 147243.383 | 338076.8735 | 153802.2772 | 6390614.2677 | 4274.655 | 6394888.9227 | 11613375.1776 | 858400.0146 | 12471775.1922
2012 | Secondary School | 1B | 210886.5329 | 0 | 96923.7744 | 5320694.3822 | 2265225.9468 | 134021.3348 | 2480333.0326 | 516048.4862 | 42462.2051 | 1784104.52 | 203486.8484 | 70.8135 | 203416.0349 | 0 | 0 | 352568.9966 | 147243.383 | 350701.7969 | 154285.6639 | 7660783.9336 | 96923.7744 | 7757707.708 | 12884435.7915 | 963674.0575 | 13848109.849
2012 | Secondary School | 2A | 210886.5329 | 0 | 31619.1777 | 3881405.7151 | 2273898.4731 | 133973.9439 | 2480333.0326 | 516048.4862 | 42471.6833 | 1324688.1042 | 170227.9472 | 70.8135 | 170157.1336 | 0 | 0 | 281340.5432 | 147252.8612 | 375999.0347 | 154115.0568 | 5657591.4961 | 31619.1777 | 5689210.6738 | 10889716.8387 | 923666.6986 | 11813383.5373
2012 | Secondary School | 2B | 210886.5329 | 0 | 62044.1059 | 3017224.0163 | 2284608.806 | 134078.2038 | 2480333.0326 | 516048.4862 | 42481.1614 | 1503323.1888 | 119007.9123 | 70.8135 | 118937.0987 | 0 | 0 | 254526.7981 | 147271.8175 | 381496.3738 | 150702.9154 | 4894011.1019 | 62044.1059 | 4956055.2078 | 10133557.8522 | 959588.9659 | 11093146.8181
2012 | Secondary School | 3A | 210886.5329 | 0 | 263057.1518 | 2345117.4483 | 2286324.3549 | 134049.7693 | 2480333.0326 | 516048.4862 | 42481.1614 | 1332972.0255 | 109814.0866 | 70.8135 | 109743.2731 | 0 | 0 | 276080.1584 | 147262.3394 | 433512.575 | 151754.9923 | 4063912.9052 | 263057.1518 | 4326970.057 | 9306189.3687 | 1212618.2129 | 10518807.5817
2012 | Secondary School | 3B | 210886.5329 | 0 | 122979.2658 | 2171647.9667 | 2278590.1676 | 134040.2911 | 2480333.0326 | 516048.4862 | 42471.6833 | 1474215.7264 | 87274.9965 | 70.8135 | 87204.183 | 0 | 0 | 255057.5756 | 147262.3394 | 419456.4478 | 150465.9611 | 3988125.4517 | 122979.2658 | 4111104.7175 | 9221378.6966 | 1058484.1997 | 10279862.8964
2012 | Secondary School | 3C | 210886.5329 | 0 | 96857.4272 | 1545387.3108 | 2281206.1427 | 134021.3348 | 2480333.0326 | 516048.4862 | 42481.1614 | 1237593.1929 | 66271.3701 | 70.8135 | 66200.5565 | 0 | 0 | 152949.2418 | 147262.3394 | 430024.6082 | 152209.9445 | 3002130.3021 | 96857.4272 | 3098987.7292 | 8239715.071 | 1042930.5215 | 9282645.5925
2012 | Secondary School | 4A | 210886.5329 | 0 | 448544.9539 | 1669968.3875 | 2297650.769 | 133841.2495 | 2480333.0326 | 516048.4862 | 42490.6396 | 1337057.1171 | 85625.7948 | 70.8135 | 85554.9813 | 0 | 0 | 276250.7655 | 147262.3394 | 475396.6117 | 150930.3915 | 3368831.2513 | 448544.9539 | 3817376.2051 | 8621410.4864 | 1439990.0517 | 10061400.5381
2012 | Secondary School | 4B | 210886.5329 | 0 | 150115.2688 | 1545794.8721 | 2287452.2573 | 133945.5094 | 2480333.0326 | 516048.4862 | 42481.1614 | 1437611.0308 | 65740.5925 | 70.8135 | 65669.779 | 0 | 0 | 240811.8849 | 147262.3394 | 462553.6903 | 150011.0089 | 3289887.5669 | 150115.2688 | 3440002.8356 | 8531462.6457 | 1128717.4452 | 9660180.0909
2012 | Secondary School | 4C | 210886.5329 | 0 | 418792.9758 | 670931.2748 | 2318654.3955 | 133689.5988 | 2480333.0326 | 516048.4862 | 42500.1178 | 1288841.6623 | 37742.076 | 70.8135 | 37671.2625 | 0 | 0 | 224983.3397 | 147262.3394 | 481898.6368 | 150409.0921 | 2222427.5394 | 418792.9758 | 2641220.5152 | 7495356.4072 | 1416740.0988 | 8912096.506
2012 | Secondary School | 5A | 210886.5329 | 0 | 947817.0777 | 1074521.2647 | 2301119.7795 | 133888.6404 | 2480333.0326 | 516048.4862 | 42490.6396 | 1386457.3432 | 59968.3865 | 70.8135 | 59897.573 | 0 | 0 | 259844.0519 | 147262.3394 | 510001.4132 | 150238.485 | 2780720.2327 | 947817.0777 | 3728537.3104 | 8036133.4409 | 1973857.4989 | 10009990.9398
2012 | Secondary School | 5B | 210886.5329 | 0 | 567770.8641 | 1159009.679 | 2297300.0767 | 133888.6404 | 2480333.0326 | 516048.4862 | 42490.6396 | 1458984.306 | 51049.4278 | 70.8135 | 50978.6143 | 0 | 0 | 279776.645 | 147262.3394 | 498807.6935 | 149698.2293 | 2948749.2442 | 567770.8641 | 3516520.1083 | 8199793.0157 | 1582627.0437 | 9782420.0594
2012 | Secondary School | 5C | 210886.5329 | 0 | 465254.969 | 395855.8025 | 2313081.2311 | 133680.1206 | 2480333.0326 | 516048.4862 | 42500.1178 | 1258786.3828 | 22823.4352 | 70.8135 | 22752.6217 | 0 | 0 | 255588.3532 | 147262.3394 | 500286.2881 | 150134.2251 | 1932983.1602 | 465254.969 | 2398238.1291 | 7200045.0403 | 1481589.7433 | 8681634.7835
2012 | Secondary School | 6A | 210886.5329 | 0 | 1977904.6778 | 1160147.0595 | 2425824.0724 | 133822.2932 | 2480333.0326 | 516048.4862 | 42566.465 | 1509161.742 | 67190.7526 | 70.8135 | 67119.9391 | 0 | 0 | 291491.6641 | 147262.3394 | 538085.2332 | 150247.9632 | 3027920.4047 | 1977904.6778 | 5005825.0826 | 8408047.384 | 3032038.3972 | 11440085.7812
2012 | Secondary School | 6B | 210886.5329 | 0 | 1155834.4918 | 780821.1868 | 2425824.0724 | 133727.5115 | 2480333.0326 | 516048.4862 | 42566.465 | 1545671.6559 | 39315.4524 | 70.8135 | 39244.6388 | 0 | 0 | 296562.4855 | 147262.3394 | 529858.181 | 149300.1461 | 2662299.967 | 1155834.4918 | 3818134.4588 | 8041403.3038 | 2201741.1589 | 10243144.4628
2012 | Secondary School | 7 | 210886.5329 | 0 | 2452182.8654 | 913278.6234 | 2425824.0724 | 133642.208 | 2480333.0326 | 516048.4862 | 42566.465 | 1507844.2763 | 54954.4342 | 70.8135 | 54883.6206 | 0 | 0 | 300894.0095 | 147262.3394 | 568377.467 | 149868.8363 | 2776900.5299 | 2452182.8654 | 5229083.3953 | 8156468.2971 | 3536608.8185 | 11693077.1156
2012 | Secondary School | 8 | 210886.5329 | 0 | 5062101.4488 | 401675.3994 | 2425824.0724 | 132912.3888 | 2480333.0326 | 516048.4862 | 42566.465 | 1599706.7075 | 37391.3837 | 70.8135 | 37320.5702 | 0 | 0 | 317499.7647 | 147271.8175 | 605645.6345 | 149195.8862 | 2356202.4417 | 5062101.4488 | 7418303.8906 | 7734357.9615 | 6183795.5695 | 13918153.531
2015 | Secondary School | 0A | 210886.5329 | 0 | 170578.6395 | 6257118.6986 | 1773811.2265 | 110904.0763 | 2458988.192 | 516048.4862 | 41884.0367 | 1382722.9439 | 133841.2495 | 70.8135 | 133770.436 | 0 | 0 | 391675.9292 | 147243.383 | 306125.9598 | 129481.291 | 8165288.0077 | 170578.6395 | 8335866.6472 | 12827680.5049 | 992743.6072 | 13820424.1121
2015 | Secondary School | 0B | 210886.5329 | 0 | 5961.7694 | 5060480.6816 | 1781801.3245 | 110885.1199 | 2458988.192 | 516048.4862 | 41884.0367 | 1152242.2651 | 117671.4902 | 70.8135 | 117600.6767 | 0 | 0 | 287482.3979 | 147243.383 | 314514.1409 | 128656.6901 | 6617806.0212 | 5961.7694 | 6623767.7906 | 11287345.0592 | 836524.3965 | 12123869.4556
2015 | Secondary School | 1A | 210886.5329 | 0 | 3127.7964 | 3823787.9149 | 1793014.0005 | 110904.0763 | 2458988.192 | 516048.4862 | 41893.5148 | 1027860.23 | 81161.5764 | 70.8135 | 81090.7628 | 0 | 0 | 308751.4131 | 147243.383 | 334408.8214 | 128154.3471 | 5241490.3208 | 3127.7964 | 5244618.1172 | 9921749.1699 | 853585.1039 | 10775334.2738
2015 | Secondary School | 1B | 210886.5329 | 0 | 44727.4879 | 4370318.1983 | 1792265.225 | 110733.4692 | 2458988.192 | 516048.4862 | 41893.5148 | 1206514.271 | 101880.8577 | 70.8135 | 101810.0441 | 0 | 0 | 257796.767 | 147252.8612 | 346986.354 | 127633.0477 | 5936439.2804 | 44727.4879 | 5981166.7683 | 10615276.4038 | 907762.328 | 11523038.7319
2015 | Secondary School | 2A | 210886.5329 | 0 | 13079.8757 | 3242264.2251 | 1796994.8322 | 110686.0783 | 2458988.192 | 516048.4862 | 41893.5148 | 975408.0329 | 76431.9691 | 70.8135 | 76361.1556 | 0 | 0 | 220064.1691 | 147252.8612 | 372312.0263 | 127775.2203 | 4514097.5827 | 13079.8757 | 4527177.4583 | 9197768.5732 | 901430.91 | 10099199.4832
2015 | Secondary School | 2B | 210886.5329 | 0 | 18634.0837 | 2521127.0796 | 1805468.3169 | 110780.86 | 2458988.192 | 516048.4862 | 41902.993 | 1016789.7265 | 48357.6273 | 70.8135 | 48286.8138 | 0 | 0 | 169156.9139 | 147262.3394 | 377818.8435 | 125538.3719 | 3755360.5337 | 18634.0837 | 3773994.6175 | 8445381.8987 | 912491.9353 | 9357873.834
2015 | Secondary School | 3A | 210886.5329 | 0 | 145243.489 | 1966521.3947 | 1808823.5893 | 110761.9037 | 2458988.192 | 516048.4862 | 41902.993 | 889175.6351 | 47542.5046 | 70.8135 | 47471.6911 | 0 | 0 | 194994.4074 | 147262.3394 | 429920.3483 | 126230.2784 | 3098163.1284 | 145243.489 | 3243406.6174 | 7792193.7596 | 1091212.3234 | 8883406.083
2015 | Secondary School | 3B | 210886.5329 | 0 | 255721.0476 | 1871256.3003 | 1802113.0444 | 110752.4255 | 2458988.192 | 516048.4862 | 41893.5148 | 974536.0412 | 39230.1488 | 70.8135 | 39159.3353 | 0 | 0 | 0 | 147262.3394 | 415769.4393 | 125377.243 | 2884951.6767 | 255721.0476 | 3140672.7243 | 7571399.7713 | 1187538.9731 | 8758938.7444
2015 | Secondary School | 3C | 210886.5329 | 0 | 88459.7679 | 1382448.0769 | 1802378.4332 | 110932.5108 | 2458988.192 | 516048.4862 | 41902.993 | 827377.9617 | 60394.9042 | 70.8135 | 60324.0906 | 0 | 0 | 0 | 147262.3394 | 426366.0343 | 126381.9291 | 2270150.1293 | 88459.7679 | 2358609.8971 | 6958057.8621 | 1030874.2883 | 7988932.1504
2015 | Secondary School | 4A | 210886.5329 | 0 | 373231.4089 | 1426673.2218 | 1809515.4958 | 110960.9453 | 2458988.192 | 516048.4862 | 41902.993 | 876967.7512 | 37306.0802 | 70.8135 | 37235.2666 | 0 | 0 | 225144.4686 | 147262.3394 | 471851.7758 | 125926.9769 | 2566020.7082 | 373231.4089 | 2939252.1171 | 7260657.9424 | 1361131.6708 | 8621789.6132
2015 | Secondary School | 4B | 210886.5329 | 0 | 570159.3631 | 1365605.3675 | 1798463.9487 | 110714.5129 | 2458988.192 | 516048.4862 | 41893.5148 | 1018050.3232 | 55987.5548 | 70.8135 | 55916.7412 | 0 | 0 | 0 | 147262.3394 | 459359.5467 | 125083.4198 | 2439572.4319 | 570159.3631 | 3009731.795 | 7122049.1729 | 1545567.396 | 8667616.5689
2015 | Secondary School | 4C | 210886.5329 | 0 | 933533.4744 | 639444.7915 | 1829021.5713 | 110941.989 | 2458988.192 | 516048.4862 | 41912.4712 | 802848.4557 | 33220.9886 | 70.8135 | 33150.175 | 0 | 0 | 0 | 147262.3394 | 478477.0172 | 125671.0663 | 1475443.4222 | 933533.4744 | 2408976.8966 | 6189321.3431 | 1928058.9777 | 8117380.3208
2015 | Secondary School | 5A | 210886.5329 | 0 | 823889.9948 | 952935.29 | 1811060.4377 | 110790.3382 | 2458988.192 | 516048.4862 | 41902.993 | 874228.5598 | 29164.3315 | 70.8135 | 29093.5179 | 0 | 0 | 207827.8506 | 147262.3394 | 506475.5337 | 125765.848 | 2064085.2184 | 823889.9948 | 2887975.2132 | 6759926.1802 | 1846414.0147 | 8606340.1949
2015 | Secondary School | 5B | 210886.5329 | 0 | 1298092.357 | 1018438.9282 | 1807743.0779 | 110904.0763 | 2458988.192 | 516048.4862 | 41902.993 | 992610.9128 | 46689.4692 | 70.8135 | 46618.6557 | 0 | 0 | 0 | 147262.3394 | 495556.6809 | 125073.9416 | 2057668.4968 | 1298092.357 | 3355760.8538 | 6749623.4086 | 2309688.0459 | 9059311.4545
2015 | Secondary School | 5C | 210886.5329 | 0 | 340816.0648 | 427418.1112 | 1824718.4817 | 110885.1199 | 2458988.192 | 516048.4862 | 41912.4712 | 783181.2513 | 22273.7013 | 70.8135 | 22202.8878 | 0 | 0 | 185933.2761 | 147262.3394 | 496855.1903 | 125680.5445 | 1418735.5265 | 340816.0648 | 1759551.5913 | 6128253.4887 | 1353719.7413 | 7481973.23
2015 | Secondary School | 6A | 210886.5329 | 0 | 1852802.3018 | 1006922.9507 | 1815041.2694 | 110847.2072 | 2458988.192 | 516048.4862 | 41912.4712 | 955447.0052 | 33040.9033 | 70.8135 | 32970.0898 | 0 | 0 | 210775.5617 | 147262.3394 | 534606.7445 | 125983.846 | 2206115.6075 | 1852802.3018 | 4058917.9092 | 6906212.268 | 2903457.5324 | 9809669.8004
2015 | Secondary School | 6B | 210886.5329 | 0 | 1057981.8567 | 699669.0886 | 1816254.4752 | 110714.5129 | 2458988.192 | 516048.4862 | 41912.4712 | 949504.1921 | 35012.3629 | 70.8135 | 34941.5493 | 0 | 0 | 224499.953 | 147262.3394 | 526436.5613 | 125036.0289 | 1908614.7831 | 1057981.8567 | 2966596.6398 | 6608844.138 | 2100457.426 | 8709301.564
2015 | Secondary School | 7 | 210886.5329 | 0 | 2236469.1767 | 824818.8556 | 1817837.3298 | 110894.5981 | 2458988.192 | 516048.4862 | 41912.4712 | 958792.7995 | 29751.9781 | 70.8135 | 29681.1645 | 0 | 0 | 213486.3186 | 147262.3394 | 564813.6748 | 125813.2389 | 2026779.1382 | 2236469.1767 | 4263248.3149 | 6729558.121 | 3317321.8594 | 10046879.9805
2015 | Secondary School | 8 | 210886.5329 | 0 | 4378611.5977 | 393467.3035 | 1868877.2794 | 111586.5046 | 2458988.192 | 516048.4862 | 41950.3839 | 1009311.4498 | 32879.7744 | 70.8135 | 32808.9609 | 0 | 0 | 225921.6787 | 147262.3394 | 601958.6261 | 125614.1973 | 1661509.3928 | 4378611.5977 | 6040120.9905 | 6415859.1028 | 5496609.2318 | 11912468.3346
2018 | Secondary School | 0A | 210886.5329 | 0 | 174985.9889 | 5698664.8764 | 1456662.1541 | 78147.5181 | 2458988.192 | 516048.4862 | 30500.7536 | 1370761.4924 | 120780.3302 | 70.8135 | 120709.5167 | 0 | 0 | 384870.6026 | 147243.383 | 305993.2654 | 129519.2037 | 7575006.488 | 174985.9889 | 7749992.4769 | 11876138.506 | 997027.7404 | 12873166.2465
2018 | Secondary School | 0B | 210886.5329 | 0 | 6369.3308 | 4939956.262 | 1462453.3165 | 78128.5617 | 2458988.192 | 516048.4862 | 30500.7536 | 1116452.6922 | 115093.4278 | 70.8135 | 115022.6142 | 0 | 0 | 279634.4724 | 147243.383 | 314409.881 | 128704.081 | 6451066.0409 | 6369.3308 | 6457435.3717 | 10757164.6204 | 836837.1761 | 11594001.7965
2018 | Secondary School | 1A | 210886.5329 | 0 | 4568.4783 | 3680477.9728 | 1470661.4123 | 78138.0399 | 2458988.192 | 516048.4862 | 30500.7536 | 1000856.9214 | 77379.7862 | 70.8135 | 77308.9727 | 0 | 0 | 303680.5917 | 147243.383 | 334285.6052 | 128192.2598 | 5062324.4586 | 4568.4783 | 5066892.9369 | 9376128.7909 | 854902.5696 | 10231031.3605
2018 | Secondary School | 1B | 210886.5329 | 0 | 45154.0056 | 4246258.421 | 1470064.2876 | 78024.3018 | 2458988.192 | 516048.4862 | 30500.7536 | 1171160.6939 | 98753.0613 | 70.8135 | 98682.2478 | 0 | 0 | 250470.141 | 147252.8612 | 346863.1378 | 127661.4822 | 5766571.5037 | 45154.0056 | 5811725.5093 | 10079134.1956 | 908065.6295 | 10987199.8251
2018 | Secondary School | 2A | 210886.5329 | 0 | 14378.3851 | 3134668.0304 | 1473400.6037 | 77995.8673 | 2458988.192 | 516048.4862 | 30510.2317 | 947892.9031 | 73105.1312 | 70.8135 | 73034.3177 | 0 | 0 | 232603.7891 | 147252.8612 | 372255.1573 | 127813.1329 | 4388199.0402 | 14378.3851 | 4402577.4253 | 8704221.2645 | 902672.5503 | 9606893.8148
2018 | Secondary School | 2B | 210886.5329 | 0 | 20728.7595 | 2437245.2682 | 1479523.502 | 78062.2145 | 2458988.192 | 516048.4862 | 30510.2317 | 981019.11 | 46206.0825 | 70.8135 | 46135.269 | 0 | 0 | 192880.7753 | 147262.3394 | 377780.9308 | 125547.8501 | 3657280.4225 | 20728.7595 | 3678009.182 | 7977245.5659 | 914558.1765 | 8891803.7423
2018 | Secondary School | 3A | 210886.5329 | 0 | 160038.9136 | 1903709.557 | 1482006.7828 | 78043.2582 | 2458988.192 | 516048.4862 | 30510.2317 | 867944.5326 | 45191.9183 | 70.8135 | 45121.1047 | 0 | 0 | 224642.1256 | 147262.3394 | 429948.7828 | 126239.7566 | 3041417.3199 | 160038.9136 | 3201456.2335 | 7364529.2159 | 1106036.1825 | 8470565.3985
2018 | Secondary School | 3B | 210886.5329 | 0 | 260299.0041 | 1808093.7702 | 1477087.6121 | 78033.78 | 2458988.192 | 516048.4862 | 30510.2317 | 936376.9256 | 37448.2527 | 70.8135 | 37377.4392 | 0 | 0 | 0 | 147262.3394 | 415778.9175 | 125367.7649 | 2781848.135 | 260299.0041 | 3042147.1391 | 7099159.3905 | 1192126.4077 | 8291285.7982
2018 | Secondary School | 3C | 210886.5329 | 0 | 102771.8057 | 1337009.7262 | 1477258.2192 | 78175.9526 | 2458988.192 | 516048.4862 | 30510.2317 | 803872.0982 | 33856.026 | 70.8135 | 33785.2125 | 0 | 0 | 0 | 147262.3394 | 426375.5124 | 126381.9291 | 2174667.0368 | 102771.8057 | 2277438.8426 | 6493305.2362 | 1045186.3261 | 7538491.5624
2018 | Secondary School | 4A | 210886.5329 | 0 | 405144.4099 | 1355113.0324 | 1484262.5874 | 78194.9089 | 2458988.192 | 516048.4862 | 30510.2317 | 831955.9182 | 35893.8327 | 70.8135 | 35823.0192 | 0 | 0 | 233295.6955 | 147262.3394 | 471908.6448 | 125936.4551 | 2456187.6653 | 405144.4099 | 2861332.0752 | 6781422.6715 | 1393101.5409 | 8174524.2124
2018 | Secondary School | 4B | 210886.5329 | 0 | 583608.8875 | 1284927.1778 | 1476386.2275 | 78014.8237 | 2458988.192 | 516048.4862 | 30510.2317 | 954944.6622 | 28861.03 | 70.8135 | 28790.2165 | 0 | 0 | 0 | 147262.3394 | 459397.4594 | 125073.9416 | 2268662.0564 | 583608.8875 | 2852270.9439 | 6584959.1477 | 1559045.3548 | 8144004.5025
2018 | Secondary School | 4C | 210886.5329 | 0 | 1001927.9547 | 605181.2041 | 1498802.1014 | 78185.4307 | 2458988.192 | 516048.4862 | 30519.7099 | 769087.2114 | 19562.9445 | 70.8135 | 19492.1309 | 0 | 0 | 0 | 147262.3394 | 478514.9299 | 125671.0663 | 1393760.5465 | 1001927.9547 | 2395688.5012 | 5733269.6779 | 1996481.8926 | 7729751.5705
2018 | Secondary School | 5A | 210886.5329 | 0 | 881147.6245 | 915126.8667 | 1484186.762 | 78071.6927 | 2458988.192 | 516048.4862 | 30510.2317 | 854201.185 | 22122.0506 | 70.8135 | 22051.237 | 0 | 0 | 220907.7263 | 147262.3394 | 506485.0118 | 125794.2826 | 2012287.0151 | 881147.6245 | 2893434.6396 | 6337171.329 | 1903681.1225 | 8240852.4515
2018 | Secondary School | 5B | 210886.5329 | 0 | 1339000.1421 | 967531.673 | 1481722.4376 | 78156.9962 | 2458988.192 | 516048.4862 | 30510.2317 | 946499.612 | 25297.2378 | 70.8135 | 25226.4243 | 0 | 0 | 0 | 147262.3394 | 495566.1591 | 125073.9416 | 1939257.7092 | 1339000.1421 | 3278257.8513 | 6261042.6613 | 2350614.7873 | 8611657.4487
2018 | Secondary School | 5C | 210886.5329 | 0 | 426565.0758 | 408945.1564 | 1494176.754 | 78147.5181 | 2458988.192 | 516048.4862 | 30519.7099 | 755561.8617 | 12264.753 | 70.8135 | 12193.9394 | 0 | 0 | 174142.4317 | 147262.3394 | 496959.4502 | 125680.5445 | 1350843.3892 | 426565.0758 | 1777408.465 | 5685679.7825 | 1439573.0122 | 7125252.7947
2018 | Secondary School | 6A | 210886.5329 | 0 | 1902951.3033 | 976621.2387 | 1485826.4856 | 78119.0835 | 2458988.192 | 516048.4862 | 30510.2317 | 938064.04 | 25060.2835 | 70.8135 | 24989.47 | 0 | 0 | 228556.6101 | 147262.3394 | 534568.8319 | 126031.2368 | 2168231.3589 | 1902951.3033 | 4071182.6622 | 6495039.7415 | 2953568.6213 | 9448608.3628
2018 | Secondary School | 6B | 210886.5329 | 0 | 1087695.9221 | 673528.2936 | 1486698.4773 | 78014.8237 | 2458988.192 | 516048.4862 | 30510.2317 | 923932.0874 | 14558.4703 | 70.8135 | 14487.6568 | 0 | 0 | 248745.1139 | 147262.3394 | 526464.9958 | 125054.9852 | 1860693.1517 | 1087695.9221 | 2948389.0737 | 6187302.4927 | 2130209.4041 | 8317511.8968
2018 | Secondary School | 7 | 210886.5329 | 0 | 2281007.1011 | 800185.0897 | 1487703.1634 | 78147.5181 | 2458988.192 | 516048.4862 | 30510.2317 | 939390.9839 | 20311.72 | 70.8135 | 20240.9064 | 0 | 0 | 221808.1525 | 147262.3394 | 564823.153 | 125851.1516 | 1981625.1326 | 2281007.1011 | 4262632.2338 | 6310168.0205 | 3361878.7403 | 9672046.7607
2018 | Secondary School | 8 | 210886.5329 | 0 | 4386421.6105 | 379515.4361 | 1525170.3725 | 78668.8175 | 2458988.192 | 516048.4862 | 30529.1881 | 967000.8954 | 19695.6389 | 70.8135 | 19624.8253 | 0 | 0 | 232603.7891 | 147271.8175 | 602015.4951 | 125661.5882 | 1598744.9459 | 4386421.6105 | 5985166.5563 | 5965115.2133 | 5504485.5917 | 11469600.805
2006 | Small Hotel | 0A | 43201.8156 | 0 | 0 | 1286017.1674 | 548037.3125 | 90431.2274 | 570529.0118 | 399495.4201 | 0 | 311007.2177 | 246.4324 | 246.4324 | 0 | 0 | 0 | 0 | 0 | 433550.4877 | 0 | 1597024.3852 | 0 | 1597024.3852 | 2806277.8475 | 833045.9078 | 3639323.7553
2006 | Small Hotel | 0B | 43201.8156 | 94.7817 | 0 | 1158156.6436 | 548037.3125 | 90450.1837 | 570529.0118 | 399495.4201 | 0 | 319755.5693 | 246.4324 | 246.4324 | 0 | 0 | 0 | 0 | 0 | 432612.1488 | 0 | 1478006.9947 | 0 | 1478006.9947 | 2687269.9352 | 832107.5689 | 3519377.5041
2006 | Small Hotel | 1A | 43201.8156 | 0 | 0 | 931723.1438 | 548037.3125 | 90459.6619 | 570529.0118 | 399495.4201 | 0 | 307358.122 | 246.4324 | 246.4324 | 0 | 0 | 0 | 0 | 0 | 451900.2263 | 0 | 1239081.2657 | 0 | 1239081.2657 | 2448363.1626 | 851395.6464 | 3299758.809
2006 | Small Hotel | 1B | 43201.8156 | 7933.2289 | 2549.6279 | 961636.2507 | 548037.3125 | 90345.9239 | 570529.0118 | 399495.4201 | 0 | 314893.2677 | 246.4324 | 246.4324 | 0 | 0 | 0 | 0 | 0 | 452525.7856 | 0 | 1284462.7474 | 2549.6279 | 1287012.3754 | 2493630.9062 | 854570.8336 | 3348201.7398
2006 | Small Hotel | 2A | 43201.8156 | 17705.223 | 9174.8693 | 803483.4931 | 548037.3125 | 90317.4893 | 570529.0118 | 399495.4201 | 0 | 306486.1303 | 246.4324 | 246.4324 | 0 | 0 | 0 | 0 | 0 | 473377.7613 | 0 | 1127674.8464 | 9174.8693 | 1136849.7157 | 2336805.0925 | 882048.0507 | 3218853.1432
2006 | Small Hotel | 2B | 43201.8156 | 18994.2542 | 5705.8588 | 628241.5936 | 548037.3125 | 90383.8365 | 570529.0118 | 399495.4201 | 0 | 321433.2056 | 246.4324 | 246.4324 | 0 | 0 | 0 | 0 | 0 | 477225.8986 | 0 | 968669.0535 | 5705.8588 | 974374.9123 | 2177875.1249 | 882427.1776 | 3060302.3025
2006 | Small Hotel | 3A | 43201.8156 | 122818.1369 | 62461.1454 | 509063.0743 | 548037.3125 | 90364.8802 | 570529.0118 | 399495.4201 | 0 | 305964.8309 | 246.4324 | 246.4324 | 0 | 0 | 0 | 0 | 0 | 525583.526 | 0 | 937846.0421 | 62461.1454 | 1000307.1875 | 2147023.679 | 987540.0915 | 3134563.7705
2006 | Small Hotel | 3B | 43201.8156 | 57987.4488 | 26662.0944 | 492286.712 | 548037.3125 | 90364.8802 | 570529.0118 | 399495.4201 | 0 | 320286.3469 | 246.4324 | 246.4324 | 0 | 0 | 0 | 0 | 0 | 511517.9205 | 0 | 870560.5077 | 26662.0944 | 897222.6021 | 2079747.6229 | 937675.435 | 3017423.0579
2006 | Small Hotel | 3C | 43201.8156 | 15819.067 | 7904.7944 | 372160.3756 | 548037.3125 | 90345.9239 | 570529.0118 | 399495.4201 | 0 | 301197.311 | 246.4324 | 246.4324 | 0 | 0 | 0 | 0 | 0 | 524436.6673 | 0 | 689176.7536 | 7904.7944 | 697081.548 | 1898335.4342 | 931827.4036 | 2830162.8378
2006 | Small Hotel | 4A | 43201.8156 | 287217.0091 | 148475.5452 | 361980.8202 | 548037.3125 | 90222.7076 | 570529.0118 | 399495.4201 | 0 | 301633.3068 | 246.4324 | 246.4324 | 0 | 0 | 0 | 0 | 0 | 571088.2239 | 0 | 950831.1361 | 148475.5452 | 1099306.6813 | 2159876.0786 | 1119059.1892 | 3278935.2678
2006 | Small Hotel | 4B | 43201.8156 | 133945.5094 | 63399.4843 | 364767.4024 | 548037.3125 | 90298.533 | 570529.0118 | 399495.4201 | 0 | 325613.0789 | 246.4324 | 246.4324 | 0 | 0 | 0 | 0 | 0 | 556728.7951 | 0 | 824325.9907 | 63399.4843 | 887725.475 | 2033437.2804 | 1019623.6996 | 3053060.98
2006 | Small Hotel | 4C | 43201.8156 | 132097.2661 | 92611.2067 | 217163.8489 | 548037.3125 | 90118.4478 | 570529.0118 | 399495.4201 | 0 | 299064.7225 | 246.4324 | 246.4324 | 0 | 0 | 0 | 0 | 0 | 586101.6464 | 0 | 648325.8375 | 92611.2067 | 740937.0442 | 1857266.5202 | 1078208.2731 | 2935474.7933
2006 | Small Hotel | 5A | 43201.8156 | 399049.9461 | 217069.0671 | 259787.1828 | 548037.3125 | 90251.1421 | 570529.0118 | 399495.4201 | 0 | 299775.5854 | 246.4324 | 246.4324 | 0 | 0 | 0 | 0 | 0 | 615635.6265 | 0 | 958612.7143 | 217069.0671 | 1175681.7814 | 2167686.0913 | 1232200.1138 | 3399886.2051
2006 | Small Hotel | 5B | 43201.8156 | 229324.342 | 124666.3802 | 279634.4724 | 548037.3125 | 90260.6203 | 570529.0118 | 399495.4201 | 0 | 321309.9894 | 246.4324 | 246.4324 | 0 | 0 | 0 | 0 | 0 | 602318.7966 | 0 | 830268.8038 | 124666.3802 | 954935.184 | 2039342.1808 | 1126480.5969 | 3165822.7777
2006 | Small Hotel | 5C | 43201.8156 | 147395.0338 | 117102.8 | 176151.8039 | 548037.3125 | 90118.4478 | 570529.0118 | 399495.4201 | 0 | 296894.2214 | 246.4324 | 246.4324 | 0 | 0 | 0 | 0 | 0 | 611531.5786 | 0 | 620441.0591 | 117102.8 | 737543.8591 | 1829372.2636 | 1128129.7986 | 2957502.0622
2006 | Small Hotel | 6A | 43201.8156 | 635056.3984 | 323613.1849 | 257882.0705 | 548037.3125 | 90213.2295 | 570529.0118 | 399495.4201 | 0 | 303386.7684 | 246.4324 | 246.4324 | 0 | 0 | 0 | 0 | 0 | 649548.5216 | 0 | 1196325.2374 | 323613.1849 | 1519938.4222 | 2405351.2236 | 1372657.1265 | 3778008.3501
2006 | Small Hotel | 6B | 43201.8156 | 421096.1713 | 225002.2961 | 203505.8048 | 548037.3125 | 90146.8823 | 570529.0118 | 399495.4201 | 0 | 312969.1991 | 246.4324 | 246.4324 | 0 | 0 | 0 | 0 | 0 | 640667.4755 | 0 | 937571.1751 | 225002.2961 | 1162573.4712 | 2146530.8141 | 1265165.1917 | 3411696.0059
2006 | Small Hotel | 7 | 43201.8156 | 702976.9702 | 400538.0189 | 214339.354 | 548037.3125 | 90090.0132 | 570529.0118 | 399495.4201 | 0 | 300998.2694 | 246.4324 | 246.4324 | 0 | 0 | 0 | 0 | 0 | 689356.8388 | 0 | 1218314.5936 | 400538.0189 | 1618852.6125 | 2427226.8417 | 1489399.756 | 3916626.5977
2006 | Small Hotel | 8 | 43201.8156 | 960821.1281 | 565334.9742 | 141954.5637 | 548037.3125 | 89597.1484 | 570529.0118 | 399495.4201 | 0 | 298941.5063 | 246.4324 | 246.4324 | 0 | 0 | 0 | 0 | 0 | 743382.4122 | 0 | 1401717.1981 | 565334.9742 | 1967052.1723 | 2610127.1032 | 1708212.8065 | 4318339.9098
2009 | Small Hotel | 0A | 43201.8156 | 0 | 0 | 1132148.543 | 548037.3125 | 62470.6236 | 570529.0118 | 399495.4201 | 0 | 309215.8434 | 246.4324 | 246.4324 | 0 | 0 | 0 | 0 | 0 | 433550.4877 | 0 | 1441364.3865 | 0 | 1441364.3865 | 2622647.7668 | 833045.9078 | 3455693.6746
2009 | Small Hotel | 0B | 43201.8156 | 66.3472 | 0 | 1040143.9393 | 548037.3125 | 62480.1018 | 570529.0118 | 399495.4201 | 0 | 317973.6732 | 246.4324 | 246.4324 | 0 | 0 | 0 | 0 | 0 | 432621.627 | 0 | 1358183.9597 | 0 | 1358183.9597 | 2539476.8182 | 832107.5689 | 3371584.3871
2009 | Small Hotel | 1A | 43201.8156 | 0 | 0 | 858295.7548 | 548037.3125 | 62489.5799 | 570529.0118 | 399495.4201 | 0 | 306912.6479 | 246.4324 | 246.4324 | 0 | 0 | 0 | 0 | 0 | 451909.7045 | 0 | 1165208.4027 | 0 | 1165208.4027 | 2346510.7394 | 851405.1246 | 3197915.864
2009 | Small Hotel | 1B | 43201.8156 | 3563.7922 | 9.4782 | 877138.3583 | 548037.3125 | 62404.2764 | 570529.0118 | 399495.4201 | 0 | 313708.4964 | 246.4324 | 246.4324 | 0 | 0 | 0 | 0 | 0 | 452516.3074 | 0 | 1194410.6469 | 9.4782 | 1194420.125 | 2375627.68 | 852021.2057 | 3227648.8857
2009 | Small Hotel | 2A | 43201.8156 | 7260.2788 | 710.8628 | 738302.1127 | 548037.3125 | 62385.3201 | 570529.0118 | 399495.4201 | 0 | 305784.7456 | 246.4324 | 246.4324 | 0 | 0 | 0 | 0 | 0 | 473349.3268 | 0 | 1051347.1372 | 710.8628 | 1052058 | 2232554.6921 | 873565.0879 | 3106119.78
2009 | Small Hotel | 2B | 43201.8156 | 6644.1977 | 312.7796 | 590584.8211 | 548037.3125 | 62432.7109 | 570529.0118 | 399495.4201 | 0 | 321319.4675 | 246.4324 | 246.4324 | 0 | 0 | 0 | 0 | 0 | 477197.4641 | 0 | 918548.4864 | 312.7796 | 918861.266 | 2099803.4322 | 877005.6639 | 2976809.0961
2009 | Small Hotel | 3A | 43201.8156 | 65958.5904 | 12909.2686 | 477282.7677 | 548037.3125 | 62423.2327 | 570529.0118 | 399495.4201 | 0 | 303803.8079 | 246.4324 | 246.4324 | 0 | 0 | 0 | 0 | 0 | 525251.79 | 0 | 847045.166 | 12909.2686 | 859954.4346 | 2028281.1555 | 937656.4787 | 2965937.6342
2009 | Small Hotel | 3B | 43201.8156 | 24557.9405 | 1999.894 | 477273.2895 | 548037.3125 | 62413.7546 | 570529.0118 | 399495.4201 | 0 | 317878.8915 | 246.4324 | 246.4324 | 0 | 0 | 0 | 0 | 0 | 511224.0972 | 0 | 819710.1215 | 1999.894 | 821710.0156 | 2000936.6328 | 912719.4114 | 2913656.0442
2009 | Small Hotel | 3C | 43201.8156 | 4672.7382 | 189.5634 | 387344.4052 | 548037.3125 | 62404.2764 | 570529.0118 | 399495.4201 | 0 | 299642.891 | 246.4324 | 246.4324 | 0 | 0 | 0 | 0 | 0 | 524114.4095 | 0 | 691660.0343 | 189.5634 | 691849.5977 | 1872886.5456 | 923799.393 | 2796685.9386
2009 | Small Hotel | 4A | 43201.8156 | 163015.0592 | 37438.7746 | 351384.2252 | 548037.3125 | 62318.9729 | 570529.0118 | 399495.4201 | 0 | 299017.3317 | 246.4324 | 246.4324 | 0 | 0 | 0 | 0 | 0 | 570500.5773 | 0 | 813416.6161 | 37438.7746 | 850855.3907 | 1994557.8239 | 1007434.7719 | 3001992.5958
2009 | Small Hotel | 4B | 43201.8156 | 61655.5009 | 7355.0605 | 371326.2965 | 548037.3125 | 62375.8419 | 570529.0118 | 399495.4201 | 0 | 322409.4572 | 246.4324 | 246.4324 | 0 | 0 | 0 | 0 | 0 | 556198.0176 | 0 | 755391.2546 | 7355.0605 | 762746.3151 | 1936589.3314 | 963057.9764 | 2899647.3078
2009 | Small Hotel | 4C | 43201.8156 | 77559.8715 | 15354.6367 | 239086.8579 | 548037.3125 | 62252.6257 | 570529.0118 | 399495.4201 | 0 | 298657.1612 | 246.4324 | 246.4324 | 0 | 0 | 0 | 0 | 0 | 585807.8231 | 0 | 615303.8905 | 15354.6367 | 630658.5272 | 1796369.2729 | 1000648.4017 | 2797017.6746
2009 | Small Hotel | 5A | 43201.8156 | 284781.1192 | 71399.0605 | 257057.4697 | 548037.3125 | 62347.4074 | 570529.0118 | 399495.4201 | 0 | 299064.7225 | 246.4324 | 246.4324 | 0 | 0 | 0 | 0 | 0 | 615332.325 | 0 | 840903.3114 | 71399.0605 | 912302.3718 | 2022063.4755 | 1086226.8056 | 3108290.2811
2009 | Small Hotel | 5B | 43201.8156 | 151025.1732 | 28728.3356 | 290752.3668 | 548037.3125 | 62347.4074 | 570529.0118 | 399495.4201 | 0 | 320447.4758 | 246.4324 | 246.4324 | 0 | 0 | 0 | 0 | 0 | 602015.4951 | 0 | 762225.0158 | 28728.3356 | 790953.3514 | 1943385.1799 | 1030239.2508 | 2973624.4307
2009 | Small Hotel | 5C | 43201.8156 | 81957.7427 | 20378.0672 | 204690.5761 | 548037.3125 | 62243.1475 | 570529.0118 | 399495.4201 | 0 | 296543.5291 | 246.4324 | 246.4324 | 0 | 0 | 0 | 0 | 0 | 611199.8426 | 0 | 583191.8479 | 20378.0672 | 603569.9151 | 1764247.7522 | 1031073.3299 | 2795321.082
2009 | Small Hotel | 6A | 43201.8156 | 467103.2123 | 119197.4757 | 255702.0912 | 548037.3125 | 62309.4947 | 570529.0118 | 399495.4201 | 0 | 304135.5439 | 246.4324 | 246.4324 | 0 | 0 | 0 | 0 | 0 | 649036.7003 | 0 | 1026940.8474 | 119197.4757 | 1146138.3231 | 2208072.577 | 1167729.5961 | 3375802.1731
2009 | Small Hotel | 6B | 43201.8156 | 289870.8969 | 65958.5904 | 221580.6764 | 548037.3125 | 62271.582 | 570529.0118 | 399495.4201 | 0 | 313879.1035 | 246.4324 | 246.4324 | 0 | 0 | 0 | 0 | 0 | 640165.1325 | 0 | 825330.6768 | 65958.5904 | 891289.2672 | 2006415.0155 | 1105619.143 | 3112034.1586
2009 | Small Hotel | 7 | 43201.8156 | 519128.8917 | 154825.9197 | 237532.4379 | 548037.3125 | 62233.6693 | 570529.0118 | 399495.4201 | 0 | 303083.467 | 246.4324 | 246.4324 | 0 | 0 | 0 | 0 | 0 | 688930.3211 | 0 | 1059744.7965 | 154825.9197 | 1214570.7161 | 2240791.2225 | 1243251.6609 | 3484042.8834
2009 | Small Hotel | 8 | 43201.8156 | 681053.9612 | 237172.2674 | 162029.3294 | 548037.3125 | 61892.4552 | 570529.0118 | 399495.4201 | 0 | 299339.5895 | 246.4324 | 246.4324 | 0 | 0 | 0 | 0 | 0 | 743117.0235 | 0 | 1142422.8802 | 237172.2674 | 1379595.1475 | 2323128.0921 | 1379784.7109 | 3702912.803
2012 | Small Hotel | 0A | 43201.8156 | 0 | 0 | 1021765.7662 | 490665.9448 | 62470.6236 | 570529.0118 | 399495.4201 | 0 | 298751.9429 | 246.4324 | 246.4324 | 0 | 0 | 0 | 0 | 0 | 433247.1862 | 0 | 1320517.7091 | 0 | 1320517.7091 | 2444429.7217 | 832742.6063 | 3277172.328
2012 | Small Hotel | 0B | 43201.8156 | 75.8254 | 0 | 936557.0109 | 490665.9448 | 62480.1018 | 570529.0118 | 399495.4201 | 0 | 305633.0949 | 246.4324 | 246.4324 | 0 | 0 | 0 | 0 | 0 | 432289.891 | 0 | 1242265.9311 | 0 | 1242265.9311 | 2366177.9437 | 831785.3111 | 3197963.2548
2012 | Small Hotel | 1A | 43201.8156 | 9.4782 | 0 | 776811.9206 | 490665.9448 | 62489.5799 | 570529.0118 | 399495.4201 | 0 | 297320.7391 | 246.4324 | 246.4324 | 0 | 0 | 0 | 0 | 0 | 451530.5777 | 0 | 1074142.1379 | 0 | 1074142.1379 | 2198063.6287 | 851025.9978 | 3049089.6264
2012 | Small Hotel | 1B | 43201.8156 | 2075.7194 | 0 | 792194.9918 | 490665.9448 | 62404.2764 | 570529.0118 | 399495.4201 | 0 | 302012.4337 | 246.4324 | 246.4324 | 0 | 0 | 0 | 0 | 0 | 452156.1369 | 0 | 1096283.1448 | 0 | 1096283.1448 | 2220128.8102 | 851651.557 | 3071780.3673
2012 | Small Hotel | 2A | 43201.8156 | 6900.1083 | 578.1684 | 662495.7028 | 490665.9448 | 62385.3201 | 570529.0118 | 399495.4201 | 0 | 297775.6913 | 246.4324 | 246.4324 | 0 | 0 | 0 | 0 | 0 | 473074.4598 | 0 | 967171.5025 | 578.1684 | 967749.6709 | 2090998.2116 | 873148.0484 | 2964146.2599
2012 | Small Hotel | 2B | 43201.8156 | 6122.8983 | 435.9959 | 532796.4139 | 490665.9448 | 62432.7109 | 570529.0118 | 399495.4201 | 0 | 312609.0286 | 246.4324 | 246.4324 | 0 | 0 | 0 | 0 | 0 | 476932.0754 | 0 | 851528.3408 | 435.9959 | 851964.3367 | 1975392.9626 | 876854.0131 | 2852246.9757
2012 | Small Hotel | 3A | 43201.8156 | 64679.0374 | 13041.963 | 434583.6083 | 490665.9448 | 62423.2327 | 570529.0118 | 399495.4201 | 0 | 297823.0822 | 246.4324 | 246.4324 | 0 | 0 | 0 | 0 | 0 | 525100.1392 | 0 | 797085.7279 | 13041.963 | 810127.6909 | 1920931.3933 | 937637.5223 | 2858568.9156
2012 | Small Hotel | 3B | 43201.8156 | 24188.2918 | 2094.6757 | 431304.1612 | 490665.9448 | 62413.7546 | 570529.0118 | 399495.4201 | 0 | 311955.0348 | 246.4324 | 246.4324 | 0 | 0 | 0 | 0 | 0 | 511091.4028 | 0 | 767447.4879 | 2094.6757 | 769542.1636 | 1891302.6315 | 912672.0205 | 2803974.652
2012 | Small Hotel | 3C | 43201.8156 | 4634.8255 | 180.0852 | 352881.7762 | 490665.9448 | 62404.2764 | 570529.0118 | 399495.4201 | 0 | 296704.658 | 246.4324 | 246.4324 | 0 | 0 | 0 | 0 | 0 | 524048.0623 | 0 | 654221.2597 | 180.0852 | 654401.345 | 1778066.9252 | 923723.5676 | 2701790.4928
2012 | Small Hotel | 4A | 43201.8156 | 118988.9559 | 34396.2818 | 336560.3661 | 490665.9448 | 62318.9729 | 570529.0118 | 399495.4201 | 0 | 295188.1507 | 246.4324 | 246.4324 | 0 | 0 | 0 | 0 | 0 | 570102.4941 | 0 | 750737.4728 | 34396.2818 | 785133.7545 | 1874497.8347 | 1003994.1959 | 2878492.0306
2012 | Small Hotel | 4B | 43201.8156 | 44528.4463 | 6634.7195 | 353497.8573 | 490665.9448 | 62375.8419 | 570529.0118 | 399495.4201 | 0 | 318921.4903 | 246.4324 | 246.4324 | 0 | 0 | 0 | 0 | 0 | 555885.2379 | 0 | 716947.794 | 6634.7195 | 723582.5135 | 1840755.5467 | 962015.3776 | 2802770.9243
2012 | Small Hotel | 4C | 43201.8156 | 56120.2492 | 14112.9963 | 235380.8931 | 490665.9448 | 62252.6257 | 570529.0118 | 399495.4201 | 0 | 296410.8347 | 246.4324 | 246.4324 | 0 | 0 | 0 | 0 | 0 | 585428.6962 | 0 | 587911.977 | 14112.9963 | 602024.9733 | 1711596.5135 | 999046.5908 | 2710643.1043
2012 | Small Hotel | 5A | 43201.8156 | 217448.194 | 65949.1123 | 248925.1991 | 490665.9448 | 62347.4074 | 570529.0118 | 399495.4201 | 0 | 296657.2672 | 246.4324 | 246.4324 | 0 | 0 | 0 | 0 | 0 | 614867.8947 | 0 | 763030.6603 | 65949.1123 | 828979.7725 | 1886809.9785 | 1080312.427 | 2967122.4056
2012 | Small Hotel | 5B | 43201.8156 | 116846.8893 | 26965.3959 | 279369.0837 | 490665.9448 | 62347.4074 | 570529.0118 | 399495.4201 | 0 | 317935.7606 | 246.4324 | 246.4324 | 0 | 0 | 0 | 0 | 0 | 601683.7591 | 0 | 714151.7336 | 26965.3959 | 741117.1294 | 1837931.0518 | 1028144.5751 | 2866075.6269
2012 | Small Hotel | 5C | 43201.8156 | 65626.8545 | 19686.1607 | 202614.8567 | 490665.9448 | 62243.1475 | 570529.0118 | 399495.4201 | 0 | 293178.7785 | 246.4324 | 246.4324 | 0 | 0 | 0 | 0 | 0 | 610915.4975 | 0 | 561420.4897 | 19686.1607 | 581106.6504 | 1685105.0262 | 1030106.5564 | 2715211.5826
2012 | Small Hotel | 6A | 43201.8156 | 352199.3479 | 112941.883 | 244498.8934 | 490665.9448 | 62309.4947 | 570529.0118 | 399495.4201 | 0 | 299747.1508 | 246.4324 | 246.4324 | 0 | 0 | 0 | 0 | 0 | 648704.9644 | 0 | 896445.3921 | 112941.883 | 1009387.2751 | 2020205.754 | 1161151.7456 | 3181357.4996
2012 | Small Hotel | 6B | 43201.8156 | 217135.4143 | 63987.1309 | 215438.8218 | 490665.9448 | 62271.582 | 570529.0118 | 399495.4201 | 0 | 308931.4983 | 246.4324 | 246.4324 | 0 | 0 | 0 | 0 | 0 | 639890.2655 | 0 | 741505.7344 | 63987.1309 | 805492.8654 | 1865218.7055 | 1103372.8165 | 2968591.522
2012 | Small Hotel | 7 | 43201.8156 | 413305.1149 | 145622.6158 | 211306.3393 | 490665.9448 | 62233.6693 | 570529.0118 | 399495.4201 | 0 | 300495.9263 | 246.4324 | 246.4324 | 0 | 0 | 0 | 0 | 0 | 688541.7161 | 0 | 925107.3806 | 145622.6158 | 1070729.9964 | 2048772.9608 | 1233659.7521 | 3282432.7128
2012 | Small Hotel | 8 | 43201.8156 | 587646.5882 | 219722.955 | 147622.5099 | 490665.9448 | 61892.4552 | 570529.0118 | 399495.4201 | 0 | 295529.3648 | 246.4324 | 246.4324 | 0 | 0 | 0 | 0 | 0 | 742510.4205 | 0 | 1030798.4629 | 219722.955 | 1250521.4179 | 2154122.8289 | 1361728.7956 | 3515851.6245
2015 | Small Hotel | 0A | 43201.8156 | 0 | 0 | 900890.6542 | 254877.4904 | 60356.9915 | 561771.182 | 399495.4201 | 0 | 254593.1453 | 246.4324 | 246.4324 | 0 | 0 | 0 | 0 | 0 | 401561.6613 | 0 | 1155483.7995 | 0 | 1155483.7995 | 2032735.8958 | 801057.0814 | 2833792.9772
2015 | Small Hotel | 0B | 43201.8156 | 161.1289 | 0 | 818079.8761 | 255133.401 | 60366.4697 | 561771.182 | 399495.4201 | 0 | 257171.2077 | 246.4324 | 246.4324 | 0 | 0 | 0 | 0 | 0 | 402263.046 | 0 | 1075412.2128 | 0 | 1075412.2128 | 1952939.176 | 801758.4661 | 2754697.6421
2015 | Small Hotel | 1A | 43201.8156 | 28.4345 | 0 | 669803.3725 | 255692.6131 | 60375.9479 | 561771.182 | 399495.4201 | 0 | 251389.5235 | 246.4324 | 246.4324 | 0 | 0 | 0 | 0 | 0 | 419864.0091 | 0 | 921221.3305 | 0 | 921221.3305 | 1799307.5059 | 819359.4292 | 2618666.9351
2015 | Small Hotel | 1B | 43201.8156 | 3326.8379 | 464.4304 | 687925.635 | 255664.1786 | 60300.1225 | 561771.182 | 399495.4201 | 0 | 254479.4072 | 246.4324 | 246.4324 | 0 | 0 | 0 | 0 | 0 | 429626.525 | 0 | 945731.8802 | 464.4304 | 946196.3105 | 1823704.3175 | 829576.8973 | 2653281.2148
2015 | Small Hotel | 2A | 43201.8156 | 7288.7133 | 2416.9335 | 576585.5629 | 255806.3511 | 60281.1661 | 561771.182 | 399495.4201 | 0 | 251105.1784 | 246.4324 | 246.4324 | 0 | 0 | 0 | 0 | 0 | 454118.1183 | 0 | 834979.4546 | 2416.9335 | 837396.3882 | 1713075.1082 | 856030.4719 | 2569105.5801
2015 | Small Hotel | 2B | 43201.8156 | 7885.8381 | 1696.5926 | 460620.1434 | 256450.8667 | 60319.0788 | 561771.182 | 399495.4201 | 0 | 258422.3262 | 246.4324 | 246.4324 | 0 | 0 | 0 | 0 | 0 | 459179.4615 | 0 | 726928.3078 | 1696.5926 | 728624.9003 | 1605715.8678 | 860371.4742 | 2466087.3419
2015 | Small Hotel | 3A | 43201.8156 | 66441.9772 | 23136.2149 | 376036.9474 | 256166.5216 | 60309.6007 | 561771.182 | 399495.4201 | 0 | 249873.0162 | 246.4324 | 246.4324 | 0 | 0 | 0 | 0 | 0 | 516209.6151 | 0 | 692351.9408 | 23136.2149 | 715488.1557 | 1570836.1993 | 938850.7282 | 2509686.9275
2015 | Small Hotel | 3B | 43201.8156 | 26093.4042 | 7914.2726 | 372179.3319 | 256213.9125 | 60309.6007 | 561771.182 | 399495.4201 | 0 | 256147.5653 | 246.4324 | 246.4324 | 0 | 0 | 0 | 0 | 0 | 499528.0345 | 0 | 654420.3013 | 7914.2726 | 662334.5739 | 1532970.907 | 906947.2054 | 2439918.1124
2015 | Small Hotel | 3C | 43201.8156 | 5194.0376 | 625.5593 | 296913.1778 | 256185.4779 | 60300.1225 | 561771.182 | 399495.4201 | 0 | 287169.6182 | 246.4324 | 246.4324 | 0 | 0 | 0 | 0 | 0 | 523232.9396 | 0 | 589276.8336 | 625.5593 | 589902.3928 | 1467789.5266 | 923353.919 | 2391143.4456
2015 | Small Hotel | 4A | 43201.8156 | 152010.9029 | 59067.9603 | 283112.9611 | 255123.9228 | 60214.8189 | 561771.182 | 399495.4201 | 0 | 248896.7646 | 246.4324 | 246.4324 | 0 | 0 | 0 | 0 | 0 | 569372.6749 | 0 | 684020.6287 | 59067.9603 | 743088.589 | 1561376.9849 | 1027936.0553 | 2589313.0402
2015 | Small Hotel | 4B | 43201.8156 | 58650.9208 | 20434.9362 | 295842.1445 | 255266.0954 | 60262.2098 | 561771.182 | 399495.4201 | 0 | 259853.53 | 246.4324 | 246.4324 | 0 | 0 | 0 | 0 | 0 | 553904.3002 | 0 | 614346.5953 | 20434.9362 | 634781.5315 | 1491883.0367 | 973834.6565 | 2465717.6933
2015 | Small Hotel | 4C | 43201.8156 | 77559.8715 | 24501.0715 | 186776.8333 | 255664.1786 | 60148.4718 | 561771.182 | 399495.4201 | 0 | 288619.7783 | 246.4324 | 246.4324 | 0 | 0 | 0 | 0 | 0 | 585447.6526 | 0 | 552956.4832 | 24501.0715 | 577457.5546 | 1430777.2697 | 1009444.1441 | 2440221.4139
2015 | Small Hotel | 5A | 43201.8156 | 264820.0915 | 98572.9761 | 206557.7758 | 255142.8792 | 60233.7753 | 561771.182 | 399495.4201 | 0 | 249228.5006 | 246.4324 | 246.4324 | 0 | 0 | 0 | 0 | 0 | 614934.2419 | 0 | 720606.3679 | 98572.9761 | 819179.344 | 1598000.6367 | 1112993.1599 | 2710993.7966
2015 | Small Hotel | 5B | 43201.8156 | 146447.2167 | 51466.4673 | 230480.6788 | 255322.9644 | 60243.2535 | 561771.182 | 399495.4201 | 0 | 259199.5363 | 246.4324 | 246.4324 | 0 | 0 | 0 | 0 | 0 | 601740.6282 | 0 | 636127.4317 | 51466.4673 | 687593.8991 | 1513711.264 | 1052702.5156 | 2566413.7796
2015 | Small Hotel | 5C | 43201.8156 | 90194.2731 | 33315.7703 | 154702.7034 | 255578.875 | 60148.4718 | 561771.182 | 399495.4201 | 0 | 286799.9696 | 246.4324 | 246.4324 | 0 | 0 | 0 | 0 | 0 | 611019.7573 | 0 | 531696.9461 | 33315.7703 | 565012.7164 | 1409432.4291 | 1043830.9477 | 2453263.3769
2015 | Small Hotel | 6A | 43201.8156 | 420271.5704 | 151707.6015 | 204491.5345 | 255256.6172 | 60205.3408 | 561771.182 | 399495.4201 | 0 | 251361.089 | 246.4324 | 246.4324 | 0 | 0 | 0 | 0 | 0 | 648600.7045 | 0 | 876124.194 | 151707.6015 | 1027831.7955 | 1753603.7664 | 1199813.2042 | 2953416.9706
2015 | Small Hotel | 6B | 43201.8156 | 270961.9462 | 97900.026 | 174777.4691 | 255417.7461 | 60167.4281 | 561771.182 | 399495.4201 | 0 | 255512.5278 | 246.4324 | 246.4324 | 0 | 0 | 0 | 0 | 0 | 639899.7437 | 0 | 701251.9431 | 97900.026 | 799151.9691 | 1578845.2536 | 1137295.1898 | 2716140.4434
2015 | Small Hotel | 7 | 43201.8156 | 487651.8865 | 184957.0246 | 173810.6957 | 255142.8792 | 60129.5154 | 561771.182 | 399495.4201 | 0 | 273625.3122 | 246.4324 | 246.4324 | 0 | 0 | 0 | 0 | 0 | 688323.7182 | 0 | 935087.8944 | 184957.0246 | 1120044.9189 | 1812368.4252 | 1272785.641 | 3085154.0662
2015 | Small Hotel | 8 | 43201.8156 | 680115.6223 | 248887.2864 | 117415.5796 | 256896.3408 | 59797.7794 | 561771.182 | 399495.4201 | 0 | 288942.0362 | 246.4324 | 246.4324 | 0 | 0 | 0 | 0 | 0 | 742074.4247 | 0 | 1086473.2381 | 248887.2864 | 1335360.5245 | 1965175.4945 | 1390457.1312 | 3355632.6257
2018 | Small Hotel | 0A | 43201.8156 | 0 | 0 | 790024.4906 | 275075.4723 | 39941.0117 | 561771.182 | 399495.4201 | 0 | 172388.9701 | 246.4324 | 246.4324 | 0 | 0 | 0 | 0 | 0 | 401334.1852 | 0 | 962413.4607 | 0 | 962413.4607 | 1839447.5591 | 800829.6053 | 2640277.1645
2018 | Small Hotel | 0B | 43201.8156 | 94.7817 | 0 | 731591.5678 | 275302.9484 | 39950.4898 | 561771.182 | 399495.4201 | 0 | 174417.2986 | 246.4324 | 246.4324 | 0 | 0 | 0 | 0 | 0 | 401969.2227 | 0 | 906103.6482 | 0 | 906103.6482 | 1783365.2226 | 801464.6428 | 2584829.8654
2018 | Small Hotel | 1A | 43201.8156 | 9.4782 | 0 | 606015.2832 | 275767.3788 | 39959.968 | 561771.182 | 399495.4201 | 0 | 166237.6373 | 246.4324 | 246.4324 | 0 | 0 | 0 | 0 | 0 | 419617.5767 | 0 | 772262.3986 | 0 | 772262.3986 | 1649988.4035 | 819112.9968 | 2469101.4002
2018 | Small Hotel | 1B | 43201.8156 | 1905.1123 | 369.6487 | 622336.6933 | 275748.4224 | 39903.099 | 561771.182 | 399495.4201 | 0 | 169953.0802 | 246.4324 | 246.4324 | 0 | 0 | 0 | 0 | 0 | 429294.789 | 0 | 794194.8858 | 369.6487 | 794564.5344 | 1671864.0216 | 829150.3796 | 2501014.4012
2018 | Small Hotel | 2A | 43201.8156 | 3886.05 | 2104.1539 | 525583.526 | 275862.1605 | 39893.6208 | 561771.182 | 399495.4201 | 0 | 164465.2193 | 246.4324 | 246.4324 | 0 | 0 | 0 | 0 | 0 | 453814.8168 | 0 | 693934.7953 | 2104.1539 | 696038.9492 | 1571708.191 | 855414.3908 | 2427122.5818
2018 | Small Hotel | 2B | 43201.8156 | 4492.6529 | 1469.1165 | 431986.5895 | 276402.4162 | 39922.0553 | 561771.182 | 399495.4201 | 0 | 171877.1489 | 246.4324 | 246.4324 | 0 | 0 | 0 | 0 | 0 | 458876.16 | 0 | 608356.3914 | 1469.1165 | 609825.5078 | 1486698.4773 | 859840.6966 | 2346539.1739
2018 | Small Hotel | 3A | 43201.8156 | 36282.4377 | 22122.0506 | 356417.1339 | 276174.9401 | 39912.5771 | 561771.182 | 399495.4201 | 0 | 161043.5997 | 246.4324 | 246.4324 | 0 | 0 | 0 | 0 | 0 | 515821.0101 | 0 | 553743.1713 | 22122.0506 | 575865.2219 | 1431857.7812 | 937438.4807 | 2369296.2619
2018 | Small Hotel | 3B | 43201.8156 | 13449.5243 | 7070.7154 | 357706.1651 | 276193.8965 | 39912.5771 | 561771.182 | 399495.4201 | 0 | 168133.2714 | 246.4324 | 246.4324 | 0 | 0 | 0 | 0 | 0 | 499167.864 | 0 | 539288.9609 | 7070.7154 | 546359.6763 | 1417413.0489 | 905743.4777 | 2323156.5266
2018 | Small Hotel | 3C | 43201.8156 | 2919.2766 | 1743.9834 | 299424.893 | 276174.9401 | 39903.099 | 561771.182 | 399495.4201 | 0 | 178805.6917 | 246.4324 | 246.4324 | 0 | 0 | 0 | 0 | 0 | 522910.6818 | 0 | 481149.8613 | 1743.9834 | 482893.8448 | 1359245.5149 | 924159.5635 | 2283405.0783
2018 | Small Hotel | 4A | 43201.8156 | 85123.4518 | 57940.058 | 272563.757 | 275530.4245 | 39855.7081 | 561771.182 | 399495.4201 | 0 | 158493.9717 | 246.4324 | 246.4324 | 0 | 0 | 0 | 0 | 0 | 569050.4171 | 0 | 516181.1805 | 57940.058 | 574121.2385 | 1393575.4494 | 1026485.8952 | 2420061.3446
2018 | Small Hotel | 4B | 43201.8156 | 30026.845 | 19515.5536 | 289216.9031 | 275634.6844 | 39884.1426 | 561771.182 | 399495.4201 | 0 | 170464.9014 | 246.4324 | 246.4324 | 0 | 0 | 0 | 0 | 0 | 553553.6079 | 0 | 489708.6496 | 19515.5536 | 509224.2032 | 1367235.6128 | 972564.5816 | 2339800.1945
2018 | Small Hotel | 4C | 43201.8156 | 37855.8141 | 23041.4332 | 197269.1684 | 276004.333 | 39808.3173 | 561771.182 | 399495.4201 | 0 | 196795.2599 | 246.4324 | 246.4324 | 0 | 0 | 0 | 0 | 0 | 585106.4384 | 0 | 431920.2423 | 23041.4332 | 454961.6755 | 1309741.0289 | 1007643.2917 | 2317384.3206
2018 | Small Hotel | 5A | 43201.8156 | 158076.9322 | 95596.8305 | 205249.7882 | 275426.1646 | 39865.1863 | 561771.182 | 399495.4201 | 0 | 179127.9495 | 246.4324 | 246.4324 | 0 | 0 | 0 | 0 | 0 | 614536.1587 | 0 | 542454.6699 | 95596.8305 | 638051.5004 | 1419763.6353 | 1109628.4093 | 2529392.0445
2018 | Small Hotel | 5B | 43201.8156 | 81777.6575 | 50082.6544 | 231163.1071 | 275568.3372 | 39865.1863 | 561771.182 | 399495.4201 | 0 | 169175.8702 | 246.4324 | 246.4324 | 0 | 0 | 0 | 0 | 0 | 601361.5013 | 0 | 482116.6348 | 50082.6544 | 532199.2892 | 1359558.2945 | 1050930.0976 | 2410488.3921
2018 | Small Hotel | 5C | 43201.8156 | 42111.5128 | 30595.5353 | 172872.3568 | 275814.7696 | 39808.3173 | 561771.182 | 399495.4201 | 0 | 195335.6216 | 246.4324 | 246.4324 | 0 | 0 | 0 | 0 | 0 | 610659.5869 | 0 | 410319.4911 | 30595.5353 | 440915.0264 | 1287950.7143 | 1040750.5422 | 2328701.2565
2018 | Small Hotel | 6A | 43201.8156 | 271179.9441 | 150409.0921 | 204065.0168 | 275407.2083 | 39846.2299 | 561771.182 | 399495.4201 | 0 | 161271.0758 | 246.4324 | 246.4324 | 0 | 0 | 0 | 0 | 0 | 648250.0122 | 0 | 636516.0367 | 150409.0921 | 786925.1288 | 1513777.6112 | 1198154.5243 | 2711932.1355
2018 | Small Hotel | 6B | 43201.8156 | 163839.6601 | 95919.0883 | 181601.7521 | 275549.3808 | 39817.7954 | 561771.182 | 399495.4201 | 0 | 165071.8223 | 246.4324 | 246.4324 | 0 | 0 | 0 | 0 | 0 | 639501.6605 | 0 | 510513.2344 | 95919.0883 | 606432.3227 | 1387898.0251 | 1134916.1689 | 2522814.194
2018 | Small Hotel | 7 | 43201.8156 | 304941.1884 | 182767.5671 | 179279.6003 | 275312.4266 | 39789.3609 | 561771.182 | 399495.4201 | 0 | 183203.563 | 246.4324 | 246.4324 | 0 | 0 | 0 | 0 | 0 | 687887.7223 | 0 | 667424.3516 | 182767.5671 | 850191.9187 | 1544543.7536 | 1270150.7096 | 2814694.4631
2018 | Small Hotel | 8 | 43201.8156 | 421882.8595 | 246432.4402 | 129983.634 | 276838.4121 | 39571.363 | 561771.182 | 399495.4201 | 0 | 198150.6383 | 246.4324 | 246.4324 | 0 | 0 | 0 | 0 | 0 | 741704.776 | 0 | 750017.1318 | 246432.4402 | 996449.572 | 1628453.9995 | 1387632.6363 | 3016086.6358
2006 | Small Office | 0A | 5502.0804 | 0 | 0 | 105027.6104 | 68593.5219 | 23600.6452 | 50044.7417 | 0 | 0 | 23837.5995 | 0 | 0 | 0 | 0 | 0 | 0 | 17098.6201 | 0 | 0 | 128865.2099 | 0 | 128865.2099 | 288202.7388 | 0 | 288202.7388
2006 | Small Office | 0B | 5502.0804 | 0 | 0 | 100667.6518 | 68593.5219 | 23610.1234 | 50044.7417 | 0 | 0 | 28576.6849 | 0 | 0 | 0 | 0 | 0 | 0 | 17098.6201 | 0 | 0 | 129244.3367 | 0 | 129244.3367 | 288581.8657 | 0 | 288581.8657
2006 | Small Office | 1A | 5502.0804 | 0 | 0 | 75417.8049 | 68593.5219 | 23610.1234 | 50044.7417 | 0 | 0 | 22254.745 | 0 | 0 | 0 | 0 | 0 | 0 | 17098.6201 | 0 | 0 | 97672.5499 | 0 | 97672.5499 | 257019.557 | 0 | 257019.557
2006 | Small Office | 1B | 5502.0804 | 47.3909 | 0 | 80261.1501 | 68593.5219 | 23581.6889 | 50044.7417 | 0 | 0 | 26624.1817 | 0 | 0 | 0 | 0 | 0 | 0 | 17098.6201 | 0 | 0 | 106932.7227 | 0 | 106932.7227 | 266241.8171 | 0 | 266241.8171
2006 | Small Office | 2A | 5502.0804 | 369.6487 | 0 | 62698.0997 | 68593.5219 | 23572.2107 | 50044.7417 | 0 | 0 | 23174.1276 | 0 | 0 | 0 | 0 | 0 | 0 | 17098.6201 | 0 | 0 | 86241.8759 | 0 | 86241.8759 | 245550.9703 | 0 | 245550.9703
2006 | Small Office | 2B | 5502.0804 | 426.5177 | 9.4782 | 56347.7253 | 68593.5219 | 23591.1671 | 50044.7417 | 0 | 0 | 27875.3003 | 0 | 0 | 0 | 0 | 0 | 0 | 17098.6201 | 0 | 0 | 84649.5432 | 9.4782 | 84659.0214 | 243958.6376 | 9.4782 | 243968.1158
2006 | Small Office | 3A | 5502.0804 | 5990.2039 | 1431.2038 | 34993.4065 | 68593.5219 | 23591.1671 | 50044.7417 | 0 | 0 | 21676.5766 | 0 | 0 | 0 | 0 | 0 | 0 | 17098.6201 | 0 | 0 | 62660.187 | 1431.2038 | 64091.3908 | 221969.2814 | 1431.2038 | 223400.4852
2006 | Small Office | 3B | 5502.0804 | 2179.9793 | 123.2162 | 38699.3713 | 68593.5219 | 23581.6889 | 50044.7417 | 0 | 0 | 25401.4977 | 0 | 0 | 0 | 0 | 0 | 0 | 17098.6201 | 0 | 0 | 66280.8482 | 123.2162 | 66404.0645 | 225599.4208 | 123.2162 | 225722.6371
2006 | Small Office | 3C | 5502.0804 | 217.9979 | 0 | 26282.9676 | 68593.5219 | 23581.6889 | 50044.7417 | 0 | 0 | 19202.774 | 0 | 0 | 0 | 0 | 0 | 0 | 17098.6201 | 0 | 0 | 45703.7395 | 0 | 45703.7395 | 205012.8339 | 0 | 205012.8339
2006 | Small Office | 4A | 5502.0804 | 15089.2479 | 5573.1644 | 24178.8137 | 68593.5219 | 23553.2544 | 50044.7417 | 0 | 0 | 20397.0235 | 0 | 0 | 0 | 0 | 0 | 0 | 17098.6201 | 0 | 0 | 59665.085 | 5573.1644 | 65238.2495 | 218936.2668 | 5573.1644 | 224509.4312
2006 | Small Office | 4B | 5502.0804 | 6217.68 | 1004.6861 | 27998.5165 | 68593.5219 | 23572.2107 | 50044.7417 | 0 | 0 | 25335.1505 | 0 | 0 | 0 | 0 | 0 | 0 | 17098.6201 | 0 | 0 | 59551.347 | 1004.6861 | 60556.0331 | 218841.4851 | 1004.6861 | 219846.1712
2006 | Small Office | 4C | 5502.0804 | 8786.2643 | 1089.9896 | 11402.2394 | 68593.5219 | 23524.8199 | 50044.7417 | 0 | 0 | 20709.8031 | 0 | 0 | 0 | 0 | 0 | 0 | 17098.6201 | 0 | 0 | 40898.3069 | 1089.9896 | 41988.2965 | 200141.0541 | 1089.9896 | 201231.0438
2006 | Small Office | 5A | 5502.0804 | 26519.9218 | 22472.7429 | 14255.1688 | 68593.5219 | 23562.7326 | 50044.7417 | 0 | 0 | 20700.325 | 0 | 0 | 0 | 0 | 0 | 0 | 17098.6201 | 0 | 0 | 61475.4157 | 22472.7429 | 83948.1586 | 220756.0756 | 22472.7429 | 243228.8185
2006 | Small Office | 5B | 5502.0804 | 15449.4184 | 11677.1064 | 19392.3374 | 68593.5219 | 23562.7326 | 50044.7417 | 0 | 0 | 24576.8968 | 0 | 0 | 0 | 0 | 0 | 0 | 17098.6201 | 0 | 0 | 59418.6526 | 11677.1064 | 71095.759 | 218699.3125 | 11677.1064 | 230376.4189
2006 | Small Office | 5C | 5502.0804 | 10776.6802 | 2047.2849 | 7800.5345 | 68593.5219 | 23524.8199 | 50044.7417 | 0 | 0 | 19212.2522 | 0 | 0 | 0 | 0 | 0 | 0 | 17098.6201 | 0 | 0 | 37789.4669 | 2047.2849 | 39836.7518 | 197041.6923 | 2047.2849 | 199088.9772
2006 | Small Office | 6A | 5502.0804 | 31458.0488 | 68745.1726 | 14596.383 | 68593.5219 | 23543.7762 | 50044.7417 | 0 | 0 | 24235.6827 | 0 | 0 | 0 | 0 | 0 | 0 | 17098.6201 | 0 | 0 | 70290.1145 | 68745.1726 | 139035.2871 | 229561.2962 | 68745.1726 | 298306.4689
2006 | Small Office | 6B | 5502.0804 | 20453.8925 | 42974.0263 | 11724.4973 | 68593.5219 | 23534.298 | 50044.7417 | 0 | 0 | 24434.7243 | 0 | 0 | 0 | 0 | 0 | 0 | 17098.6201 | 0 | 0 | 56613.1141 | 42974.0263 | 99587.1404 | 215865.3395 | 42974.0263 | 258839.3658
2006 | Small Office | 7 | 5502.0804 | 27041.2212 | 106752.6375 | 11250.5887 | 68593.5219 | 23515.3417 | 50044.7417 | 0 | 0 | 24444.2024 | 0 | 0 | 0 | 0 | 0 | 0 | 17098.6201 | 0 | 0 | 62736.0124 | 106752.6375 | 169488.6498 | 221978.7596 | 106752.6375 | 328731.3971
2006 | Small Office | 8 | 5502.0804 | 22425.3521 | 163924.9636 | 7705.7528 | 68593.5219 | 23382.6473 | 50044.7417 | 0 | 0 | 26235.5767 | 0 | 0 | 0 | 0 | 0 | 0 | 17098.6201 | 0 | 0 | 56366.6816 | 163924.9636 | 220291.6452 | 215486.2126 | 163924.9636 | 379411.1762
2009 | Small Office | 0A | 5502.0804 | 0 | 0 | 81692.3539 | 68593.5219 | 13601.1751 | 50044.7417 | 0 | 0 | 23847.0777 | 0 | 0 | 0 | 0 | 0 | 0 | 17098.6201 | 0 | 0 | 105539.4316 | 0 | 105539.4316 | 254868.0122 | 0 | 254868.0122
2009 | Small Office | 0B | 5502.0804 | 0 | 0 | 79209.0732 | 68593.5219 | 13601.1751 | 50044.7417 | 0 | 0 | 28567.2067 | 0 | 0 | 0 | 0 | 0 | 0 | 17098.6201 | 0 | 0 | 107776.2799 | 0 | 107776.2799 | 257114.3387 | 0 | 257114.3387
2009 | Small Office | 1A | 5502.0804 | 0 | 0 | 59418.6526 | 68593.5219 | 13610.6532 | 50044.7417 | 0 | 0 | 22254.745 | 0 | 0 | 0 | 0 | 0 | 0 | 17098.6201 | 0 | 0 | 81673.3976 | 0 | 81673.3976 | 231011.4564 | 0 | 231011.4564
2009 | Small Office | 1B | 5502.0804 | 28.4345 | 0 | 63437.397 | 68593.5219 | 13591.6969 | 50044.7417 | 0 | 0 | 26624.1817 | 0 | 0 | 0 | 0 | 0 | 0 | 17098.6201 | 0 | 0 | 90090.0132 | 0 | 90090.0132 | 239409.1157 | 0 | 239409.1157
2009 | Small Office | 2A | 5502.0804 | 284.3451 | 0 | 49002.1429 | 68593.5219 | 13582.2187 | 50044.7417 | 0 | 0 | 22700.219 | 0 | 0 | 0 | 0 | 0 | 0 | 17098.6201 | 0 | 0 | 71986.7071 | 0 | 71986.7071 | 221296.3313 | 0 | 221296.3313
2009 | Small Office | 2B | 5502.0804 | 322.2578 | 0 | 44670.6189 | 68593.5219 | 13591.6969 | 50044.7417 | 0 | 0 | 27240.2628 | 0 | 0 | 0 | 0 | 0 | 0 | 17098.6201 | 0 | 0 | 72233.1395 | 0 | 72233.1395 | 221552.2419 | 0 | 221552.2419
2009 | Small Office | 3A | 5502.0804 | 4729.6072 | 1241.6404 | 27771.0404 | 68593.5219 | 13591.6969 | 50044.7417 | 0 | 0 | 21155.2772 | 0 | 0 | 0 | 0 | 0 | 0 | 17098.6201 | 0 | 0 | 53655.9248 | 1241.6404 | 54897.5651 | 202975.0272 | 1241.6404 | 204216.6676
2009 | Small Office | 3B | 5502.0804 | 1706.0707 | 94.7817 | 31031.5311 | 68593.5219 | 13591.6969 | 50044.7417 | 0 | 0 | 24804.3729 | 0 | 0 | 0 | 0 | 0 | 0 | 17098.6201 | 0 | 0 | 57541.9748 | 94.7817 | 57636.7565 | 206861.0772 | 94.7817 | 206955.8589
2009 | Small Office | 3C | 5502.0804 | 142.1726 | 0 | 21723.9674 | 68593.5219 | 13591.6969 | 50044.7417 | 0 | 0 | 18814.169 | 0 | 0 | 0 | 0 | 0 | 0 | 17098.6201 | 0 | 0 | 40680.309 | 0 | 40680.309 | 189999.4114 | 0 | 189999.4114
2009 | Small Office | 4A | 5502.0804 | 11933.017 | 4833.8671 | 19307.0339 | 68593.5219 | 13572.7406 | 50044.7417 | 0 | 0 | 19923.115 | 0 | 0 | 0 | 0 | 0 | 0 | 17098.6201 | 0 | 0 | 51163.1659 | 4833.8671 | 55997.033 | 200453.8338 | 4833.8671 | 205287.7009
2009 | Small Office | 4B | 5502.0804 | 4947.6051 | 729.8191 | 22785.5225 | 68593.5219 | 13582.2187 | 50044.7417 | 0 | 0 | 24766.4602 | 0 | 0 | 0 | 0 | 0 | 0 | 17098.6201 | 0 | 0 | 52499.5879 | 729.8191 | 53229.4071 | 201799.734 | 729.8191 | 202529.5532
2009 | Small Office | 4C | 5502.0804 | 5848.0314 | 701.3846 | 10065.8174 | 68593.5219 | 13553.7842 | 50044.7417 | 0 | 0 | 19894.6805 | 0 | 0 | 0 | 0 | 0 | 0 | 17098.6201 | 0 | 0 | 35808.5292 | 701.3846 | 36509.9138 | 185089.7189 | 701.3846 | 185791.1036
2009 | Small Office | 5A | 5502.0804 | 19932.5931 | 17818.9611 | 11733.9754 | 68593.5219 | 13572.7406 | 50044.7417 | 0 | 0 | 19477.6409 | 0 | 0 | 0 | 0 | 0 | 0 | 17098.6201 | 0 | 0 | 51144.2095 | 17818.9611 | 68963.1706 | 200453.8338 | 17818.9611 | 218272.7948
2009 | Small Office | 5B | 5502.0804 | 11117.8943 | 8397.6593 | 15875.9361 | 68593.5219 | 13572.7406 | 50044.7417 | 0 | 0 | 23136.2149 | 0 | 0 | 0 | 0 | 0 | 0 | 17098.6201 | 0 | 0 | 50130.0452 | 8397.6593 | 58527.7046 | 199430.1913 | 8397.6593 | 207827.8506
2009 | Small Office | 5C | 5502.0804 | 7298.1915 | 1270.0749 | 7193.9316 | 68593.5219 | 13553.7842 | 50044.7417 | 0 | 0 | 18548.7802 | 0 | 0 | 0 | 0 | 0 | 0 | 17098.6201 | 0 | 0 | 33040.9033 | 1270.0749 | 34310.9782 | 182322.0931 | 1270.0749 | 183592.168
2009 | Small Office | 6A | 5502.0804 | 21648.1421 | 53428.4487 | 13032.4848 | 68593.5219 | 13572.7406 | 50044.7417 | 0 | 0 | 22074.6597 | 0 | 0 | 0 | 0 | 0 | 0 | 17098.6201 | 0 | 0 | 56755.2866 | 53428.4487 | 110183.7353 | 206045.9545 | 53428.4487 | 259474.4032
2009 | Small Office | 6B | 5502.0804 | 13449.5243 | 30007.8887 | 11004.1563 | 68593.5219 | 13563.2624 | 50044.7417 | 0 | 0 | 23240.4747 | 0 | 0 | 0 | 0 | 0 | 0 | 17098.6201 | 0 | 0 | 47694.1554 | 30007.8887 | 77702.044 | 196984.8233 | 30007.8887 | 226992.712
2009 | Small Office | 7 | 5502.0804 | 18662.5183 | 78848.9027 | 10975.7218 | 68593.5219 | 13553.7842 | 50044.7417 | 0 | 0 | 22776.0444 | 0 | 0 | 0 | 0 | 0 | 0 | 17098.6201 | 0 | 0 | 52414.2844 | 78848.9027 | 131263.1871 | 201685.996 | 78848.9027 | 280534.8987
2009 | Small Office | 8 | 5502.0804 | 17961.1336 | 136144.445 | 6947.4992 | 68593.5219 | 13477.9588 | 50044.7417 | 0 | 0 | 24804.3729 | 0 | 0 | 0 | 0 | 0 | 0 | 17098.6201 | 0 | 0 | 49713.0057 | 136144.445 | 185857.4508 | 198918.3701 | 136144.445 | 335062.8152
2012 | Small Office | 0A | 5502.0804 | 0 | 0 | 66944.3202 | 39230.1488 | 13601.1751 | 50044.7417 | 0 | 0 | 17790.5265 | 0 | 0 | 0 | 0 | 0 | 0 | 17098.6201 | 0 | 0 | 84734.8468 | 0 | 84734.8468 | 204709.5325 | 0 | 204709.5325
2012 | Small Office | 0B | 5502.0804 | 0 | 0 | 64328.3451 | 39571.363 | 13601.1751 | 50044.7417 | 0 | 0 | 20823.5412 | 0 | 0 | 0 | 0 | 0 | 0 | 17098.6201 | 0 | 0 | 85151.8863 | 0 | 85151.8863 | 205467.7861 | 0 | 205467.7861
2012 | Small Office | 1A | 5502.0804 | 0 | 0 | 48926.3176 | 41296.3901 | 13610.6532 | 50044.7417 | 0 | 0 | 17250.2708 | 0 | 0 | 0 | 0 | 0 | 0 | 17098.6201 | 0 | 0 | 66176.5884 | 0 | 66176.5884 | 188226.9935 | 0 | 188226.9935
2012 | Small Office | 1B | 5502.0804 | 0 | 0 | 51229.5131 | 40718.2217 | 13591.6969 | 50044.7417 | 0 | 0 | 19344.9466 | 0 | 0 | 0 | 0 | 0 | 0 | 17098.6201 | 0 | 0 | 70574.4596 | 0 | 70574.4596 | 192018.2618 | 0 | 192018.2618
2012 | Small Office | 2A | 5502.0804 | 123.2162 | 0 | 40699.2653 | 41248.9992 | 13582.2187 | 50044.7417 | 0 | 0 | 17487.2251 | 0 | 0 | 0 | 0 | 0 | 0 | 17098.6201 | 0 | 0 | 58309.7066 | 0 | 58309.7066 | 180284.2864 | 0 | 180284.2864
2012 | Small Office | 2B | 5502.0804 | 142.1726 | 0 | 36159.2215 | 42102.0346 | 13591.6969 | 50044.7417 | 0 | 0 | 20434.9362 | 0 | 0 | 0 | 0 | 0 | 0 | 17098.6201 | 0 | 0 | 56736.3303 | 0 | 56736.3303 | 179563.9454 | 0 | 179563.9454
2012 | Small Office | 3A | 5502.0804 | 4085.0916 | 881.4699 | 22292.6577 | 41846.124 | 13591.6969 | 50044.7417 | 0 | 0 | 16643.6679 | 0 | 0 | 0 | 0 | 0 | 0 | 17098.6201 | 0 | 0 | 43021.4172 | 881.4699 | 43902.887 | 165593.1217 | 881.4699 | 166474.5915
2012 | Small Office | 3B | 5502.0804 | 1033.1206 | 94.7817 | 24747.5039 | 41808.2113 | 13591.6969 | 50044.7417 | 0 | 0 | 19458.6846 | 0 | 0 | 0 | 0 | 0 | 0 | 17098.6201 | 0 | 0 | 45239.3091 | 94.7817 | 45334.0908 | 167782.5791 | 94.7817 | 167877.3608
2012 | Small Office | 3C | 5502.0804 | 47.3909 | 0 | 17212.3581 | 41609.1697 | 13591.6969 | 50044.7417 | 0 | 0 | 15449.4184 | 0 | 0 | 0 | 0 | 0 | 0 | 17098.6201 | 0 | 0 | 32709.1674 | 0 | 32709.1674 | 155053.3957 | 0 | 155053.3957
2012 | Small Office | 4A | 5502.0804 | 9212.782 | 3241.5344 | 16406.7136 | 38670.9368 | 13572.7406 | 50044.7417 | 0 | 0 | 15771.6762 | 0 | 0 | 0 | 0 | 0 | 0 | 17098.6201 | 0 | 0 | 41391.1718 | 3241.5344 | 44632.7062 | 160768.7327 | 3241.5344 | 164010.2671
2012 | Small Office | 4B | 5502.0804 | 3241.5344 | 331.736 | 19458.6846 | 38272.8536 | 13582.2187 | 50044.7417 | 0 | 0 | 20055.8094 | 0 | 0 | 0 | 0 | 0 | 0 | 17098.6201 | 0 | 0 | 42756.0284 | 331.736 | 43087.7644 | 161754.4625 | 331.736 | 162086.1985
2012 | Small Office | 4C | 5502.0804 | 4795.9544 | 464.4304 | 8397.6593 | 40395.9639 | 13553.7842 | 50044.7417 | 0 | 0 | 16814.275 | 0 | 0 | 0 | 0 | 0 | 0 | 17098.6201 | 0 | 0 | 30007.8887 | 464.4304 | 30472.319 | 151100.9985 | 464.4304 | 151565.4289
2012 | Small Office | 5A | 5502.0804 | 17136.5328 | 15136.6387 | 9933.123 | 39201.7143 | 13572.7406 | 50044.7417 | 0 | 0 | 15980.1959 | 0 | 0 | 0 | 0 | 0 | 0 | 17098.6201 | 0 | 0 | 43049.8517 | 15136.6387 | 58186.4904 | 162967.6683 | 15136.6387 | 178104.3071
2012 | Small Office | 5B | 5502.0804 | 9212.782 | 6483.0688 | 13402.1335 | 38452.9388 | 13572.7406 | 50044.7417 | 0 | 0 | 19307.0339 | 0 | 0 | 0 | 0 | 0 | 0 | 17098.6201 | 0 | 0 | 41921.9493 | 6483.0688 | 48405.0182 | 161081.5124 | 6483.0688 | 167564.5812
2012 | Small Office | 5C | 5502.0804 | 6757.9358 | 995.2079 | 5753.2497 | 39836.7518 | 13553.7842 | 50044.7417 | 0 | 0 | 15781.1543 | 0 | 0 | 0 | 0 | 0 | 0 | 17098.6201 | 0 | 0 | 28292.3398 | 995.2079 | 29287.5477 | 148816.7594 | 995.2079 | 149811.9673
2012 | Small Office | 6A | 5502.0804 | 18330.7823 | 43097.2425 | 10207.9899 | 39163.8017 | 13572.7406 | 50044.7417 | 0 | 0 | 16785.8404 | 0 | 0 | 0 | 0 | 0 | 0 | 17098.6201 | 0 | 0 | 45324.6127 | 43097.2425 | 88421.8552 | 165204.5167 | 43097.2425 | 208301.7592
2012 | Small Office | 6B | 5502.0804 | 11430.674 | 24520.0278 | 8549.31 | 39201.7143 | 13563.2624 | 50044.7417 | 0 | 0 | 17999.0463 | 0 | 0 | 0 | 0 | 0 | 0 | 17098.6201 | 0 | 0 | 37979.0303 | 24520.0278 | 62499.0581 | 157877.8906 | 24520.0278 | 182397.9184
2012 | Small Office | 7 | 5502.0804 | 15174.5514 | 61266.8959 | 9241.2165 | 38509.8079 | 13553.7842 | 50044.7417 | 0 | 0 | 17392.4434 | 0 | 0 | 0 | 0 | 0 | 0 | 17098.6201 | 0 | 0 | 41808.2113 | 61266.8959 | 103075.1072 | 160996.2088 | 61266.8959 | 222263.1047
2012 | Small Office | 8 | 5502.0804 | 14710.121 | 110117.3881 | 5999.6821 | 41286.9119 | 13477.9588 | 50044.7417 | 0 | 0 | 19174.3395 | 0 | 0 | 0 | 0 | 0 | 0 | 17098.6201 | 0 | 0 | 39884.1426 | 110117.3881 | 150001.5307 | 161792.3752 | 110117.3881 | 271909.7633
2015 | Small Office | 0A | 5502.0804 | 0 | 0 | 63285.7463 | 39685.101 | 11203.1979 | 50044.7417 | 0 | 0 | 17961.1336 | 0 | 0 | 0 | 0 | 0 | 0 | 17098.6201 | 0 | 0 | 81246.8799 | 0 | 81246.8799 | 199278.5406 | 0 | 199278.5406
2015 | Small Office | 0B | 5502.0804 | 0 | 0 | 60631.8585 | 39789.3609 | 11203.1979 | 50044.7417 | 0 | 0 | 21060.4955 | 0 | 0 | 0 | 0 | 0 | 0 | 17098.6201 | 0 | 0 | 81692.3539 | 0 | 81692.3539 | 199828.2745 | 0 | 199828.2745
2015 | Small Office | 1A | 5502.0804 | 0 | 0 | 46158.6917 | 40035.7934 | 11203.1979 | 50044.7417 | 0 | 0 | 17117.5764 | 0 | 0 | 0 | 0 | 0 | 0 | 17098.6201 | 0 | 0 | 63276.2681 | 0 | 63276.2681 | 181649.143 | 0 | 181649.143
2015 | Small Office | 1B | 5502.0804 | 0 | 0 | 48566.1471 | 39997.8807 | 11184.2415 | 50044.7417 | 0 | 0 | 19591.379 | 0 | 0 | 0 | 0 | 0 | 0 | 17098.6201 | 0 | 0 | 68157.5261 | 0 | 68157.5261 | 186473.5319 | 0 | 186473.5319
2015 | Small Office | 2A | 5502.0804 | 113.738 | 0 | 38651.9804 | 40035.7934 | 11184.2415 | 50044.7417 | 0 | 0 | 17638.8758 | 0 | 0 | 0 | 0 | 0 | 0 | 17098.6201 | 0 | 0 | 56404.5943 | 0 | 56404.5943 | 174767.991 | 0 | 174767.991
2015 | Small Office | 2B | 5502.0804 | 142.1726 | 0 | 34168.8057 | 40234.835 | 11193.7197 | 50044.7417 | 0 | 0 | 20823.5412 | 0 | 0 | 0 | 0 | 0 | 0 | 17098.6201 | 0 | 0 | 55134.5194 | 0 | 55134.5194 | 173696.9577 | 0 | 173696.9577
2015 | Small Office | 3A | 5502.0804 | 3554.314 | 691.9065 | 21373.2751 | 40140.0532 | 11184.2415 | 50044.7417 | 0 | 0 | 16928.013 | 0 | 0 | 0 | 0 | 0 | 0 | 17098.6201 | 0 | 0 | 41855.6022 | 691.9065 | 42547.5086 | 160313.7805 | 691.9065 | 161005.687
2015 | Small Office | 3B | 5502.0804 | 947.8171 | 56.869 | 23733.3396 | 40168.4878 | 11184.2415 | 50044.7417 | 0 | 0 | 19875.7241 | 0 | 0 | 0 | 0 | 0 | 0 | 17098.6201 | 0 | 0 | 44556.8808 | 56.869 | 44613.7498 | 163052.9719 | 56.869 | 163109.8409
2015 | Small Office | 3C | 5502.0804 | 37.9127 | 0 | 16558.3643 | 40130.5751 | 11203.1979 | 50044.7417 | 0 | 0 | 15506.2874 | 0 | 0 | 0 | 0 | 0 | 0 | 17098.6201 | 0 | 0 | 32102.5644 | 0 | 32102.5644 | 150579.6991 | 0 | 150579.6991
2015 | Small Office | 4A | 5502.0804 | 9269.651 | 2947.7111 | 16093.934 | 39808.3173 | 11212.676 | 50044.7417 | 0 | 0 | 16785.8404 | 0 | 0 | 0 | 0 | 0 | 0 | 17098.6201 | 0 | 0 | 42149.4254 | 2947.7111 | 45097.1366 | 160304.3024 | 2947.7111 | 163252.0135
2015 | Small Office | 4B | 5502.0804 | 3241.5344 | 274.867 | 19003.7324 | 39779.8828 | 11184.2415 | 50044.7417 | 0 | 0 | 21022.5828 | 0 | 0 | 0 | 0 | 0 | 0 | 17098.6201 | 0 | 0 | 43267.8496 | 274.867 | 43542.7166 | 161365.8575 | 274.867 | 161640.7244
2015 | Small Office | 4C | 5502.0804 | 4976.0397 | 445.474 | 8236.5304 | 40007.3589 | 11203.1979 | 50044.7417 | 0 | 0 | 17477.7469 | 0 | 0 | 0 | 0 | 0 | 0 | 17098.6201 | 0 | 0 | 30690.317 | 445.474 | 31135.791 | 149053.7136 | 445.474 | 149499.1877
2015 | Small Office | 5A | 5502.0804 | 17392.4434 | 14330.9942 | 9743.5596 | 39827.2736 | 11193.7197 | 50044.7417 | 0 | 0 | 16823.7531 | 0 | 0 | 0 | 0 | 0 | 0 | 17098.6201 | 0 | 0 | 43959.7561 | 14330.9942 | 58290.7503 | 162114.633 | 14330.9942 | 176445.6272
2015 | Small Office | 5B | 5502.0804 | 9250.6947 | 6331.4181 | 13212.5701 | 39817.7954 | 11203.1979 | 50044.7417 | 0 | 0 | 20254.851 | 0 | 0 | 0 | 0 | 0 | 0 | 17098.6201 | 0 | 0 | 42718.1157 | 6331.4181 | 49049.5338 | 160872.9926 | 6331.4181 | 167204.4107
2015 | Small Office | 5C | 5502.0804 | 6947.4992 | 966.7734 | 5791.1623 | 39950.4898 | 11203.1979 | 50044.7417 | 0 | 0 | 16425.67 | 0 | 0 | 0 | 0 | 0 | 0 | 17098.6201 | 0 | 0 | 29164.3315 | 966.7734 | 30131.1049 | 147461.381 | 966.7734 | 148428.1544
2015 | Small Office | 6A | 5502.0804 | 18463.4767 | 42575.9431 | 10046.861 | 39846.2299 | 11193.7197 | 50044.7417 | 0 | 0 | 17657.8322 | 0 | 0 | 0 | 0 | 0 | 0 | 17098.6201 | 0 | 0 | 46168.1699 | 42575.9431 | 88744.113 | 164351.4813 | 42575.9431 | 206927.4244
2015 | Small Office | 6B | 5502.0804 | 11468.5866 | 24302.0299 | 8435.572 | 39874.6645 | 11184.2415 | 50044.7417 | 0 | 0 | 19003.7324 | 0 | 0 | 0 | 0 | 0 | 0 | 17098.6201 | 0 | 0 | 38907.891 | 24302.0299 | 63209.9209 | 157100.6806 | 24302.0299 | 181402.7105
2015 | Small Office | 7 | 5502.0804 | 15288.2895 | 60944.6381 | 9222.2602 | 39789.3609 | 11203.1979 | 50044.7417 | 0 | 0 | 18453.9985 | 0 | 0 | 0 | 0 | 0 | 0 | 17098.6201 | 0 | 0 | 42964.5481 | 60944.6381 | 103909.1862 | 161100.4687 | 60944.6381 | 222045.1068
2015 | Small Office | 8 | 5502.0804 | 14975.5098 | 112363.7146 | 6113.4202 | 40301.1821 | 11269.5451 | 50044.7417 | 0 | 0 | 20415.9799 | 0 | 0 | 0 | 0 | 0 | 0 | 17098.6201 | 0 | 0 | 41504.9098 | 112363.7146 | 153868.6244 | 160218.9988 | 112363.7146 | 272582.7134
2018 | Small Office | 0A | 5502.0804 | 0 | 0 | 62811.8377 | 37827.3796 | 7392.9732 | 50044.7417 | 0 | 0 | 17790.5265 | 0 | 0 | 0 | 0 | 0 | 0 | 17098.6201 | 0 | 0 | 80602.3643 | 0 | 80602.3643 | 192966.0789 | 0 | 192966.0789
2018 | Small Office | 0B | 5502.0804 | 0 | 0 | 60157.9499 | 37922.1613 | 7392.9732 | 50044.7417 | 0 | 0 | 20889.8884 | 0 | 0 | 0 | 0 | 0 | 0 | 17098.6201 | 0 | 0 | 81047.8383 | 0 | 81047.8383 | 193506.3346 | 0 | 193506.3346
2018 | Small Office | 1A | 5502.0804 | 0 | 0 | 45732.174 | 38159.1156 | 7392.9732 | 50044.7417 | 0 | 0 | 16937.4912 | 0 | 0 | 0 | 0 | 0 | 0 | 17098.6201 | 0 | 0 | 62669.6652 | 0 | 62669.6652 | 175365.1157 | 0 | 175365.1157
2018 | Small Office | 1B | 5502.0804 | 0 | 0 | 48111.1949 | 38121.2029 | 7383.495 | 50044.7417 | 0 | 0 | 19411.2938 | 0 | 0 | 0 | 0 | 0 | 0 | 17098.6201 | 0 | 0 | 67522.4886 | 0 | 67522.4886 | 180170.5483 | 0 | 180170.5483
2018 | Small Office | 2A | 5502.0804 | 113.738 | 0 | 38253.8973 | 38159.1156 | 7383.495 | 50044.7417 | 0 | 0 | 17468.2687 | 0 | 0 | 0 | 0 | 0 | 0 | 17098.6201 | 0 | 0 | 55835.9041 | 0 | 55835.9041 | 168521.8764 | 0 | 168521.8764
2018 | Small Office | 2B | 5502.0804 | 142.1726 | 0 | 33761.2443 | 38348.679 | 7383.495 | 50044.7417 | 0 | 0 | 20633.9778 | 0 | 0 | 0 | 0 | 0 | 0 | 17098.6201 | 0 | 0 | 54537.3947 | 0 | 54537.3947 | 167412.9304 | 0 | 167412.9304
2018 | Small Office | 3A | 5502.0804 | 3639.6176 | 720.341 | 21069.9736 | 38253.8973 | 7383.495 | 50044.7417 | 0 | 0 | 16757.4059 | 0 | 0 | 0 | 0 | 0 | 0 | 17098.6201 | 0 | 0 | 41466.9972 | 720.341 | 42187.3381 | 154238.2731 | 720.341 | 154958.614
2018 | Small Office | 3B | 5502.0804 | 976.2516 | 66.3472 | 23382.6473 | 38291.8099 | 7383.495 | 50044.7417 | 0 | 0 | 19686.1607 | 0 | 0 | 0 | 0 | 0 | 0 | 17098.6201 | 0 | 0 | 44045.0596 | 66.3472 | 44111.4068 | 156854.2482 | 66.3472 | 156920.5954
2018 | Small Office | 3C | 5502.0804 | 37.9127 | 0 | 16198.1939 | 38253.8973 | 7402.4514 | 50044.7417 | 0 | 0 | 15335.6803 | 0 | 0 | 0 | 0 | 0 | 0 | 17098.6201 | 0 | 0 | 31571.7869 | 0 | 31571.7869 | 144352.5409 | 0 | 144352.5409
2018 | Small Office | 4A | 5502.0804 | 9857.2976 | 3279.4471 | 15278.8113 | 38045.3775 | 7402.4514 | 50044.7417 | 0 | 0 | 16179.2375 | 0 | 0 | 0 | 0 | 0 | 0 | 17098.6201 | 0 | 0 | 41315.3464 | 3279.4471 | 44594.7935 | 153906.5371 | 3279.4471 | 157185.9842
2018 | Small Office | 4B | 5502.0804 | 3592.2267 | 379.1268 | 17743.1357 | 38016.943 | 7383.495 | 50044.7417 | 0 | 0 | 20245.3728 | 0 | 0 | 0 | 0 | 0 | 0 | 17098.6201 | 0 | 0 | 41580.7352 | 379.1268 | 41959.862 | 154134.0132 | 379.1268 | 154513.14
2018 | Small Office | 4C | 5502.0804 | 5421.5137 | 559.2121 | 7449.8422 | 38244.4191 | 7402.4514 | 50044.7417 | 0 | 0 | 16634.1897 | 0 | 0 | 0 | 0 | 0 | 0 | 17098.6201 | 0 | 0 | 29505.5456 | 559.2121 | 30064.7577 | 142286.2997 | 559.2121 | 142845.5118
2018 | Small Office | 5A | 5502.0804 | 17743.1357 | 15070.2915 | 9326.52 | 38016.943 | 7392.9732 | 50044.7417 | 0 | 0 | 16425.67 | 0 | 0 | 0 | 0 | 0 | 0 | 17098.6201 | 0 | 0 | 43495.3257 | 15070.2915 | 58565.6172 | 156039.1255 | 15070.2915 | 171109.417
2018 | Small Office | 5B | 5502.0804 | 9734.0814 | 6748.4576 | 12605.9671 | 37997.9866 | 7392.9732 | 50044.7417 | 0 | 0 | 19771.4642 | 0 | 0 | 0 | 0 | 0 | 0 | 17098.6201 | 0 | 0 | 42111.5128 | 6748.4576 | 48859.9704 | 154645.8344 | 6748.4576 | 161394.292
2018 | Small Office | 5C | 5502.0804 | 7307.6697 | 1089.9896 | 5336.2101 | 38130.681 | 7392.9732 | 50044.7417 | 0 | 0 | 15913.8487 | 0 | 0 | 0 | 0 | 0 | 0 | 17098.6201 | 0 | 0 | 28557.7286 | 1089.9896 | 29647.7182 | 141224.7446 | 1089.9896 | 142314.7342
2018 | Small Office | 6A | 5502.0804 | 18681.4746 | 43154.1115 | 9857.2976 | 37979.0303 | 7392.9732 | 50044.7417 | 0 | 0 | 17487.2251 | 0 | 0 | 0 | 0 | 0 | 0 | 17098.6201 | 0 | 0 | 46025.9973 | 43154.1115 | 89180.1088 | 158550.8408 | 43154.1115 | 201704.9523
2018 | Small Office | 6B | 5502.0804 | 11667.6282 | 24728.5476 | 8236.5304 | 38007.4648 | 7383.495 | 50044.7417 | 0 | 0 | 18814.169 | 0 | 0 | 0 | 0 | 0 | 0 | 17098.6201 | 0 | 0 | 38718.3276 | 24728.5476 | 63446.8752 | 151252.6493 | 24728.5476 | 175981.1968
2018 | Small Office | 7 | 5502.0804 | 15468.3747 | 61693.4136 | 9042.1749 | 37931.6395 | 7392.9732 | 50044.7417 | 0 | 0 | 18292.8696 | 0 | 0 | 0 | 0 | 0 | 0 | 17098.6201 | 0 | 0 | 42803.4192 | 61693.4136 | 104496.8328 | 155271.3937 | 61693.4136 | 216964.8073
2018 | Small Office | 8 | 5502.0804 | 15117.6824 | 113539.0077 | 5961.7694 | 38415.0262 | 7449.8422 | 50044.7417 | 0 | 0 | 20273.8073 | 0 | 0 | 0 | 0 | 0 | 0 | 17098.6201 | 0 | 0 | 41353.2591 | 113539.0077 | 154892.2668 | 154352.0111 | 113539.0077 | 267891.0189
2006 | Stand-Alone Retail | 0A | 24692.3029 | 0 | 0 | 1203111.6076 | 450431.1099 | 109207.4837 | 184975.9809 | 0 | 0 | 417086.9051 | 0 | 0 | 0 | 0 | 0 | 0 | 0 | 79038.4661 | 0 | 1620198.5127 | 0 | 1620198.5127 | 2364822.5653 | 79038.4661 | 2443861.0314
2006 | Stand-Alone Retail | 0B | 24692.3029 | 0 | 227.4761 | 1117438.422 | 450431.1099 | 109235.9182 | 184975.9809 | 0 | 0 | 448440.694 | 0 | 0 | 0 | 0 | 0 | 0 | 0 | 78962.6407 | 0 | 1565879.116 | 227.4761 | 1566106.5921 | 2310512.6468 | 79190.1168 | 2389702.7636
2006 | Stand-Alone Retail | 1A | 24692.3029 | 0 | 9.4782 | 817719.7057 | 450431.1099 | 109245.3964 | 184975.9809 | 0 | 0 | 393363.0436 | 0 | 0 | 0 | 0 | 0 | 0 | 0 | 80867.7531 | 0 | 1211082.7493 | 9.4782 | 1211092.2274 | 1955735.2364 | 80877.2312 | 2036612.4676
2006 | Stand-Alone Retail | 1B | 24692.3029 | 0 | 14653.252 | 900236.6604 | 450431.1099 | 109112.702 | 184975.9809 | 0 | 0 | 441521.6293 | 0 | 0 | 0 | 0 | 0 | 0 | 0 | 80943.5784 | 0 | 1341758.2898 | 14653.252 | 1356411.5418 | 2086268.6043 | 95596.8305 | 2181865.4348
2006 | Stand-Alone Retail | 2A | 24692.3029 | 0 | 49656.1367 | 699252.0491 | 450431.1099 | 109074.7893 | 184975.9809 | 0 | 0 | 412603.7303 | 0 | 0 | 0 | 0 | 0 | 0 | 0 | 82990.8633 | 0 | 1111855.7794 | 49656.1367 | 1161511.9161 | 1856328.1813 | 132637.5219 | 1988965.7031
2006 | Stand-Alone Retail | 2B | 24692.3029 | 0 | 26870.6142 | 528626.0188 | 450431.1099 | 109150.6147 | 184975.9809 | 0 | 0 | 460146.2349 | 0 | 0 | 0 | 0 | 0 | 0 | 0 | 83133.0359 | 0 | 988772.2537 | 26870.6142 | 1015642.8678 | 1733329.9591 | 110003.65 | 1843333.6091
2006 | Stand-Alone Retail | 3A | 24692.3029 | 0 | 240470.6708 | 378216.9267 | 450431.1099 | 109131.6583 | 184975.9809 | 0 | 0 | 397884.1311 | 0 | 0 | 0 | 0 | 0 | 0 | 0 | 86564.1337 | 0 | 776101.0578 | 240470.6708 | 1016571.7286 | 1520639.8069 | 327044.2827 | 1847684.0895
2006 | Stand-Alone Retail | 3B | 24692.3029 | 0 | 132542.7402 | 379107.8748 | 450431.1099 | 109122.1802 | 184975.9809 | 0 | 0 | 467283.2975 | 0 | 0 | 0 | 0 | 0 | 0 | 0 | 85692.142 | 0 | 846391.1723 | 132542.7402 | 978933.9124 | 1590920.4432 | 218225.404 | 1809145.8472
2006 | Stand-Alone Retail | 3C | 24692.3029 | 0 | 30301.712 | 158550.8408 | 450431.1099 | 109112.702 | 184975.9809 | 0 | 0 | 370151.0034 | 0 | 0 | 0 | 0 | 0 | 0 | 0 | 86905.3479 | 0 | 528701.8441 | 30301.712 | 559003.5561 | 1273221.6369 | 117207.0598 | 1390428.6967
2006 | Stand-Alone Retail | 4A | 24692.3029 | 0 | 623009.6434 | 243939.6813 | 450431.1099 | 108961.0513 | 184975.9809 | 0 | 0 | 401618.5304 | 0 | 0 | 0 | 0 | 0 | 0 | 0 | 89417.0631 | 0 | 645558.2117 | 623009.6434 | 1268567.855 | 1389935.8318 | 712426.7065 | 2102362.5383
2006 | Stand-Alone Retail | 4B | 24692.3029 | 0 | 209685.5721 | 217571.4102 | 450431.1099 | 109046.3548 | 184975.9809 | 0 | 0 | 435038.5605 | 0 | 0 | 0 | 0 | 0 | 0 | 0 | 88592.4623 | 0 | 652609.9707 | 209685.5721 | 862295.5428 | 1397063.4163 | 298278.0344 | 1695341.4506
2006 | Stand-Alone Retail | 4C | 24692.3029 | 0 | 342616.9173 | 59655.6069 | 450431.1099 | 108837.835 | 184975.9809 | 0 | 0 | 379704.9995 | 0 | 0 | 0 | 0 | 0 | 0 | 0 | 90251.1421 | 0 | 439360.6064 | 342616.9173 | 781977.5237 | 1183605.5322 | 432868.0594 | 1616473.5916
2006 | Stand-Alone Retail | 5A | 24692.3029 | 0 | 792128.6446 | 127159.1392 | 450431.1099 | 108998.9639 | 184975.9809 | 0 | 0 | 428868.2713 | 0 | 0 | 0 | 0 | 0 | 0 | 0 | 91767.6495 | 0 | 556027.4105 | 792128.6446 | 1348156.055 | 1300433.4652 | 883896.294 | 2184329.7592
2006 | Stand-Alone Retail | 5B | 24692.3029 | 0 | 414660.4933 | 147413.9901 | 450431.1099 | 108998.9639 | 184975.9809 | 0 | 0 | 454421.4198 | 0 | 0 | 0 | 0 | 0 | 0 | 0 | 91075.743 | 0 | 601835.4099 | 414660.4933 | 1016495.9032 | 1346250.9427 | 505745.7145 | 1851996.6572
2006 | Stand-Alone Retail | 5C | 24692.3029 | 0 | 425882.6475 | 23780.7305 | 450431.1099 | 108828.3569 | 184975.9809 | 0 | 0 | 370776.5626 | 0 | 0 | 0 | 0 | 0 | 0 | 0 | 91597.0424 | 0 | 394557.2931 | 425882.6475 | 820439.9407 | 1138792.7407 | 517489.1681 | 1656281.9089
2006 | Stand-Alone Retail | 6A | 24692.3029 | 0 | 1102396.565 | 139859.888 | 450431.1099 | 108942.0949 | 184975.9809 | 0 | 0 | 462733.7755 | 0 | 0 | 0 | 0 | 0 | 0 | 0 | 93483.1984 | 0 | 602593.6635 | 1102396.565 | 1704990.2285 | 1346942.8492 | 1195889.2415 | 2542832.0907
2006 | Stand-Alone Retail | 6B | 24692.3029 | 0 | 707346.407 | 91464.348 | 450431.1099 | 108866.2696 | 184975.9809 | 0 | 0 | 485396.0819 | 0 | 0 | 0 | 0 | 0 | 0 | 0 | 93047.2025 | 0 | 576860.4299 | 707346.407 | 1284206.8368 | 1321133.7902 | 800393.6095 | 2121527.3996
2006 | Stand-Alone Retail | 7 | 24692.3029 | 0 | 1382429.1206 | 115140.8186 | 450431.1099 | 108799.9224 | 184975.9809 | 0 | 0 | 477557.6346 | 0 | 0 | 0 | 0 | 0 | 0 | 0 | 95521.0051 | 0 | 592698.4532 | 1382429.1206 | 1975127.5738 | 1336905.4663 | 1477940.6475 | 2814846.1138
2006 | Stand-Alone Retail | 8 | 24692.3029 | 0 | 1955365.5877 | 57769.4509 | 450431.1099 | 108202.7976 | 184975.9809 | 0 | 0 | 536729.8548 | 0 | 0 | 0 | 0 | 0 | 0 | 0 | 98279.1528 | 0 | 594499.3057 | 1955365.5877 | 2549864.8934 | 1338109.194 | 2053644.7405 | 3391753.9346
2009 | Stand-Alone Retail | 0A | 24692.3029 | 0 | 0 | 1095240.546 | 450431.1099 | 69275.9502 | 184975.9809 | 0 | 0 | 416432.9113 | 0 | 0 | 0 | 0 | 0 | 0 | 0 | 79038.4661 | 0 | 1511673.4573 | 0 | 1511673.4573 | 2216356.4983 | 79038.4661 | 2295394.9644
2009 | Stand-Alone Retail | 0B | 24692.3029 | 0 | 227.4761 | 1057384.7319 | 450431.1099 | 69285.4284 | 184975.9809 | 0 | 0 | 447587.6586 | 0 | 0 | 0 | 0 | 0 | 0 | 0 | 78962.6407 | 0 | 1504972.3906 | 227.4761 | 1505199.8667 | 2209664.9097 | 79180.6387 | 2288845.5484
2009 | Stand-Alone Retail | 1A | 24692.3029 | 0 | 9.4782 | 775115.328 | 450431.1099 | 69294.9066 | 184975.9809 | 0 | 0 | 393078.6985 | 0 | 0 | 0 | 0 | 0 | 0 | 0 | 80867.7531 | 0 | 1168194.0265 | 9.4782 | 1168203.5047 | 1872905.502 | 80877.2312 | 1953782.7332
2009 | Stand-Alone Retail | 1B | 24692.3029 | 0 | 9989.992 | 854077.9688 | 450431.1099 | 69209.603 | 184975.9809 | 0 | 0 | 440848.6792 | 0 | 0 | 0 | 0 | 0 | 0 | 0 | 80943.5784 | 0 | 1294926.648 | 9989.992 | 1304916.64 | 1999543.3417 | 90933.5704 | 2090476.9122
2009 | Stand-Alone Retail | 2A | 24692.3029 | 0 | 20425.458 | 598736.048 | 450431.1099 | 69181.1685 | 184975.9809 | 0 | 0 | 370406.914 | 0 | 0 | 0 | 0 | 0 | 0 | 0 | 82962.4288 | 0 | 969142.962 | 20425.458 | 989568.42 | 1673731.2213 | 103387.8868 | 1777119.1081
2009 | Stand-Alone Retail | 2B | 24692.3029 | 0 | 9440.2581 | 444336.646 | 450431.1099 | 69238.0375 | 184975.9809 | 0 | 0 | 423816.4063 | 0 | 0 | 0 | 0 | 0 | 0 | 0 | 83095.1232 | 0 | 868153.0524 | 9440.2581 | 877593.3105 | 1572798.1806 | 92544.8595 | 1665343.0401
2009 | Stand-Alone Retail | 3A | 24692.3029 | 0 | 131708.6611 | 320295.8251 | 450431.1099 | 69219.0812 | 184975.9809 | 0 | 0 | 387391.796 | 0 | 0 | 0 | 0 | 0 | 0 | 0 | 86545.1774 | 0 | 707687.6211 | 131708.6611 | 839396.2822 | 1412313.793 | 218244.3603 | 1630558.1534
2009 | Stand-Alone Retail | 3B | 24692.3029 | 0 | 40699.2653 | 318220.1057 | 450431.1099 | 69219.0812 | 184975.9809 | 0 | 0 | 410338.4475 | 0 | 0 | 0 | 0 | 0 | 0 | 0 | 85606.8385 | 0 | 728558.5532 | 40699.2653 | 769257.8185 | 1433194.2033 | 126306.1038 | 1559500.307
2009 | Stand-Alone Retail | 3C | 24692.3029 | 0 | 26671.5726 | 150608.1337 | 450431.1099 | 69209.603 | 184975.9809 | 0 | 0 | 365307.6581 | 0 | 0 | 0 | 0 | 0 | 0 | 0 | 86876.9133 | 0 | 515915.7918 | 26671.5726 | 542587.3643 | 1220523.0074 | 113539.0077 | 1334062.0151
2009 | Stand-Alone Retail | 4A | 24692.3029 | 0 | 353004.9924 | 197875.7713 | 450431.1099 | 69114.8213 | 184975.9809 | 0 | 0 | 392206.7068 | 0 | 0 | 0 | 0 | 0 | 0 | 0 | 89379.1504 | 0 | 590082.4781 | 353004.9924 | 943087.4705 | 1294604.3902 | 442374.6647 | 1736979.0549
2009 | Stand-Alone Retail | 4B | 24692.3029 | 0 | 111444.332 | 200283.2267 | 450431.1099 | 69171.6903 | 184975.9809 | 0 | 0 | 420186.2669 | 0 | 0 | 0 | 0 | 0 | 0 | 0 | 88535.5932 | 0 | 620469.4936 | 111444.332 | 731913.8256 | 1325038.7965 | 199979.9252 | 1525018.7218
2009 | Stand-Alone Retail | 4C | 24692.3029 | 0 | 223722.743 | 59191.1765 | 450431.1099 | 69038.9959 | 184975.9809 | 0 | 0 | 378368.5774 | 0 | 0 | 0 | 0 | 0 | 0 | 0 | 90203.7513 | 0 | 437559.7539 | 223722.743 | 661282.497 | 1141996.3625 | 313926.4943 | 1455922.8568
2009 | Stand-Alone Retail | 5A | 24692.3029 | 0 | 547980.4435 | 113197.7936 | 450431.1099 | 69133.7777 | 184975.9809 | 0 | 0 | 425351.87 | 0 | 0 | 0 | 0 | 0 | 0 | 0 | 91729.7368 | 0 | 538549.6636 | 547980.4435 | 1086530.1071 | 1243090.532 | 639710.1803 | 1882800.7123
2009 | Stand-Alone Retail | 5B | 24692.3029 | 0 | 269729.784 | 141509.0897 | 450431.1099 | 69143.2558 | 184975.9809 | 0 | 0 | 450696.4986 | 0 | 0 | 0 | 0 | 0 | 0 | 0 | 91037.8303 | 0 | 592205.5883 | 269729.784 | 861935.3723 | 1296746.4568 | 360777.0925 | 1657523.5492
2009 | Stand-Alone Retail | 5C | 24692.3029 | 0 | 273852.7883 | 24557.9405 | 450431.1099 | 69029.5178 | 184975.9809 | 0 | 0 | 370340.5668 | 0 | 0 | 0 | 0 | 0 | 0 | 0 | 91540.1734 | 0 | 394898.5073 | 273852.7883 | 668751.2955 | 1099325.6376 | 365402.4398 | 1464728.0774
2009 | Stand-Alone Retail | 6A | 24692.3029 | 0 | 796535.994 | 130230.0665 | 450431.1099 | 69105.3431 | 184975.9809 | 0 | 0 | 463605.7672 | 0 | 0 | 0 | 0 | 0 | 0 | 0 | 93454.7639 | 0 | 593835.8337 | 796535.994 | 1390371.8277 | 1298348.2676 | 889990.7578 | 2188339.0254
2009 | Stand-Alone Retail | 6B | 24692.3029 | 0 | 498362.2195 | 90715.5725 | 450431.1099 | 69057.9523 | 184975.9809 | 0 | 0 | 487045.2836 | 0 | 0 | 0 | 0 | 0 | 0 | 0 | 93018.768 | 0 | 577760.8561 | 498362.2195 | 1076123.0756 | 1282225.8991 | 591380.9875 | 1873606.8866
2009 | Stand-Alone Retail | 7 | 24692.3029 | 0 | 1017282.5914 | 127434.0061 | 450431.1099 | 69010.5614 | 184975.9809 | 0 | 0 | 478192.6721 | 0 | 0 | 0 | 0 | 0 | 0 | 0 | 95483.0924 | 0 | 605626.6782 | 1017282.5914 | 1622909.2695 | 1310044.3304 | 1112775.162 | 2422819.4923
2009 | Stand-Alone Retail | 8 | 24692.3029 | 0 | 1524156.2082 | 69806.7278 | 450431.1099 | 68631.4346 | 184975.9809 | 0 | 0 | 533090.2372 | 0 | 0 | 0 | 0 | 0 | 0 | 0 | 98260.1965 | 0 | 602896.965 | 1524156.2082 | 2127053.1732 | 1306935.4903 | 1622416.4047 | 2929351.895
2012 | Stand-Alone Retail | 0A | 24692.3029 | 0 | 0 | 832989.0388 | 318021.0641 | 69275.9502 | 184975.9809 | 0 | 0 | 343071.8695 | 0 | 0 | 0 | 0 | 0 | 0 | 0 | 79066.9006 | 0 | 1176060.9082 | 0 | 1176060.9082 | 1748333.9034 | 79066.9006 | 1827400.8041
2012 | Stand-Alone Retail | 0B | 24692.3029 | 0 | 217.9979 | 753685.1839 | 321073.0351 | 69285.4284 | 184975.9809 | 0 | 0 | 370160.4815 | 0 | 0 | 0 | 0 | 0 | 0 | 0 | 78972.1189 | 0 | 1123845.6654 | 217.9979 | 1124063.6634 | 1699180.1098 | 79199.595 | 1778379.7048
2012 | Stand-Alone Retail | 1A | 24692.3029 | 0 | 9.4782 | 593210.2745 | 339365.9047 | 69294.9066 | 184975.9809 | 0 | 0 | 334105.5199 | 0 | 0 | 0 | 0 | 0 | 0 | 0 | 80877.2312 | 0 | 927315.7944 | 9.4782 | 927325.2725 | 1520952.5865 | 80886.7094 | 1601839.2959
2012 | Stand-Alone Retail | 1B | 24692.3029 | 0 | 4634.8255 | 628573.3296 | 335138.6405 | 69209.603 | 184975.9809 | 0 | 0 | 369165.2736 | 0 | 0 | 0 | 0 | 0 | 0 | 0 | 80924.6221 | 0 | 997738.6032 | 4634.8255 | 1002373.4287 | 1587053.3495 | 85559.4476 | 1672612.7971
2012 | Stand-Alone Retail | 2A | 24692.3029 | 0 | 17316.618 | 478012.5868 | 339963.0294 | 69181.1685 | 184975.9809 | 0 | 0 | 343593.1689 | 0 | 0 | 0 | 0 | 0 | 0 | 0 | 82943.4725 | 0 | 821605.7557 | 17316.618 | 838922.3737 | 1415716.4564 | 100260.0905 | 1515976.5468
2012 | Stand-Alone Retail | 2B | 24692.3029 | 0 | 9118.0003 | 383003.4029 | 356000.0944 | 69238.0375 | 184975.9809 | 0 | 0 | 390206.8127 | 0 | 0 | 0 | 0 | 0 | 0 | 0 | 83085.645 | 0 | 773210.2157 | 9118.0003 | 782328.216 | 1383414.8503 | 92203.6453 | 1475618.4957
2012 | Stand-Alone Retail | 3A | 24692.3029 | 0 | 119453.3863 | 271208.3786 | 343896.4703 | 69219.0812 | 184975.9809 | 0 | 0 | 351630.6577 | 0 | 0 | 0 | 0 | 0 | 0 | 0 | 86535.6992 | 0 | 622839.0363 | 119453.3863 | 742292.4226 | 1220921.0905 | 205989.0855 | 1426910.176
2012 | Stand-Alone Retail | 3B | 24692.3029 | 0 | 29334.9386 | 273672.703 | 353753.7679 | 69219.0812 | 184975.9809 | 0 | 0 | 390007.7712 | 0 | 0 | 0 | 0 | 0 | 0 | 0 | 85606.8385 | 0 | 663680.4742 | 29334.9386 | 693015.4127 | 1271629.3042 | 114941.777 | 1386571.0812
2012 | Stand-Alone Retail | 3C | 24692.3029 | 0 | 16274.0192 | 127348.7026 | 352275.1733 | 69209.603 | 184975.9809 | 0 | 0 | 334086.5636 | 0 | 0 | 0 | 0 | 0 | 0 | 0 | 86867.4352 | 0 | 461435.2661 | 16274.0192 | 477709.2854 | 1067896.0233 | 103131.9762 | 1171027.9996
2012 | Stand-Alone Retail | 4A | 24692.3029 | 0 | 275606.2499 | 178995.2551 | 354654.1942 | 69114.8213 | 184975.9809 | 0 | 0 | 358663.4604 | 0 | 0 | 0 | 0 | 0 | 0 | 0 | 89341.2377 | 0 | 537658.7155 | 275606.2499 | 813264.9654 | 1146403.7119 | 364947.4876 | 1511351.1995
2012 | Stand-Alone Retail | 4B | 24692.3029 | 0 | 71181.0625 | 189354.8958 | 356692.0009 | 69171.6903 | 184975.9809 | 0 | 0 | 414224.4975 | 0 | 0 | 0 | 0 | 0 | 0 | 0 | 88497.6805 | 0 | 603579.3933 | 71181.0625 | 674760.4558 | 1214409.5872 | 159678.7431 | 1374088.3303
2012 | Stand-Alone Retail | 4C | 24692.3029 | 0 | 153091.4144 | 55039.7377 | 362701.1611 | 69038.9959 | 184975.9809 | 0 | 0 | 348692.4247 | 0 | 0 | 0 | 0 | 0 | 0 | 0 | 90146.8823 | 0 | 403732.1624 | 153091.4144 | 556823.5768 | 1020438.8222 | 243238.2967 | 1263677.1189
2012 | Stand-Alone Retail | 5A | 24692.3029 | 0 | 450175.1992 | 104146.1405 | 354104.4602 | 69133.7777 | 184975.9809 | 0 | 0 | 361658.5624 | 0 | 0 | 0 | 0 | 0 | 0 | 0 | 91682.3459 | 0 | 465804.7029 | 450175.1992 | 915979.9021 | 1074009.4435 | 541867.0233 | 1615876.4668
2012 | Stand-Alone Retail | 5B | 24692.3029 | 0 | 199155.3244 | 134315.1581 | 359137.3689 | 69143.2558 | 184975.9809 | 0 | 0 | 419020.4519 | 0 | 0 | 0 | 0 | 0 | 0 | 0 | 90990.4395 | 0 | 553335.61 | 199155.3244 | 752490.9344 | 1166573.2593 | 290155.242 | 1456728.5013
2012 | Stand-Alone Retail | 5C | 24692.3029 | 0 | 195875.8773 | 22652.8282 | 359450.1486 | 69029.5178 | 184975.9809 | 0 | 0 | 342237.7904 | 0 | 0 | 0 | 0 | 0 | 0 | 0 | 91492.7825 | 0 | 364890.6186 | 195875.8773 | 560766.4959 | 978346.2658 | 287378.138 | 1265724.4038
2012 | Stand-Alone Retail | 6A | 24692.3029 | 0 | 657026.7983 | 115785.3342 | 357734.5997 | 69105.3431 | 184975.9809 | 0 | 0 | 379714.4777 | 0 | 0 | 0 | 0 | 0 | 0 | 0 | 93416.8512 | 0 | 495499.8119 | 657026.7983 | 1152526.6102 | 1107315.7356 | 750443.6495 | 1857759.3851
2012 | Stand-Alone Retail | 6B | 24692.3029 | 0 | 401495.3141 | 82194.697 | 361743.8659 | 69057.9523 | 184975.9809 | 0 | 0 | 403779.5533 | 0 | 0 | 0 | 0 | 0 | 0 | 0 | 92971.3772 | 0 | 485974.2503 | 401495.3141 | 887469.5644 | 1101752.0493 | 494466.6913 | 1596218.7406
2012 | Stand-Alone Retail | 7 | 24692.3029 | 0 | 744993.7013 | 82355.8259 | 363241.4169 | 69010.5614 | 184975.9809 | 0 | 0 | 411125.1356 | 0 | 0 | 0 | 0 | 0 | 0 | 0 | 95435.7016 | 0 | 493480.9615 | 744993.7013 | 1238474.6628 | 1110708.9207 | 840429.4028 | 1951138.3236
2012 | Stand-Alone Retail | 8 | 24692.3029 | 0 | 1181150.6859 | 29420.2421 | 379259.5255 | 68631.4346 | 184975.9809 | 0 | 0 | 439843.9931 | 0 | 0 | 0 | 0 | 0 | 0 | 0 | 98212.8056 | 0 | 469264.2352 | 1181150.6859 | 1650414.9211 | 1102121.698 | 1279363.4915 | 2381485.1896
2015 | Stand-Alone Retail | 0A | 24692.3029 | 0 | 0 | 578945.6274 | 292666.9573 | 56651.0267 | 184975.9809 | 0 | 0 | 134343.5926 | 0 | 0 | 0 | 0 | 0 | 25325.6723 | 0 | 79066.9006 | 0 | 738614.8923 | 0 | 738614.8923 | 1272899.3791 | 79066.9006 | 1351966.2797
2015 | Stand-Alone Retail | 0B | 24692.3029 | 0 | 227.4761 | 615123.8053 | 295510.4085 | 56641.5486 | 184975.9809 | 0 | 0 | 155167.1338 | 0 | 0 | 0 | 0 | 0 | 0 | 0 | 78981.5971 | 0 | 770290.9391 | 227.4761 | 770518.4152 | 1307409.3989 | 79199.595 | 1386608.9939
2015 | Stand-Alone Retail | 1A | 24692.3029 | 0 | 9.4782 | 427418.1112 | 312533.2032 | 56641.5486 | 184975.9809 | 0 | 0 | 134675.3286 | 0 | 0 | 0 | 0 | 0 | 25325.6723 | 0 | 80867.7531 | 0 | 587419.1121 | 9.4782 | 587428.5903 | 1141569.8448 | 80877.2312 | 1222447.076
2015 | Stand-Alone Retail | 1B | 24692.3029 | 0 | 7430.8859 | 503499.388 | 308599.7623 | 56556.245 | 184975.9809 | 0 | 0 | 151271.6056 | 0 | 0 | 0 | 0 | 0 | 0 | 0 | 80943.5784 | 0 | 654770.9937 | 7430.8859 | 662201.8795 | 1204893.5037 | 88374.4643 | 1293267.9681
2015 | Stand-Alone Retail | 2A | 24692.3029 | 0 | 16814.275 | 346379.7511 | 313082.9371 | 56537.2887 | 184975.9809 | 0 | 0 | 131926.6591 | 0 | 0 | 0 | 0 | 0 | 19335.4684 | 0 | 82943.4725 | 0 | 497641.8785 | 16814.275 | 514456.1535 | 1052228.607 | 99748.2693 | 1151976.8763
2015 | Stand-Alone Retail | 2B | 24692.3029 | 0 | 12027.7987 | 302107.2154 | 328011.0561 | 56584.6795 | 184975.9809 | 0 | 0 | 154617.3999 | 0 | 0 | 0 | 0 | 0 | 0 | 0 | 83095.1232 | 0 | 456724.6153 | 12027.7987 | 468752.414 | 1026296.3318 | 95122.9219 | 1121419.2537
2015 | Stand-Alone Retail | 3A | 24692.3029 | 0 | 74270.9462 | 207761.5034 | 316750.9892 | 56575.2014 | 184975.9809 | 0 | 0 | 138845.7237 | 0 | 0 | 0 | 0 | 0 | 18198.0879 | 0 | 86526.221 | 0 | 364805.3151 | 74270.9462 | 439076.2613 | 923098.0084 | 160797.1672 | 1083895.1756
2015 | Stand-Alone Retail | 3B | 24692.3029 | 0 | 48869.4485 | 215277.6929 | 325925.8585 | 56565.7232 | 184975.9809 | 0 | 0 | 152475.3333 | 0 | 0 | 0 | 0 | 0 | 0 | 0 | 85616.3166 | 0 | 367753.0262 | 48869.4485 | 416622.4747 | 935211.1106 | 134495.2433 | 1069706.3539
2015 | Stand-Alone Retail | 3C | 24692.3029 | 0 | 18406.6076 | 110051.0409 | 324542.0456 | 56669.9831 | 184975.9809 | 0 | 0 | 150304.8322 | 0 | 0 | 0 | 0 | 0 | 0 | 0 | 86876.9133 | 0 | 260355.8731 | 18406.6076 | 278762.4807 | 826534.4045 | 105283.521 | 931817.9255
2015 | Stand-Alone Retail | 4A | 24692.3029 | 0 | 168360.7475 | 141783.9567 | 326759.9376 | 56688.9394 | 184975.9809 | 0 | 0 | 156636.2503 | 0 | 0 | 0 | 0 | 0 | 18567.7366 | 0 | 89350.7159 | 0 | 316987.9435 | 168360.7475 | 485348.691 | 885403.3232 | 257701.9853 | 1143105.3084
2015 | Stand-Alone Retail | 4B | 24692.3029 | 0 | 117662.012 | 146589.3892 | 328655.5717 | 56546.7669 | 184975.9809 | 0 | 0 | 176616.2343 | 0 | 0 | 0 | 0 | 0 | 0 | 0 | 88526.1151 | 0 | 323205.6235 | 117662.012 | 440867.6355 | 893374.4648 | 206188.1271 | 1099562.5919
2015 | Stand-Alone Retail | 4C | 24692.3029 | 0 | 228632.4355 | 46253.4734 | 334247.6925 | 56679.4612 | 184975.9809 | 0 | 0 | 156749.9883 | 0 | 0 | 0 | 0 | 0 | 0 | 0 | 90194.2731 | 0 | 203003.4617 | 228632.4355 | 431635.8972 | 778906.5963 | 318836.1868 | 1097742.7831
2015 | Stand-Alone Retail | 5A | 24692.3029 | 0 | 285548.851 | 91037.8303 | 326248.1163 | 56594.1577 | 184975.9809 | 0 | 0 | 164370.4376 | 0 | 0 | 0 | 0 | 0 | 16264.5411 | 0 | 91701.3023 | 0 | 271672.809 | 285548.851 | 557221.66 | 839491.0639 | 377250.1533 | 1216741.2172
2015 | Stand-Alone Retail | 5B | 24692.3029 | 0 | 288487.084 | 103188.8453 | 330930.3327 | 56651.0267 | 184975.9809 | 0 | 0 | 187336.0454 | 0 | 0 | 0 | 0 | 0 | 0 | 0 | 91028.3521 | 0 | 290524.8907 | 288487.084 | 579011.9746 | 863082.231 | 379515.4361 | 1242597.6671
2015 | Stand-Alone Retail | 5C | 24692.3029 | 0 | 293226.1693 | 23818.6432 | 331224.156 | 56651.0267 | 184975.9809 | 0 | 0 | 156645.7284 | 0 | 0 | 0 | 0 | 0 | 0 | 0 | 91540.1734 | 0 | 180464.3716 | 293226.1693 | 473690.5409 | 753306.0571 | 384766.3427 | 1138072.3998
2015 | Stand-Alone Retail | 6A | 24692.3029 | 0 | 435635.6853 | 99463.9241 | 370369.0013 | 56622.5922 | 184975.9809 | 0 | 0 | 180350.6336 | 0 | 0 | 0 | 0 | 0 | 17174.4454 | 0 | 93426.3294 | 0 | 296989.0031 | 435635.6853 | 732624.6884 | 908947.0994 | 529062.0146 | 1438009.114
2015 | Stand-Alone Retail | 6B | 24692.3029 | 0 | 499746.0324 | 64915.9917 | 371970.8122 | 56556.245 | 184975.9809 | 0 | 0 | 195828.4864 | 0 | 0 | 0 | 0 | 0 | 0 | 0 | 93009.2898 | 0 | 260744.4781 | 499746.0324 | 760490.5105 | 874238.038 | 592755.3223 | 1466993.3603
2015 | Stand-Alone Retail | 7 | 24692.3029 | 0 | 491983.4105 | 75654.7591 | 371904.465 | 56651.0267 | 184975.9809 | 0 | 0 | 210472.2603 | 0 | 0 | 0 | 0 | 0 | 16738.4496 | 0 | 95454.6579 | 0 | 302865.469 | 491983.4105 | 794848.8796 | 916406.4198 | 587438.0684 | 1503844.4882
2015 | Stand-Alone Retail | 8 | 24692.3029 | 0 | 804355.4849 | 35543.1404 | 377695.6273 | 57030.1536 | 184975.9809 | 0 | 0 | 247418.17 | 0 | 0 | 0 | 0 | 0 | 17335.5744 | 0 | 98222.2838 | 0 | 300296.8847 | 804355.4849 | 1104652.3696 | 919989.1683 | 902577.7686 | 1822566.937
2018 | Stand-Alone Retail | 0A | 24692.3029 | 0 | 0 | 666722.967 | 224803.2545 | 40509.7019 | 184975.9809 | 0 | 0 | 143670.1126 | 0 | 0 | 0 | 0 | 0 | 0 | 0 | 78697.252 | 0 | 810393.0796 | 0 | 810393.0796 | 1260682.0169 | 78697.252 | 1339379.2689
2018 | Stand-Alone Retail | 0B | 24692.3029 | 0 | 0 | 590973.4261 | 226983.2338 | 40500.2237 | 184975.9809 | 0 | 0 | 148598.7614 | 0 | 0 | 0 | 0 | 0 | 0 | 0 | 78602.4703 | 0 | 739572.1876 | 0 | 739572.1876 | 1192022.1478 | 78602.4703 | 1270624.6181
2018 | Stand-Alone Retail | 1A | 24692.3029 | 0 | 0 | 449919.2886 | 240044.1531 | 40500.2237 | 184975.9809 | 0 | 0 | 128893.6444 | 0 | 0 | 0 | 0 | 0 | 0 | 0 | 80498.1044 | 0 | 578812.933 | 0 | 578812.933 | 1044342.7689 | 80498.1044 | 1124840.8734
2018 | Stand-Alone Retail | 1B | 24692.3029 | 0 | 5137.1686 | 480258.9133 | 237020.6166 | 40443.3547 | 184975.9809 | 0 | 0 | 141329.0045 | 0 | 0 | 0 | 0 | 0 | 0 | 0 | 80564.4516 | 0 | 621587.9178 | 5137.1686 | 626725.0863 | 1084018.3918 | 85701.6202 | 1169720.012
2018 | Stand-Alone Retail | 2A | 24692.3029 | 0 | 9696.1687 | 364170.2776 | 240470.6708 | 40424.3984 | 184975.9809 | 0 | 0 | 122865.5278 | 0 | 0 | 0 | 0 | 0 | 0 | 0 | 82573.8238 | 0 | 487035.8054 | 9696.1687 | 496731.9741 | 952906.8555 | 92269.9925 | 1045176.848
2018 | Stand-Alone Retail | 2B | 24692.3029 | 0 | 6492.547 | 285918.4997 | 251920.3011 | 40462.311 | 184975.9809 | 0 | 0 | 138040.0792 | 0 | 0 | 0 | 0 | 0 | 0 | 0 | 82725.4745 | 0 | 423958.5789 | 6492.547 | 430451.1259 | 901317.1719 | 89218.0215 | 990535.1934
2018 | Stand-Alone Retail | 3A | 24692.3029 | 0 | 151707.6015 | 203818.5844 | 243276.2093 | 40452.8329 | 184975.9809 | 0 | 0 | 133433.6882 | 0 | 0 | 0 | 0 | 0 | 0 | 0 | 86156.5724 | 0 | 337252.2726 | 151707.6015 | 488959.8741 | 805957.2957 | 237864.1738 | 1043821.4696
2018 | Stand-Alone Retail | 3B | 24692.3029 | 0 | 46025.9973 | 201392.1727 | 250318.4902 | 40452.8329 | 184975.9809 | 0 | 0 | 145575.225 | 0 | 0 | 0 | 0 | 0 | 0 | 0 | 85246.668 | 0 | 346967.3977 | 46025.9973 | 392993.3949 | 822705.2235 | 131263.1871 | 953968.4106
2018 | Stand-Alone Retail | 3C | 24692.3029 | 0 | 5231.9503 | 98610.8888 | 249256.9351 | 40519.1801 | 184975.9809 | 0 | 0 | 132030.9189 | 0 | 0 | 0 | 0 | 0 | 0 | 0 | 86507.2647 | 0 | 230641.8077 | 5231.9503 | 235873.758 | 705393.9038 | 91739.215 | 797133.1187
2018 | Stand-Alone Retail | 4A | 24692.3029 | 0 | 365914.261 | 133566.3826 | 250963.0058 | 40538.1364 | 184975.9809 | 0 | 0 | 139471.283 | 0 | 0 | 0 | 0 | 0 | 0 | 0 | 88971.5891 | 0 | 273037.6656 | 365914.261 | 638951.9266 | 749505.3106 | 454885.8501 | 1204391.1607
2018 | Stand-Alone Retail | 4B | 24692.3029 | 0 | 122884.4841 | 135916.9689 | 252413.166 | 40433.8765 | 184975.9809 | 0 | 0 | 155119.7429 | 0 | 0 | 0 | 0 | 0 | 0 | 0 | 88146.9882 | 0 | 291036.7119 | 122884.4841 | 413921.196 | 768859.7353 | 211031.4724 | 979891.2077
2018 | Stand-Alone Retail | 4C | 24692.3029 | 0 | 226566.1943 | 41628.1261 | 256706.7773 | 40538.1364 | 184975.9809 | 0 | 0 | 142646.4702 | 0 | 0 | 0 | 0 | 0 | 0 | 0 | 89815.1463 | 0 | 184274.5963 | 226566.1943 | 410840.7905 | 666486.0127 | 316390.8187 | 982876.8315
2018 | Stand-Alone Retail | 5A | 24692.3029 | 0 | 576509.7375 | 78450.8195 | 250564.9227 | 40471.7892 | 184975.9809 | 0 | 0 | 143944.9796 | 0 | 0 | 0 | 0 | 0 | 0 | 0 | 91322.1754 | 0 | 222395.7991 | 576509.7375 | 798905.5367 | 698399.0137 | 667831.913 | 1366230.9267
2018 | Stand-Alone Retail | 5B | 24692.3029 | 0 | 312827.0265 | 96648.9074 | 254157.1494 | 40519.1801 | 184975.9809 | 0 | 0 | 162010.3731 | 0 | 0 | 0 | 0 | 0 | 0 | 0 | 90639.7471 | 0 | 258659.2805 | 312827.0265 | 571486.307 | 738302.1127 | 403466.7737 | 1141768.8864
2018 | Stand-Alone Retail | 5C | 24692.3029 | 0 | 284202.9508 | 19089.0359 | 254384.6255 | 40509.7019 | 184975.9809 | 0 | 0 | 140874.0523 | 0 | 0 | 0 | 0 | 0 | 0 | 0 | 91161.0465 | 0 | 159963.0882 | 284202.9508 | 444166.039 | 639833.3965 | 375363.9973 | 1015197.3938
2018 | Stand-Alone Retail | 6A | 24692.3029 | 0 | 784204.8938 | 86346.1358 | 284420.9487 | 40490.7456 | 184975.9809 | 0 | 0 | 156437.2087 | 0 | 0 | 0 | 0 | 0 | 0 | 0 | 93047.2025 | 0 | 242783.3445 | 784204.8938 | 1026988.2383 | 752671.0196 | 877252.0963 | 1629923.1159
2018 | Stand-Alone Retail | 6B | 24692.3029 | 0 | 534369.7903 | 59731.4322 | 285653.1109 | 40443.3547 | 184975.9809 | 0 | 0 | 160531.7785 | 0 | 0 | 0 | 0 | 0 | 0 | 0 | 92620.6848 | 0 | 220263.2107 | 534369.7903 | 754633.001 | 731326.179 | 626990.4751 | 1358316.6541
2018 | Stand-Alone Retail | 7 | 24692.3029 | 0 | 531431.5573 | 68034.3098 | 285596.2419 | 40519.1801 | 184975.9809 | 0 | 0 | 154522.6182 | 0 | 0 | 0 | 0 | 0 | 17458.7906 | 0 | 95056.5747 | 0 | 240015.7186 | 531431.5573 | 771447.2759 | 751097.6433 | 626488.1321 | 1377585.7753
2018 | Stand-Alone Retail | 8 | 24692.3029 | 0 | 864361.7841 | 31590.7432 | 290041.504 | 40813.0034 | 184975.9809 | 0 | 0 | 173696.9577 | 0 | 0 | 0 | 0 | 0 | 18141.2189 | 0 | 97824.2006 | 0 | 223428.9197 | 864361.7841 | 1087790.7038 | 739259.408 | 962185.9846 | 1701445.3926
2006 | Strip Mall | 0A | 22500.0172 | 0 | 0 | 1070426.6949 | 671755.8757 | 158484.4936 | 122003.0142 | 0 | 0 | 286164.9321 | 0 | 0 | 0 | 0 | 0 | 0 | 54670.089 | 0 | 0 | 1356591.627 | 0 | 1356591.627 | 2363505.0996 | 0 | 2363505.0996
2006 | Strip Mall | 0B | 22500.0172 | 0 | 0 | 939969.1523 | 671755.8757 | 158512.9281 | 122003.0142 | 0 | 0 | 345659.4101 | 0 | 0 | 0 | 0 | 0 | 0 | 54622.6982 | 0 | 0 | 1285628.5624 | 0 | 1285628.5624 | 2292532.5568 | 0 | 2292532.5568
2006 | Strip Mall | 1A | 22500.0172 | 0 | 0 | 718094.6526 | 671755.8757 | 158531.8844 | 122003.0142 | 0 | 0 | 263151.9335 | 0 | 0 | 0 | 0 | 0 | 0 | 55674.7751 | 0 | 0 | 981246.5861 | 0 | 981246.5861 | 1989212.1356 | 0 | 1989212.1356
2006 | Strip Mall | 1B | 22500.0172 | 0 | 2862.4076 | 762689.4461 | 671755.8757 | 158332.8428 | 122003.0142 | 0 | 0 | 333887.522 | 0 | 0 | 0 | 0 | 0 | 0 | 55722.166 | 0 | 0 | 1096576.9681 | 2862.4076 | 1099439.3757 | 2104390.8669 | 2862.4076 | 2107253.2744
2006 | Strip Mall | 2A | 22500.0172 | 0 | 18823.6472 | 611721.142 | 671755.8757 | 158275.9738 | 122003.0142 | 0 | 0 | 279359.6055 | 0 | 0 | 0 | 0 | 0 | 0 | 56859.5465 | 0 | 0 | 891080.7475 | 18823.6472 | 909904.3946 | 1899975.1577 | 18823.6472 | 1918798.8049
2006 | Strip Mall | 2B | 22500.0172 | 0 | 1743.9834 | 465918.4409 | 671755.8757 | 158389.7119 | 122003.0142 | 0 | 0 | 338939.387 | 0 | 0 | 0 | 0 | 0 | 0 | 56925.8937 | 0 | 0 | 804857.8279 | 1743.9834 | 806601.8113 | 1813941.8016 | 1743.9834 | 1815685.785
2006 | Strip Mall | 3A | 22500.0172 | 0 | 247740.4278 | 347924.6929 | 671755.8757 | 158361.2774 | 122003.0142 | 0 | 0 | 280771.8529 | 0 | 0 | 0 | 0 | 0 | 0 | 58954.2222 | 0 | 0 | 628696.5458 | 247740.4278 | 876436.9736 | 1639770.9354 | 247740.4278 | 1887511.3631
2006 | Strip Mall | 3B | 22500.0172 | 0 | 48414.4963 | 317149.0724 | 671755.8757 | 158361.2774 | 122003.0142 | 0 | 0 | 327176.9771 | 0 | 0 | 0 | 0 | 0 | 0 | 58385.532 | 0 | 0 | 644326.0495 | 48414.4963 | 692740.5458 | 1654831.7487 | 48414.4963 | 1703246.2451
2006 | Strip Mall | 3C | 22500.0172 | 0 | 6340.8963 | 114856.4735 | 671755.8757 | 158332.8428 | 122003.0142 | 0 | 0 | 256905.8189 | 0 | 0 | 0 | 0 | 0 | 0 | 59049.0039 | 0 | 0 | 371762.2924 | 6340.8963 | 378103.1887 | 1382903.0291 | 6340.8963 | 1389243.9254
2006 | Strip Mall | 4A | 22500.0172 | 0 | 672969.0815 | 214225.6159 | 671755.8757 | 158124.3231 | 122003.0142 | 0 | 0 | 257474.5092 | 0 | 0 | 0 | 0 | 0 | 0 | 60631.8585 | 0 | 0 | 471700.1251 | 672969.0815 | 1144669.2066 | 1484205.7184 | 672969.0815 | 2157174.7999
2006 | Strip Mall | 4B | 22500.0172 | 0 | 184606.3322 | 199998.8816 | 671755.8757 | 158238.0611 | 122003.0142 | 0 | 0 | 316599.3385 | 0 | 0 | 0 | 0 | 0 | 0 | 60072.6464 | 0 | 0 | 516598.2201 | 184606.3322 | 701204.5523 | 1528667.8175 | 184606.3322 | 1713274.1497
2006 | Strip Mall | 4C | 22500.0172 | 0 | 383268.7917 | 46679.9911 | 671755.8757 | 157944.2378 | 122003.0142 | 0 | 0 | 236774.1842 | 0 | 0 | 0 | 0 | 0 | 0 | 61067.8543 | 0 | 0 | 283454.1753 | 383268.7917 | 666722.967 | 1296215.6792 | 383268.7917 | 1679484.4709
2006 | Strip Mall | 5A | 22500.0172 | 0 | 927382.1416 | 112562.7562 | 671755.8757 | 158171.7139 | 122003.0142 | 0 | 0 | 234366.7288 | 0 | 0 | 0 | 0 | 0 | 0 | 61930.3679 | 0 | 0 | 346929.485 | 927382.1416 | 1274311.6265 | 1360780.9785 | 927382.1416 | 2288163.1201
2006 | Strip Mall | 5B | 22500.0172 | 0 | 446819.9268 | 134523.6778 | 671755.8757 | 158171.7139 | 122003.0142 | 0 | 0 | 293065.0404 | 0 | 0 | 0 | 0 | 0 | 0 | 61456.4593 | 0 | 0 | 427588.7183 | 446819.9268 | 874408.6451 | 1440985.2596 | 446819.9268 | 1887805.1864
2006 | Strip Mall | 5C | 22500.0172 | 0 | 508873.5109 | 17098.6201 | 671755.8757 | 157925.2815 | 122003.0142 | 0 | 0 | 213808.5764 | 0 | 0 | 0 | 0 | 0 | 0 | 61845.0643 | 0 | 0 | 230907.1965 | 508873.5109 | 739780.7074 | 1244436.4322 | 508873.5109 | 1753309.9431
2006 | Strip Mall | 6A | 22500.0172 | 0 | 1283221.1071 | 133016.6487 | 671755.8757 | 158095.8886 | 122003.0142 | 0 | 0 | 272440.5408 | 0 | 0 | 0 | 0 | 0 | 0 | 62897.1413 | 0 | 0 | 405457.1895 | 1283221.1071 | 1688678.2966 | 1420209.1093 | 1283221.1071 | 2703430.2164
2006 | Strip Mall | 6B | 22500.0172 | 0 | 833851.5523 | 80896.1876 | 671755.8757 | 157982.1505 | 122003.0142 | 0 | 0 | 288695.6037 | 0 | 0 | 0 | 0 | 0 | 0 | 62631.7525 | 0 | 0 | 369591.7913 | 833851.5523 | 1203443.3436 | 1383964.5842 | 833851.5523 | 2217816.1366
2006 | Strip Mall | 7 | 22500.0172 | 0 | 1504109.877 | 103150.9326 | 671755.8757 | 157887.3688 | 122003.0142 | 0 | 0 | 293017.6496 | 0 | 0 | 0 | 0 | 0 | 0 | 63987.1309 | 0 | 0 | 396168.5822 | 1504109.877 | 1900278.4592 | 1411801.9718 | 1504109.877 | 2915911.8488
2006 | Strip Mall | 8 | 22500.0172 | 0 | 2143592.5812 | 48755.7105 | 671755.8757 | 157015.3771 | 122003.0142 | 0 | 0 | 331953.9751 | 0 | 0 | 0 | 0 | 0 | 0 | 65522.5946 | 0 | 0 | 380709.6856 | 2143592.5812 | 2524302.2668 | 1396997.0691 | 2143592.5812 | 3540589.6503
2009 | Strip Mall | 0A | 22500.0172 | 0 | 0 | 1007605.379 | 667424.3516 | 105131.8703 | 122003.0142 | 0 | 0 | 285880.587 | 0 | 0 | 0 | 0 | 0 | 0 | 54670.089 | 0 | 0 | 1293485.966 | 0 | 1293485.966 | 2242705.813 | 0 | 2242705.813
2009 | Strip Mall | 0B | 22500.0172 | 0 | 0 | 888028.7765 | 667424.3516 | 105150.8266 | 122003.0142 | 0 | 0 | 345299.2396 | 0 | 0 | 0 | 0 | 0 | 0 | 54622.6982 | 0 | 0 | 1233328.0161 | 0 | 1233328.0161 | 2182538.3849 | 0 | 2182538.3849
2009 | Strip Mall | 1A | 22500.0172 | 0 | 0 | 681404.6535 | 667424.3516 | 105160.3048 | 122003.0142 | 0 | 0 | 262905.501 | 0 | 0 | 0 | 0 | 0 | 0 | 55674.7751 | 0 | 0 | 944310.1546 | 0 | 944310.1546 | 1894582.0785 | 0 | 1894582.0785
2009 | Strip Mall | 1B | 22500.0172 | 0 | 1213.2059 | 724710.4158 | 667424.3516 | 105027.6104 | 122003.0142 | 0 | 0 | 333555.786 | 0 | 0 | 0 | 0 | 0 | 0 | 55712.6878 | 0 | 0 | 1058266.2018 | 1213.2059 | 1059479.4077 | 2008443.3441 | 1213.2059 | 2009656.55
2009 | Strip Mall | 2A | 22500.0172 | 0 | 8160.705 | 573438.8102 | 667424.3516 | 104999.1759 | 122003.0142 | 0 | 0 | 269966.7383 | 0 | 0 | 0 | 0 | 0 | 0 | 56831.112 | 0 | 0 | 843405.5485 | 8160.705 | 851566.2535 | 1794663.2022 | 8160.705 | 1802823.9072
2009 | Strip Mall | 2B | 22500.0172 | 0 | 492.8649 | 434119.178 | 667424.3516 | 105075.0012 | 122003.0142 | 0 | 0 | 327812.0145 | 0 | 0 | 0 | 0 | 0 | 0 | 56897.4592 | 0 | 0 | 761931.1925 | 492.8649 | 762424.0573 | 1713331.0188 | 492.8649 | 1713823.8836
2009 | Strip Mall | 3A | 22500.0172 | 0 | 137442.9544 | 297898.9075 | 667424.3516 | 105046.5667 | 122003.0142 | 0 | 0 | 267815.1935 | 0 | 0 | 0 | 0 | 0 | 0 | 58878.3969 | 0 | 0 | 565714.101 | 137442.9544 | 703157.0555 | 1519075.9087 | 137442.9544 | 1656518.8631
2009 | Strip Mall | 3B | 22500.0172 | 0 | 15951.7614 | 292325.7431 | 667424.3516 | 105046.5667 | 122003.0142 | 0 | 0 | 313063.9808 | 0 | 0 | 0 | 0 | 0 | 0 | 58309.7066 | 0 | 0 | 605389.7239 | 15951.7614 | 621341.4853 | 1558182.8413 | 15951.7614 | 1574134.6027
2009 | Strip Mall | 3C | 22500.0172 | 0 | 1488.0728 | 103653.2756 | 667424.3516 | 105027.6104 | 122003.0142 | 0 | 0 | 245532.014 | 0 | 0 | 0 | 0 | 0 | 0 | 58973.1786 | 0 | 0 | 349185.2896 | 1488.0728 | 350673.3624 | 1302622.9226 | 1488.0728 | 1304110.9954
2009 | Strip Mall | 4A | 22500.0172 | 0 | 420878.1734 | 178881.5171 | 667424.3516 | 104894.916 | 122003.0142 | 0 | 0 | 243750.1179 | 0 | 0 | 0 | 0 | 0 | 0 | 60546.5549 | 0 | 0 | 422631.635 | 420878.1734 | 843509.8083 | 1377490.9936 | 420878.1734 | 1798369.167
2009 | Strip Mall | 4B | 22500.0172 | 0 | 83303.643 | 185819.5381 | 667424.3516 | 104970.7414 | 122003.0142 | 0 | 0 | 300012.5396 | 0 | 0 | 0 | 0 | 0 | 0 | 59968.3865 | 0 | 0 | 485832.0777 | 83303.643 | 569135.7207 | 1440198.5715 | 83303.643 | 1523502.2144
2009 | Strip Mall | 4C | 22500.0172 | 0 | 268327.0147 | 42083.0783 | 667424.3516 | 104771.6998 | 122003.0142 | 0 | 0 | 235257.6769 | 0 | 0 | 0 | 0 | 0 | 0 | 61010.9853 | 0 | 0 | 277340.7551 | 268327.0147 | 545667.7698 | 1232550.8061 | 268327.0147 | 1500877.8208
2009 | Strip Mall | 5A | 22500.0172 | 0 | 696190.5999 | 97141.7723 | 667424.3516 | 104923.3505 | 122003.0142 | 0 | 0 | 233418.9117 | 0 | 0 | 0 | 0 | 0 | 0 | 61882.977 | 0 | 0 | 330560.684 | 696190.5999 | 1026751.284 | 1286803.8556 | 696190.5999 | 1982994.4556
2009 | Strip Mall | 5B | 22500.0172 | 0 | 327186.4552 | 130609.1933 | 667424.3516 | 104923.3505 | 122003.0142 | 0 | 0 | 287975.2627 | 0 | 0 | 0 | 0 | 0 | 0 | 61418.5466 | 0 | 0 | 418584.456 | 327186.4552 | 745770.9113 | 1374363.1972 | 327186.4552 | 1701549.6525
2009 | Strip Mall | 5C | 22500.0172 | 0 | 357990.5103 | 16473.0608 | 667424.3516 | 104762.2216 | 122003.0142 | 0 | 0 | 213192.4953 | 0 | 0 | 0 | 0 | 0 | 0 | 61788.1953 | 0 | 0 | 229665.5561 | 357990.5103 | 587656.0664 | 1185643.3389 | 357990.5103 | 1543633.8492
2009 | Strip Mall | 6A | 22500.0172 | 0 | 974052.6545 | 118628.7855 | 667424.3516 | 104875.9597 | 122003.0142 | 0 | 0 | 268630.3162 | 0 | 0 | 0 | 0 | 0 | 0 | 62840.2723 | 0 | 0 | 387259.1016 | 974052.6545 | 1361311.7561 | 1344402.6994 | 974052.6545 | 2318455.3539
2009 | Strip Mall | 6B | 22500.0172 | 0 | 633833.7144 | 80223.2375 | 667424.3516 | 104800.1343 | 122003.0142 | 0 | 0 | 285795.2835 | 0 | 0 | 0 | 0 | 0 | 0 | 62574.8835 | 0 | 0 | 366018.5209 | 633833.7144 | 999852.2353 | 1322820.9046 | 633833.7144 | 1956654.619
2009 | Strip Mall | 7 | 22500.0172 | 0 | 1204239.51 | 111226.3341 | 667424.3516 | 104733.7871 | 122003.0142 | 0 | 0 | 289927.7659 | 0 | 0 | 0 | 0 | 0 | 0 | 63930.2619 | 0 | 0 | 401154.1 | 1204239.51 | 1605393.6099 | 1359254.993 | 1204239.51 | 2563494.503
2009 | Strip Mall | 8 | 22500.0172 | 0 | 1774768.5217 | 55892.7731 | 667424.3516 | 104155.6187 | 122003.0142 | 0 | 0 | 329574.9543 | 0 | 0 | 0 | 0 | 0 | 0 | 65484.6819 | 0 | 0 | 385467.7273 | 1774768.5217 | 2160236.2491 | 1344544.872 | 1774768.5217 | 3119313.3937
2012 | Strip Mall | 0A | 22500.0172 | 0 | 0 | 787607.5571 | 556434.9718 | 105131.8703 | 122003.0142 | 0 | 0 | 237361.8308 | 0 | 0 | 0 | 0 | 0 | 0 | 54660.6109 | 0 | 0 | 1024969.3879 | 0 | 1024969.3879 | 1863199.8551 | 0 | 1863199.8551
2012 | Strip Mall | 0B | 22500.0172 | 0 | 0 | 694693.049 | 556434.9718 | 105150.8266 | 122003.0142 | 0 | 0 | 293662.1652 | 0 | 0 | 0 | 0 | 0 | 0 | 54622.6982 | 0 | 0 | 988355.2142 | 0 | 988355.2142 | 1826576.2032 | 0 | 1826576.2032
2012 | Strip Mall | 1A | 22500.0172 | 0 | 0 | 525157.0083 | 556434.9718 | 105160.3048 | 122003.0142 | 0 | 0 | 215704.2106 | 0 | 0 | 0 | 0 | 0 | 0 | 55665.297 | 0 | 0 | 740861.2188 | 0 | 740861.2188 | 1580124.8067 | 0 | 1580124.8067
2012 | Strip Mall | 1B | 22500.0172 | 0 | 407.5613 | 562283.0032 | 556434.9718 | 105027.6104 | 122003.0142 | 0 | 0 | 284401.9923 | 0 | 0 | 0 | 0 | 0 | 0 | 55703.2097 | 0 | 0 | 846684.9956 | 407.5613 | 847092.5569 | 1685853.8017 | 407.5613 | 1686261.363
2012 | Strip Mall | 2A | 22500.0172 | 0 | 5554.2081 | 433730.5729 | 556434.9718 | 104999.1759 | 122003.0142 | 0 | 0 | 231940.3171 | 0 | 0 | 0 | 0 | 0 | 0 | 56831.112 | 0 | 0 | 665670.89 | 5554.2081 | 671225.0981 | 1505929.6858 | 5554.2081 | 1511483.8939
2012 | Strip Mall | 2B | 22500.0172 | 0 | 293.8233 | 344332.4662 | 556434.9718 | 105075.0012 | 122003.0142 | 0 | 0 | 289965.6786 | 0 | 0 | 0 | 0 | 0 | 0 | 56897.4592 | 0 | 0 | 634298.1448 | 293.8233 | 634591.9681 | 1474708.5913 | 293.8233 | 1475002.4146
2012 | Strip Mall | 3A | 22500.0172 | 0 | 124713.7711 | 225722.6371 | 556434.9718 | 105046.5667 | 122003.0142 | 0 | 0 | 214055.0088 | 0 | 0 | 0 | 0 | 0 | 0 | 58906.8314 | 0 | 0 | 439777.6459 | 124713.7711 | 564491.417 | 1282169.0301 | 124713.7711 | 1406882.8012
2012 | Strip Mall | 3B | 22500.0172 | 0 | 15003.9443 | 221590.1546 | 556434.9718 | 105046.5667 | 122003.0142 | 0 | 0 | 256479.3012 | 0 | 0 | 0 | 0 | 0 | 0 | 58328.663 | 0 | 0 | 478069.4558 | 15003.9443 | 493073.4002 | 1319882.6716 | 15003.9443 | 1334886.616
2012 | Strip Mall | 3C | 22500.0172 | 0 | 1165.815 | 80886.7094 | 556434.9718 | 105027.6104 | 122003.0142 | 0 | 0 | 200766.6134 | 0 | 0 | 0 | 0 | 0 | 0 | 58992.1349 | 0 | 0 | 281653.3228 | 1165.815 | 282819.1378 | 1124111.0542 | 1165.815 | 1125276.8692
2012 | Strip Mall | 4A | 22500.0172 | 0 | 311936.0785 | 146731.5618 | 556434.9718 | 104894.916 | 122003.0142 | 0 | 0 | 210671.3019 | 0 | 0 | 0 | 0 | 0 | 0 | 60489.6859 | 0 | 0 | 357402.8637 | 311936.0785 | 669338.9421 | 1201225.4517 | 311936.0785 | 1513161.5301
2012 | Strip Mall | 4B | 22500.0172 | 0 | 49656.1367 | 151404.3 | 556434.9718 | 104970.7414 | 122003.0142 | 0 | 0 | 260545.4365 | 0 | 0 | 0 | 0 | 0 | 0 | 59911.5175 | 0 | 0 | 411949.7365 | 49656.1367 | 461605.8732 | 1255269.9814 | 49656.1367 | 1304926.1181
2012 | Strip Mall | 4C | 22500.0172 | 0 | 189497.0684 | 38462.417 | 556434.9718 | 104771.6998 | 122003.0142 | 0 | 0 | 203088.7652 | 0 | 0 | 0 | 0 | 0 | 0 | 60954.1163 | 0 | 0 | 241551.1823 | 189497.0684 | 431048.2506 | 1085705.5062 | 189497.0684 | 1275202.5746
2012 | Strip Mall | 5A | 22500.0172 | 0 | 529905.5718 | 81682.8758 | 556434.9718 | 104923.3505 | 122003.0142 | 0 | 0 | 203211.9815 | 0 | 0 | 0 | 0 | 0 | 0 | 61835.5862 | 0 | 0 | 284894.8572 | 529905.5718 | 814800.4291 | 1130082.3018 | 529905.5718 | 1659987.8736
2012 | Strip Mall | 5B | 22500.0172 | 0 | 231836.0572 | 107311.8495 | 556434.9718 | 104923.3505 | 122003.0142 | 0 | 0 | 252593.2512 | 0 | 0 | 0 | 0 | 0 | 0 | 61361.6776 | 0 | 0 | 359905.1008 | 231836.0572 | 591741.158 | 1204628.115 | 231836.0572 | 1436464.1722
2012 | Strip Mall | 5C | 22500.0172 | 0 | 250214.2304 | 12520.6636 | 556434.9718 | 104762.2216 | 122003.0142 | 0 | 0 | 190842.9686 | 0 | 0 | 0 | 0 | 0 | 0 | 61731.3263 | 0 | 0 | 203363.6322 | 250214.2304 | 453577.8626 | 1048304.6443 | 250214.2304 | 1298518.8747
2012 | Strip Mall | 6A | 22500.0172 | 0 | 746576.5558 | 94734.3169 | 556434.9718 | 104875.9597 | 122003.0142 | 0 | 0 | 207420.2893 | 0 | 0 | 0 | 0 | 0 | 0 | 62783.4032 | 0 | 0 | 302154.6062 | 746576.5558 | 1048731.162 | 1148251.9552 | 746576.5558 | 1894828.511
2012 | Strip Mall | 6B | 22500.0172 | 0 | 471159.8693 | 62897.1413 | 556434.9718 | 104800.1343 | 122003.0142 | 0 | 0 | 226575.6724 | 0 | 0 | 0 | 0 | 0 | 0 | 62508.5363 | 0 | 0 | 289472.8137 | 471159.8693 | 760632.6831 | 1135209.9922 | 471159.8693 | 1606369.8615
2012 | Strip Mall | 7 | 22500.0172 | 0 | 892521.4294 | 65105.5551 | 556434.9718 | 104733.7871 | 122003.0142 | 0 | 0 | 206320.8215 | 0 | 0 | 0 | 0 | 0 | 0 | 63863.9147 | 0 | 0 | 271426.3766 | 892521.4294 | 1163947.806 | 1118452.5863 | 892521.4294 | 2010974.0157
2012 | Strip Mall | 8 | 22500.0172 | 0 | 1312243.266 | 21231.1025 | 556434.9718 | 104155.6187 | 122003.0142 | 0 | 0 | 221239.4623 | 0 | 0 | 0 | 0 | 0 | 0 | 65389.9002 | 0 | 0 | 242470.5648 | 1312243.266 | 1554713.8308 | 1090454.0698 | 1312243.266 | 2402697.3358
2015 | Strip Mall | 0A | 22500.0172 | 0 | 0 | 657680.7921 | 475832.6075 | 86403.0048 | 122003.0142 | 0 | 0 | 113444.226 | 0 | 0 | 0 | 0 | 0 | 0 | 54689.0454 | 0 | 0 | 771125.0181 | 0 | 771125.0181 | 1510043.2119 | 0 | 1510043.2119
2015 | Strip Mall | 0B | 22500.0172 | 0 | 0 | 572898.5545 | 475832.6075 | 86393.5266 | 122003.0142 | 0 | 0 | 135480.9731 | 0 | 0 | 0 | 0 | 0 | 0 | 54651.1327 | 0 | 0 | 708379.5276 | 0 | 708379.5276 | 1447259.8087 | 0 | 1447259.8087
2015 | Strip Mall | 1A | 22500.0172 | 0 | 0 | 422006.0757 | 475832.6075 | 86403.0048 | 122003.0142 | 0 | 0 | 88507.1587 | 0 | 0 | 0 | 0 | 0 | 0 | 55684.2533 | 0 | 0 | 510513.2344 | 0 | 510513.2344 | 1250436.1143 | 0 | 1250436.1143
2015 | Strip Mall | 1B | 22500.0172 | 0 | 1999.894 | 455075.4135 | 475832.6075 | 86270.3104 | 122003.0142 | 0 | 0 | 126599.9271 | 0 | 0 | 0 | 0 | 0 | 0 | 55750.6005 | 0 | 0 | 581675.3406 | 1999.894 | 583675.2346 | 1321531.8733 | 1999.894 | 1323531.7674
2015 | Strip Mall | 2A | 22500.0172 | 0 | 12568.0545 | 347251.7428 | 475832.6075 | 86232.3977 | 122003.0142 | 0 | 0 | 93890.7597 | 0 | 0 | 0 | 0 | 0 | 0 | 56859.5465 | 0 | 0 | 441142.5025 | 12568.0545 | 453710.5569 | 1182070.0685 | 12568.0545 | 1194638.123
2015 | Strip Mall | 2B | 22500.0172 | 0 | 2597.0188 | 270393.2559 | 475832.6075 | 86308.2231 | 122003.0142 | 0 | 0 | 114553.172 | 0 | 0 | 0 | 0 | 0 | 0 | 56944.85 | 0 | 0 | 384946.428 | 2597.0188 | 387543.4468 | 1126035.1229 | 2597.0188 | 1128632.1417
2015 | Strip Mall | 3A | 22500.0172 | 0 | 152001.4248 | 178947.8643 | 475832.6075 | 86289.2668 | 122003.0142 | 0 | 0 | 84744.3249 | 0 | 0 | 0 | 0 | 0 | 0 | 58935.2659 | 0 | 0 | 263692.1892 | 152001.4248 | 415693.614 | 1006752.3436 | 152001.4248 | 1158753.7684
2015 | Strip Mall | 3B | 22500.0172 | 0 | 37457.7309 | 169280.1301 | 475832.6075 | 86289.2668 | 122003.0142 | 0 | 0 | 96544.6475 | 0 | 0 | 0 | 0 | 0 | 0 | 58385.532 | 0 | 0 | 265824.7776 | 37457.7309 | 303282.5085 | 1008335.1982 | 37457.7309 | 1045792.9291
2015 | Strip Mall | 3C | 22500.0172 | 0 | 3118.3182 | 83824.9424 | 475832.6075 | 86431.4393 | 122003.0142 | 0 | 0 | 146731.5618 | 0 | 0 | 0 | 0 | 0 | 0 | 59030.0476 | 0 | 0 | 230556.5042 | 3118.3182 | 233674.8223 | 973853.6129 | 3118.3182 | 976971.9311
2015 | Strip Mall | 4A | 22500.0172 | 0 | 391334.7151 | 116619.4132 | 475832.6075 | 86459.8738 | 122003.0142 | 0 | 0 | 86099.7033 | 0 | 0 | 0 | 0 | 0 | 0 | 60537.0768 | 0 | 0 | 202719.1166 | 391334.7151 | 594053.8317 | 947551.689 | 391334.7151 | 1338886.404
2015 | Strip Mall | 4B | 22500.0172 | 0 | 81768.1793 | 112591.1907 | 475832.6075 | 86251.3541 | 122003.0142 | 0 | 0 | 165327.7329 | 0 | 0 | 0 | 0 | 0 | 0 | 59968.3865 | 0 | 0 | 277918.9235 | 81768.1793 | 359687.1028 | 1021983.7641 | 81768.1793 | 1103751.9434
2015 | Strip Mall | 4C | 22500.0172 | 0 | 244830.6294 | 35438.8805 | 475832.6075 | 86440.9175 | 122003.0142 | 0 | 0 | 155299.8282 | 0 | 0 | 0 | 0 | 0 | 0 | 61010.9853 | 0 | 0 | 190738.7087 | 244830.6294 | 435569.3381 | 936026.2333 | 244830.6294 | 1180856.8627
2015 | Strip Mall | 5A | 22500.0172 | 0 | 600404.2061 | 64015.5654 | 475832.6075 | 86317.7013 | 122003.0142 | 0 | 0 | 115463.0764 | 0 | 0 | 0 | 0 | 0 | 0 | 61873.4988 | 0 | 0 | 179478.6418 | 600404.2061 | 779882.8479 | 925495.9856 | 600404.2061 | 1525900.1916
2015 | Strip Mall | 5B | 22500.0172 | 0 | 276260.2437 | 79512.3747 | 475832.6075 | 86412.483 | 122003.0142 | 0 | 0 | 184028.1638 | 0 | 0 | 0 | 0 | 0 | 0 | 61399.5903 | 0 | 0 | 263540.5385 | 276260.2437 | 539800.7821 | 1009178.7554 | 276260.2437 | 1285438.999
2015 | Strip Mall | 5C | 22500.0172 | 0 | 317404.983 | 15373.593 | 475832.6075 | 86393.5266 | 122003.0142 | 0 | 0 | 148011.1149 | 0 | 0 | 0 | 0 | 0 | 0 | 61788.1953 | 0 | 0 | 163384.7079 | 317404.983 | 480789.6909 | 909411.5298 | 317404.983 | 1226816.5128
2015 | Strip Mall | 6A | 22500.0172 | 0 | 861224.5095 | 75417.8049 | 475832.6075 | 86365.0921 | 122003.0142 | 0 | 0 | 91104.1775 | 0 | 0 | 0 | 0 | 0 | 0 | 62849.7504 | 0 | 0 | 166521.9824 | 861224.5095 | 1027746.4919 | 913572.4467 | 861224.5095 | 1774796.9563
2015 | Strip Mall | 6B | 22500.0172 | 0 | 545288.643 | 48168.0639 | 475832.6075 | 86260.8322 | 122003.0142 | 0 | 0 | 174322.5169 | 0 | 0 | 0 | 0 | 0 | 0 | 62565.4053 | 0 | 0 | 222490.5808 | 545288.643 | 767779.2238 | 969152.4402 | 545288.643 | 1514441.0832
2015 | Strip Mall | 7 | 22500.0172 | 0 | 989141.9023 | 50357.5213 | 475832.6075 | 86403.0048 | 122003.0142 | 0 | 0 | 130637.6278 | 0 | 0 | 0 | 0 | 0 | 0 | 63920.7837 | 0 | 0 | 180995.1492 | 989141.9023 | 1170137.0515 | 929154.5595 | 989141.9023 | 1918296.4618
2015 | Strip Mall | 8 | 22500.0172 | 0 | 1183880.3991 | 16596.277 | 475832.6075 | 86962.2169 | 122003.0142 | 0 | 0 | 170701.8557 | 0 | 0 | 0 | 0 | 0 | 8757.8298 | 65408.8565 | 0 | 0 | 196055.9625 | 1183880.3991 | 1379936.3617 | 946253.1796 | 1183880.3991 | 2130133.5787
2018 | Strip Mall | 0A | 22500.0172 | 0 | 0 | 634563.5336 | 411295.7427 | 61172.1142 | 122003.0142 | 0 | 0 | 109738.2613 | 0 | 0 | 0 | 0 | 0 | 0 | 51333.7729 | 0 | 0 | 744301.7948 | 0 | 744301.7948 | 1390115.9171 | 0 | 1390115.9171
2018 | Strip Mall | 0B | 22500.0172 | 0 | 0 | 552397.2711 | 411295.7427 | 61162.636 | 122003.0142 | 0 | 0 | 131831.8773 | 0 | 0 | 0 | 0 | 0 | 0 | 51295.8602 | 0 | 0 | 684229.1484 | 0 | 684229.1484 | 1329986.4017 | 0 | 1329986.4017
2018 | Strip Mall | 1A | 22500.0172 | 0 | 0 | 403552.0772 | 411295.7427 | 61172.1142 | 122003.0142 | 0 | 0 | 84933.8883 | 0 | 0 | 0 | 0 | 0 | 0 | 52310.0245 | 0 | 0 | 488485.9655 | 0 | 488485.9655 | 1135257.383 | 0 | 1135257.383
2018 | Strip Mall | 1B | 22500.0172 | 0 | 3070.9273 | 436659.3277 | 411295.7427 | 61077.3325 | 122003.0142 | 0 | 0 | 122486.401 | 0 | 0 | 0 | 0 | 0 | 0 | 52357.4154 | 0 | 0 | 559145.7287 | 3070.9273 | 562216.656 | 1205879.2335 | 3070.9273 | 1208950.1608
2018 | Strip Mall | 2A | 22500.0172 | 0 | 17553.5723 | 329736.0832 | 411295.7427 | 61048.898 | 122003.0142 | 0 | 0 | 90469.1401 | 0 | 0 | 0 | 0 | 0 | 0 | 53447.405 | 0 | 0 | 420205.2232 | 17553.5723 | 437758.7955 | 1068000.2832 | 17553.5723 | 1085553.8555
2018 | Strip Mall | 2B | 22500.0172 | 0 | 5108.734 | 257806.2451 | 411295.7427 | 61105.767 | 122003.0142 | 0 | 0 | 110392.255 | 0 | 0 | 0 | 0 | 0 | 0 | 53523.2304 | 0 | 0 | 368198.5002 | 5108.734 | 373307.2342 | 1016126.2545 | 5108.734 | 1021234.9886
2018 | Strip Mall | 3A | 22500.0172 | 0 | 171365.3277 | 166683.1113 | 411295.7427 | 61086.8107 | 122003.0142 | 0 | 0 | 82915.038 | 0 | 0 | 0 | 0 | 0 | 0 | 55418.8645 | 0 | 0 | 249598.1493 | 171365.3277 | 420963.4769 | 899412.0596 | 171365.3277 | 1070777.3872
2018 | Strip Mall | 3B | 22500.0172 | 0 | 44424.1864 | 158020.0632 | 411295.7427 | 61086.8107 | 122003.0142 | 0 | 0 | 121225.8042 | 0 | 0 | 0 | 0 | 0 | 0 | 54897.5651 | 0 | 0 | 279245.8674 | 44424.1864 | 323670.0539 | 928529.0002 | 44424.1864 | 972953.1867
2018 | Strip Mall | 3C | 22500.0172 | 0 | 6179.7673 | 65105.5551 | 411295.7427 | 61191.0705 | 122003.0142 | 0 | 0 | 143679.5908 | 0 | 0 | 0 | 0 | 0 | 0 | 55561.0371 | 0 | 0 | 208785.1459 | 6179.7673 | 214964.9132 | 858836.0105 | 6179.7673 | 865015.7778
2018 | Strip Mall | 4A | 22500.0172 | 0 | 430384.7787 | 105719.5169 | 411295.7427 | 61219.5051 | 122003.0142 | 0 | 0 | 91085.2212 | 0 | 0 | 0 | 0 | 0 | 0 | 56963.8064 | 0 | 0 | 196804.738 | 430384.7787 | 627189.5167 | 848277.3282 | 430384.7787 | 1278662.1069
2018 | Strip Mall | 4B | 22500.0172 | 0 | 107330.8059 | 102790.7621 | 411295.7427 | 61067.8543 | 122003.0142 | 0 | 0 | 178274.9142 | 0 | 0 | 0 | 0 | 0 | 0 | 56461.4633 | 0 | 0 | 281065.6762 | 107330.8059 | 388396.4821 | 931893.7508 | 107330.8059 | 1039224.5567
2018 | Strip Mall | 4C | 22500.0172 | 0 | 293121.9095 | 29609.8055 | 411295.7427 | 61210.0269 | 122003.0142 | 0 | 0 | 144722.1896 | 0 | 0 | 0 | 0 | 0 | 0 | 57428.2367 | 0 | 0 | 174331.9951 | 293121.9095 | 467453.9046 | 826269.0157 | 293121.9095 | 1119390.9252
2018 | Strip Mall | 5A | 22500.0172 | 0 | 643150.7563 | 56404.5943 | 411295.7427 | 61115.2452 | 122003.0142 | 0 | 0 | 119007.9123 | 0 | 0 | 0 | 0 | 0 | 0 | 58252.8376 | 0 | 0 | 175412.5066 | 643150.7563 | 818563.2629 | 828069.8681 | 643150.7563 | 1471220.6244
2018 | Strip Mall | 5B | 22500.0172 | 0 | 328466.0083 | 74669.0294 | 411295.7427 | 61181.5924 | 122003.0142 | 0 | 0 | 172104.625 | 0 | 0 | 0 | 0 | 0 | 0 | 57835.7981 | 0 | 0 | 246773.6544 | 328466.0083 | 575239.6627 | 899080.3236 | 328466.0083 | 1227546.3319
2018 | Strip Mall | 5C | 22500.0172 | 0 | 380633.8603 | 15439.9402 | 411295.7427 | 61172.1142 | 122003.0142 | 0 | 0 | 138172.7736 | 0 | 0 | 0 | 0 | 0 | 0 | 58177.0122 | 0 | 0 | 153612.7138 | 380633.8603 | 534246.574 | 806260.5972 | 380633.8603 | 1186894.4574
2018 | Strip Mall | 6A | 22500.0172 | 0 | 903828.8872 | 68953.6924 | 411295.7427 | 61153.1579 | 122003.0142 | 0 | 0 | 91767.6495 | 0 | 0 | 0 | 0 | 0 | 0 | 59191.1765 | 0 | 0 | 160721.3419 | 903828.8872 | 1064550.229 | 814354.955 | 903828.8872 | 1718183.8422
2018 | Strip Mall | 6B | 22500.0172 | 0 | 599314.2164 | 45760.6085 | 411295.7427 | 61077.3325 | 122003.0142 | 0 | 0 | 171716.02 | 0 | 0 | 0 | 0 | 0 | 0 | 58935.2659 | 0 | 0 | 217476.6285 | 599314.2164 | 816790.8449 | 870787.9838 | 599314.2164 | 1470102.2003
2018 | Strip Mall | 7 | 22500.0172 | 0 | 1042769.3926 | 46319.8206 | 411295.7427 | 61181.5924 | 122003.0142 | 0 | 0 | 115870.6378 | 0 | 0 | 0 | 0 | 0 | 0 | 60262.2098 | 0 | 0 | 162190.4583 | 1042769.3926 | 1204959.8509 | 816933.0175 | 1042769.3926 | 1859702.4101
2018 | Strip Mall | 8 | 22500.0172 | 0 | 1230854.2135 | 14605.8612 | 411295.7427 | 61608.1101 | 122003.0142 | 0 | 0 | 171090.4607 | 0 | 0 | 0 | 0 | 0 | 9051.6531 | 61731.3263 | 0 | 0 | 194747.975 | 1230854.2135 | 1425602.1885 | 851376.6901 | 1230854.2135 | 2082230.9036
2006 | Warehouse | 0A | 52044.9062 | 0 | 52310.0245 | 214386.7448 | 451284.1452 | 117188.1035 | 132011.9626 | 0 | 0 | 83749.117 | 0 | 0 | 0 | 0 | 0 | 0 | 20956.2356 | 0 | 0 | 298135.8618 | 52310.0245 | 350445.8863 | 1019576.3087 | 52310.0245 | 1071886.3332
2006 | Warehouse | 0B | 52044.9062 | 0 | 67257.0998 | 225978.5477 | 451284.1452 | 117216.538 | 132011.9626 | 0 | 0 | 145935.3955 | 0 | 0 | 0 | 0 | 0 | 0 | 20918.3229 | 0 | 0 | 371913.9431 | 67257.0998 | 439171.043 | 1093344.9119 | 67257.0998 | 1160602.0117
2006 | Warehouse | 1A | 52044.9062 | 0 | 52310.0245 | 128666.1683 | 451284.1452 | 117226.0162 | 132011.9626 | 0 | 0 | 60290.6443 | 0 | 0 | 0 | 0 | 0 | 0 | 21515.4477 | 0 | 0 | 188956.8126 | 52310.0245 | 241266.8371 | 910994.3843 | 52310.0245 | 963304.4088
2006 | Warehouse | 1B | 52044.9062 | 0 | 67949.0063 | 154588.9654 | 451284.1452 | 117083.8436 | 132011.9626 | 0 | 0 | 91274.7846 | 0 | 0 | 0 | 0 | 0 | 0 | 21534.404 | 0 | 0 | 245863.75 | 67949.0063 | 313812.7563 | 967768.6272 | 67949.0063 | 1035717.6335
2006 | Warehouse | 2A | 52044.9062 | 0 | 92582.7722 | 114117.1762 | 451284.1452 | 117036.4528 | 132011.9626 | 0 | 0 | 65987.025 | 0 | 0 | 0 | 0 | 0 | 0 | 22159.9633 | 0 | 0 | 180104.2011 | 92582.7722 | 272686.9733 | 902606.2031 | 92582.7722 | 995188.9753
2006 | Warehouse | 2B | 52044.9062 | 0 | 55286.1701 | 113065.0992 | 451284.1452 | 117121.7563 | 132011.9626 | 0 | 0 | 130912.4948 | 0 | 0 | 0 | 0 | 0 | 0 | 22207.3541 | 0 | 0 | 243977.594 | 55286.1701 | 299263.7641 | 966612.2904 | 55286.1701 | 1021898.4605
2006 | Warehouse | 3A | 52044.9062 | 0 | 305367.7061 | 60764.5529 | 451284.1452 | 117102.8 | 132011.9626 | 0 | 0 | 61646.0227 | 0 | 0 | 0 | 0 | 0 | 0 | 23287.8656 | 0 | 0 | 122410.5756 | 305367.7061 | 427778.2817 | 846097.349 | 305367.7061 | 1151465.0551
2006 | Warehouse | 3B | 52044.9062 | 0 | 102496.9388 | 66868.4948 | 451284.1452 | 117102.8 | 132011.9626 | 0 | 0 | 75389.3704 | 0 | 0 | 0 | 0 | 0 | 0 | 22994.0423 | 0 | 0 | 142257.8652 | 102496.9388 | 244754.804 | 865660.2934 | 102496.9388 | 968157.2322
2006 | Warehouse | 3C | 52044.9062 | 0 | 63134.0955 | 17297.6617 | 451284.1452 | 117083.8436 | 132011.9626 | 0 | 0 | 45021.3112 | 0 | 0 | 0 | 0 | 0 | 0 | 23401.6036 | 0 | 0 | 62318.9729 | 63134.0955 | 125453.0684 | 786100.5279 | 63134.0955 | 849234.6235
2006 | Warehouse | 4A | 52044.9062 | 0 | 812487.7554 | 35590.5313 | 451284.1452 | 116922.7147 | 132011.9626 | 0 | 0 | 57428.2367 | 0 | 0 | 0 | 0 | 0 | 0 | 24169.3355 | 0 | 0 | 93018.768 | 812487.7554 | 905506.5234 | 817406.926 | 812487.7554 | 1629894.6814
2006 | Warehouse | 4B | 52044.9062 | 0 | 317338.6358 | 37580.9471 | 451284.1452 | 117017.4964 | 132011.9626 | 0 | 0 | 69389.6883 | 0 | 0 | 0 | 0 | 0 | 0 | 23913.4249 | 0 | 0 | 106970.6354 | 317338.6358 | 424309.2712 | 831188.1863 | 317338.6358 | 1148526.8221
2006 | Warehouse | 4C | 52044.9062 | 0 | 309253.7561 | 6369.3308 | 451284.1452 | 116790.0203 | 132011.9626 | 0 | 0 | 40689.7871 | 0 | 0 | 0 | 0 | 0 | 0 | 24434.7243 | 0 | 0 | 47059.1179 | 309253.7561 | 356312.874 | 771589.4485 | 309253.7561 | 1080843.2046
2006 | Warehouse | 5A | 52044.9062 | 0 | 1222674.5521 | 14368.9069 | 451284.1452 | 116960.6274 | 132011.9626 | 0 | 0 | 50869.3426 | 0 | 0 | 0 | 0 | 0 | 0 | 24899.1546 | 0 | 0 | 65238.2495 | 1222674.5521 | 1287912.8016 | 790394.1393 | 1222674.5521 | 2013068.6914
2006 | Warehouse | 5B | 52044.9062 | 0 | 634023.2778 | 20984.6701 | 451284.1452 | 116960.6274 | 132011.9626 | 0 | 0 | 61333.2431 | 0 | 0 | 0 | 0 | 0 | 0 | 24690.6349 | 0 | 0 | 82317.9132 | 634023.2778 | 716341.191 | 807265.2833 | 634023.2778 | 1441288.5611
2006 | Warehouse | 5C | 52044.9062 | 0 | 278373.8757 | 2625.4533 | 451284.1452 | 116780.5421 | 132011.9626 | 0 | 0 | 36462.523 | 0 | 0 | 0 | 0 | 0 | 0 | 24861.2419 | 0 | 0 | 39087.9763 | 278373.8757 | 317461.852 | 764025.8682 | 278373.8757 | 1042399.7439
2006 | Warehouse | 6A | 52044.9062 | 0 | 1907121.6985 | 15259.855 | 451284.1452 | 116903.7584 | 132011.9626 | 0 | 0 | 60897.2472 | 0 | 0 | 0 | 0 | 0 | 0 | 25439.4104 | 0 | 0 | 76157.1022 | 1907121.6985 | 1983278.8007 | 801796.3788 | 1907121.6985 | 2708918.0772
2006 | Warehouse | 6B | 52044.9062 | 0 | 1208864.8573 | 10691.3766 | 451284.1452 | 116818.4548 | 132011.9626 | 0 | 0 | 58537.1827 | 0 | 0 | 0 | 0 | 0 | 0 | 25306.716 | 0 | 0 | 69228.5594 | 1208864.8573 | 1278093.4167 | 794649.838 | 1208864.8573 | 2003514.6953
2006 | Warehouse | 7 | 52044.9062 | 0 | 1771887.1578 | 8577.7446 | 451284.1452 | 116752.1076 | 132011.9626 | 0 | 0 | 47409.8102 | 0 | 0 | 0 | 0 | 0 | 0 | 26083.926 | 0 | 0 | 55987.5548 | 1771887.1578 | 1827874.7126 | 782119.6962 | 1771887.1578 | 2554006.854
2006 | Warehouse | 8 | 52044.9062 | 0 | 1786284.4992 | 2492.7589 | 451284.1452 | 116107.592 | 132011.9626 | 0 | 0 | 41817.6895 | 0 | 0 | 0 | 0 | 0 | 0 | 26946.4395 | 0 | 0 | 44310.4484 | 1786284.4992 | 1830594.9476 | 770660.5877 | 1786284.4992 | 2556945.087
2009 | Warehouse | 0A | 52044.9062 | 0 | 0 | 229087.3877 | 451284.1452 | 94127.714 | 132011.9626 | 0 | 0 | 88203.8573 | 0 | 0 | 0 | 0 | 0 | 0 | 20956.2356 | 0 | 0 | 317291.2449 | 0 | 317291.2449 | 1015680.7805 | 0 | 1015680.7805
2009 | Warehouse | 0B | 52044.9062 | 0 | 0 | 236783.6624 | 451284.1452 | 94146.6703 | 132011.9626 | 0 | 0 | 150333.2667 | 0 | 0 | 0 | 0 | 0 | 0 | 20918.3229 | 0 | 0 | 387116.9291 | 0 | 387116.9291 | 1085487.5083 | 0 | 1085487.5083
2009 | Warehouse | 1A | 52044.9062 | 0 | 0 | 137983.2102 | 451284.1452 | 94165.6267 | 132011.9626 | 0 | 0 | 63750.1766 | 0 | 0 | 0 | 0 | 0 | 0 | 21515.4477 | 0 | 0 | 201733.3868 | 0 | 201733.3868 | 900701.0908 | 0 | 900701.0908
2009 | Warehouse | 1B | 52044.9062 | 0 | 805.6445 | 164010.2671 | 451284.1452 | 94042.4105 | 132011.9626 | 0 | 0 | 94023.4541 | 0 | 0 | 0 | 0 | 0 | 0 | 21534.404 | 0 | 0 | 258033.7212 | 805.6445 | 258839.3658 | 956906.6435 | 805.6445 | 957712.288
2009 | Warehouse | 2A | 52044.9062 | 0 | 2227.3701 | 107833.1489 | 451284.1452 | 94013.9759 | 132011.9626 | 0 | 0 | 61683.9354 | 0 | 0 | 0 | 0 | 0 | 0 | 22159.9633 | 0 | 0 | 169517.0844 | 2227.3701 | 171744.4545 | 868987.1314 | 2227.3701 | 871214.5015
2009 | Warehouse | 2B | 52044.9062 | 0 | 2341.1082 | 105425.6936 | 451284.1452 | 94080.3231 | 132011.9626 | 0 | 0 | 122448.4883 | 0 | 0 | 0 | 0 | 0 | 0 | 22207.3541 | 0 | 0 | 227874.1818 | 2341.1082 | 230215.29 | 927448.4887 | 2341.1082 | 929789.5969
2009 | Warehouse | 3A | 52044.9062 | 0 | 159839.872 | 52291.0682 | 451284.1452 | 94061.3668 | 132011.9626 | 0 | 0 | 56328.7689 | 0 | 0 | 0 | 0 | 0 | 0 | 23287.8656 | 0 | 0 | 108619.8371 | 159839.872 | 268459.7091 | 809265.1773 | 159839.872 | 969105.0493
2009 | Warehouse | 3B | 52044.9062 | 0 | 27230.7846 | 60138.9936 | 451284.1452 | 94061.3668 | 132011.9626 | 0 | 0 | 68915.7797 | 0 | 0 | 0 | 0 | 0 | 0 | 22994.0423 | 0 | 0 | 129054.7733 | 27230.7846 | 156285.558 | 829396.8121 | 27230.7846 | 856627.5967
2009 | Warehouse | 3C | 52044.9062 | 0 | 2587.5406 | 14293.0815 | 451284.1452 | 94042.4105 | 132011.9626 | 0 | 0 | 40983.6104 | 0 | 0 | 0 | 0 | 0 | 0 | 23401.6036 | 0 | 0 | 55276.692 | 2587.5406 | 57864.2326 | 756016.8139 | 2587.5406 | 758604.3545
2009 | Warehouse | 4A | 52044.9062 | 0 | 585864.6921 | 29647.7182 | 451284.1452 | 93919.1942 | 132011.9626 | 0 | 0 | 51049.4278 | 0 | 0 | 0 | 0 | 0 | 0 | 24169.3355 | 0 | 0 | 80697.146 | 585864.6921 | 666561.8381 | 782081.7835 | 585864.6921 | 1367946.4756
2009 | Warehouse | 4B | 52044.9062 | 0 | 169678.2133 | 33552.7246 | 451284.1452 | 93985.5414 | 132011.9626 | 0 | 0 | 61977.7587 | 0 | 0 | 0 | 0 | 0 | 0 | 23913.4249 | 0 | 0 | 95530.4833 | 169678.2133 | 265208.6965 | 796735.0356 | 169678.2133 | 966413.2488
2009 | Warehouse | 4C | 52044.9062 | 0 | 204889.6177 | 3469.0105 | 451284.1452 | 93805.4562 | 132011.9626 | 0 | 0 | 38917.3692 | 0 | 0 | 0 | 0 | 0 | 0 | 24444.2024 | 0 | 0 | 42386.3797 | 204889.6177 | 247275.9974 | 743932.1462 | 204889.6177 | 948821.7639
2009 | Warehouse | 5A | 52044.9062 | 0 | 1045679.191 | 11098.938 | 451284.1452 | 93947.6287 | 132011.9626 | 0 | 0 | 48367.1055 | 0 | 0 | 0 | 0 | 0 | 0 | 24899.1546 | 0 | 0 | 59466.0435 | 1045679.191 | 1105145.2345 | 761618.4128 | 1045679.191 | 1807297.6039
2009 | Warehouse | 5B | 52044.9062 | 0 | 471311.5201 | 19790.4206 | 451284.1452 | 93947.6287 | 132011.9626 | 0 | 0 | 58404.4883 | 0 | 0 | 0 | 0 | 0 | 0 | 24690.6349 | 0 | 0 | 78194.9089 | 471311.5201 | 549506.429 | 780119.8022 | 471311.5201 | 1251431.3223
2009 | Warehouse | 5C | 52044.9062 | 0 | 168683.0053 | 2104.1539 | 451284.1452 | 93805.4562 | 132011.9626 | 0 | 0 | 34860.7121 | 0 | 0 | 0 | 0 | 0 | 0 | 24861.2419 | 0 | 0 | 36964.866 | 168683.0053 | 205647.8714 | 738918.1938 | 168683.0053 | 907601.1991
2009 | Warehouse | 6A | 52044.9062 | 0 | 1697587.7771 | 13894.9984 | 451284.1452 | 93900.2379 | 132011.9626 | 0 | 0 | 58878.3969 | 0 | 0 | 0 | 0 | 0 | 0 | 25439.4104 | 0 | 0 | 72773.3952 | 1697587.7771 | 1770361.1723 | 775409.1513 | 1697587.7771 | 2472996.9284
2009 | Warehouse | 6B | 52044.9062 | 0 | 966422.727 | 9591.9088 | 451284.1452 | 93833.8907 | 132011.9626 | 0 | 0 | 56044.4238 | 0 | 0 | 0 | 0 | 0 | 0 | 25306.716 | 0 | 0 | 65636.3326 | 966422.727 | 1032059.0596 | 768073.0471 | 966422.727 | 1734495.7741
2009 | Warehouse | 7 | 52044.9062 | 0 | 1699739.3219 | 9440.2581 | 451284.1452 | 93777.0217 | 132011.9626 | 0 | 0 | 50603.9538 | 0 | 0 | 0 | 0 | 0 | 0 | 26074.4478 | 0 | 0 | 60044.2119 | 1699739.3219 | 1759783.5337 | 763201.2673 | 1699739.3219 | 2462940.5892
2009 | Warehouse | 8 | 52044.9062 | 0 | 1589015.3308 | 2028.3285 | 451284.1452 | 93255.7223 | 132011.9626 | 0 | 0 | 40035.7934 | 0 | 0 | 0 | 0 | 0 | 0 | 26946.4395 | 0 | 0 | 42064.1219 | 1589015.3308 | 1631079.4528 | 745562.3915 | 1589015.3308 | 2334577.7224
2012 | Warehouse | 0A | 52044.9062 | 0 | 0 | 156048.6037 | 157792.5871 | 94127.714 | 132011.9626 | 0 | 0 | 70451.2434 | 0 | 0 | 0 | 0 | 0 | 0 | 20946.7574 | 0 | 0 | 226499.8471 | 0 | 226499.8471 | 631388.3463 | 0 | 631388.3463
2012 | Warehouse | 0B | 52044.9062 | 0 | 0 | 147082.2541 | 163337.317 | 94146.6703 | 132011.9626 | 0 | 0 | 86317.7013 | 0 | 0 | 0 | 0 | 0 | 0 | 20918.3229 | 0 | 0 | 233399.9554 | 0 | 233399.9554 | 643823.7064 | 0 | 643823.7064
2012 | Warehouse | 1A | 52044.9062 | 0 | 0 | 92118.3418 | 172265.7539 | 94165.6267 | 132011.9626 | 0 | 0 | 48926.3176 | 0 | 0 | 0 | 0 | 0 | 0 | 21505.9695 | 0 | 0 | 141044.6593 | 0 | 141044.6593 | 560984.4938 | 0 | 560984.4938
2012 | Warehouse | 1B | 52044.9062 | 0 | 502.3431 | 110581.8185 | 169602.3879 | 94042.4105 | 132011.9626 | 0 | 0 | 74128.7737 | 0 | 0 | 0 | 0 | 0 | 0 | 21534.404 | 0 | 0 | 184710.5921 | 502.3431 | 185212.9352 | 601911.2352 | 502.3431 | 602413.5783
2012 | Warehouse | 2A | 52044.9062 | 0 | 786.6882 | 69503.4263 | 175128.1615 | 94013.9759 | 132011.9626 | 0 | 0 | 47428.7666 | 0 | 0 | 0 | 0 | 0 | 0 | 22159.9633 | 0 | 0 | 116932.1929 | 786.6882 | 117718.8811 | 540246.2561 | 786.6882 | 541032.9443
2012 | Warehouse | 2B | 52044.9062 | 0 | 1307.9876 | 67408.7506 | 185677.3655 | 94080.3231 | 132011.9626 | 0 | 0 | 67494.0541 | 0 | 0 | 0 | 0 | 0 | 0 | 22207.3541 | 0 | 0 | 134902.8047 | 1307.9876 | 136210.7922 | 568889.2882 | 1307.9876 | 570197.2758
2012 | Warehouse | 3A | 52044.9062 | 0 | 125955.4115 | 35173.4918 | 183222.5193 | 94061.3668 | 132011.9626 | 0 | 0 | 42253.6853 | 0 | 0 | 0 | 0 | 0 | 0 | 23287.8656 | 0 | 0 | 77427.1771 | 125955.4115 | 203382.5885 | 510010.8914 | 125955.4115 | 635966.3028
2012 | Warehouse | 3B | 52044.9062 | 0 | 19041.6451 | 42054.6437 | 180881.4111 | 94061.3668 | 132011.9626 | 0 | 0 | 53172.5381 | 0 | 0 | 0 | 0 | 0 | 0 | 22994.0423 | 0 | 0 | 95227.1818 | 19041.6451 | 114268.8269 | 525166.4864 | 19041.6451 | 544208.1315
2012 | Warehouse | 3C | 52044.9062 | 0 | 1383.8129 | 10160.5991 | 177592.4859 | 94042.4105 | 132011.9626 | 0 | 0 | 30273.2775 | 0 | 0 | 0 | 0 | 0 | 0 | 23392.1255 | 0 | 0 | 40433.8765 | 1383.8129 | 41817.6895 | 467482.3391 | 1383.8129 | 468866.152
2012 | Warehouse | 4A | 52044.9062 | 0 | 442895.9641 | 22624.3936 | 188426.0351 | 93919.1942 | 132011.9626 | 0 | 0 | 38670.9368 | 0 | 0 | 0 | 0 | 0 | 0 | 24159.8573 | 0 | 0 | 61295.3304 | 442895.9641 | 504191.2945 | 499812.3796 | 442895.9641 | 942708.3437
2012 | Warehouse | 4B | 52044.9062 | 0 | 104250.4004 | 27344.5227 | 189610.8064 | 93985.5414 | 132011.9626 | 0 | 0 | 48613.5379 | 0 | 0 | 0 | 0 | 0 | 0 | 23903.9467 | 0 | 0 | 75958.0606 | 104250.4004 | 180208.461 | 515479.7959 | 104250.4004 | 619730.1963
2012 | Warehouse | 4C | 52044.9062 | 0 | 156295.0361 | 3421.6197 | 201771.2995 | 93805.4562 | 132011.9626 | 0 | 0 | 31287.4417 | 0 | 0 | 0 | 0 | 0 | 0 | 24434.7243 | 0 | 0 | 34709.0614 | 156295.0361 | 191004.0975 | 486732.5039 | 156295.0361 | 643027.5401
2012 | Warehouse | 5A | 52044.9062 | 0 | 823018.0031 | 9620.3433 | 189345.4176 | 93947.6287 | 132011.9626 | 0 | 0 | 37125.9949 | 0 | 0 | 0 | 0 | 0 | 0 | 24899.1546 | 0 | 0 | 46746.3383 | 823018.0031 | 869764.3414 | 486959.98 | 823018.0031 | 1309977.9832
2012 | Warehouse | 5B | 52044.9062 | 0 | 345441.4122 | 16112.8903 | 193733.8107 | 93947.6287 | 132011.9626 | 0 | 0 | 46101.8227 | 0 | 0 | 0 | 0 | 0 | 0 | 24681.1567 | 0 | 0 | 62214.713 | 345441.4122 | 407656.1251 | 506598.7499 | 345441.4122 | 852040.162
2012 | Warehouse | 5C | 52044.9062 | 0 | 133424.21 | 682.4283 | 199667.1456 | 93805.4562 | 132011.9626 | 0 | 0 | 28955.8117 | 0 | 0 | 0 | 0 | 0 | 0 | 24851.7638 | 0 | 0 | 29638.24 | 133424.21 | 163062.4501 | 479974.5682 | 133424.21 | 613398.7782
2012 | Warehouse | 6A | 52044.9062 | 0 | 1344715.4791 | 10681.8985 | 193790.6797 | 93900.2379 | 132011.9626 | 0 | 0 | 42158.9036 | 0 | 0 | 0 | 0 | 0 | 0 | 25439.4104 | 0 | 0 | 52840.8021 | 1344715.4791 | 1397556.2811 | 497992.5708 | 1344715.4791 | 1842708.0499
2012 | Warehouse | 6B | 52044.9062 | 0 | 758433.7474 | 7942.7071 | 199240.6279 | 93833.8907 | 132011.9626 | 0 | 0 | 42992.9826 | 0 | 0 | 0 | 0 | 0 | 0 | 25306.716 | 0 | 0 | 50935.6898 | 758433.7474 | 809369.4372 | 501338.3651 | 758433.7474 | 1259772.1125
2012 | Warehouse | 7 | 52044.9062 | 0 | 1330033.7925 | 5810.1187 | 220594.9467 | 93777.0217 | 132011.9626 | 0 | 0 | 37950.5958 | 0 | 0 | 0 | 0 | 0 | 0 | 26074.4478 | 0 | 0 | 43760.7145 | 1330033.7925 | 1373794.507 | 516219.0932 | 1330033.7925 | 1846252.8857
2012 | Warehouse | 8 | 52044.9062 | 0 | 1393471.1895 | 871.9917 | 252536.3822 | 93255.7223 | 132011.9626 | 0 | 0 | 33334.7266 | 0 | 0 | 0 | 0 | 0 | 0 | 26946.4395 | 0 | 0 | 34206.7183 | 1393471.1895 | 1427677.9079 | 538957.2249 | 1393471.1895 | 1932428.4145
2015 | Warehouse | 0A | 52044.9062 | 0 | 0 | 154171.9259 | 227504.5332 | 79209.0732 | 132011.9626 | 0 | 0 | 72223.6613 | 0 | 0 | 0 | 0 | 0 | 0 | 20946.7574 | 0 | 0 | 226395.5872 | 0 | 226395.5872 | 686077.3917 | 0 | 686077.3917
2015 | Warehouse | 0B | 52044.9062 | 0 | 0 | 145224.5327 | 231570.6684 | 79199.595 | 132011.9626 | 0 | 0 | 87388.7346 | 0 | 0 | 0 | 0 | 0 | 0 | 20918.3229 | 0 | 0 | 232613.2672 | 0 | 232613.2672 | 696313.8162 | 0 | 696313.8162
2015 | Warehouse | 1A | 52044.9062 | 0 | 0 | 90090.0132 | 241058.3174 | 79209.0732 | 132011.9626 | 0 | 0 | 53077.7564 | 0 | 0 | 0 | 0 | 0 | 0 | 21505.9695 | 0 | 0 | 143167.7696 | 0 | 143167.7696 | 616962.5704 | 0 | 616962.5704
2015 | Warehouse | 1B | 52044.9062 | 0 | 521.2994 | 109359.1344 | 237342.8744 | 79095.3351 | 132011.9626 | 0 | 0 | 74195.1208 | 0 | 0 | 0 | 0 | 0 | 0 | 21524.9258 | 0 | 0 | 183554.2553 | 521.2994 | 184075.5547 | 653519.8751 | 521.2994 | 654041.1745
2015 | Warehouse | 2A | 52044.9062 | 0 | 871.9917 | 69057.9523 | 242688.5628 | 79057.4225 | 132011.9626 | 0 | 0 | 45343.569 | 0 | 0 | 0 | 0 | 0 | 0 | 22159.9633 | 0 | 0 | 114401.5213 | 871.9917 | 115273.513 | 590328.9105 | 871.9917 | 591200.9022
2015 | Warehouse | 2B | 52044.9062 | 0 | 1345.9003 | 65314.0748 | 253768.5444 | 79123.7697 | 132011.9626 | 0 | 0 | 64252.5197 | 0 | 0 | 0 | 0 | 0 | 0 | 22197.876 | 0 | 0 | 129566.5945 | 1345.9003 | 130912.4948 | 616668.7471 | 1345.9003 | 618014.6474
2015 | Warehouse | 3A | 52044.9062 | 0 | 115311.4257 | 34310.9782 | 249124.2407 | 79114.2915 | 132011.9626 | 0 | 0 | 45438.3507 | 0 | 0 | 0 | 0 | 0 | 0 | 23278.3874 | 0 | 0 | 79749.3289 | 115311.4257 | 195060.7546 | 563278.2111 | 115311.4257 | 678589.6368
2015 | Warehouse | 3B | 52044.9062 | 0 | 12880.8341 | 40528.6582 | 249304.326 | 79104.8133 | 132011.9626 | 0 | 0 | 57011.1972 | 0 | 0 | 0 | 0 | 0 | 0 | 22994.0423 | 0 | 0 | 97539.8555 | 12880.8341 | 110420.6896 | 580954.9996 | 12880.8341 | 593835.8337
2015 | Warehouse | 3C | 52044.9062 | 0 | 1478.5946 | 12615.4453 | 245911.1408 | 79228.0295 | 132011.9626 | 0 | 0 | 33230.4667 | 0 | 0 | 0 | 0 | 0 | 0 | 23392.1255 | 0 | 0 | 45845.9121 | 1478.5946 | 47324.5067 | 526379.6923 | 1478.5946 | 527858.2869
2015 | Warehouse | 4A | 52044.9062 | 0 | 419352.1879 | 22235.7886 | 252706.9893 | 79237.5077 | 132011.9626 | 0 | 0 | 41059.4358 | 0 | 0 | 0 | 0 | 0 | 0 | 24159.8573 | 0 | 0 | 63295.2245 | 419352.1879 | 482647.4123 | 551411.5413 | 419352.1879 | 970763.7292
2015 | Warehouse | 4B | 52044.9062 | 0 | 92203.6453 | 26491.4873 | 256469.8231 | 79076.3788 | 132011.9626 | 0 | 0 | 51817.1596 | 0 | 0 | 0 | 0 | 0 | 0 | 23894.4685 | 0 | 0 | 78308.647 | 92203.6453 | 170512.2923 | 569761.2799 | 92203.6453 | 661964.9253
2015 | Warehouse | 4C | 52044.9062 | 0 | 136106.5324 | 5108.734 | 262839.1538 | 79218.5514 | 132011.9626 | 0 | 0 | 34149.8493 | 0 | 0 | 0 | 0 | 0 | 0 | 24425.2461 | 0 | 0 | 39258.5834 | 136106.5324 | 175365.1157 | 537753.4972 | 136106.5324 | 673860.0296
2015 | Warehouse | 5A | 52044.9062 | 0 | 791313.5219 | 9771.9941 | 253503.1556 | 79123.7697 | 132011.9626 | 0 | 0 | 39400.7559 | 0 | 0 | 0 | 0 | 0 | 0 | 24899.1546 | 0 | 0 | 49172.75 | 791313.5219 | 840486.2719 | 538701.3143 | 791313.5219 | 1330014.8362
2015 | Warehouse | 5B | 52044.9062 | 0 | 322693.8023 | 16188.7157 | 258479.1953 | 79199.595 | 132011.9626 | 0 | 0 | 49229.619 | 0 | 0 | 0 | 0 | 0 | 0 | 24681.1567 | 0 | 0 | 65418.3347 | 322693.8023 | 388112.137 | 559799.7225 | 322693.8023 | 882493.5248
2015 | Warehouse | 5C | 52044.9062 | 0 | 111321.1158 | 2227.3701 | 260706.5654 | 79180.6387 | 132011.9626 | 0 | 0 | 31221.0945 | 0 | 0 | 0 | 0 | 0 | 0 | 24842.2856 | 0 | 0 | 33448.4647 | 111321.1158 | 144769.5805 | 530208.8733 | 111321.1158 | 641529.9891
2015 | Warehouse | 6A | 52044.9062 | 0 | 1260805.2332 | 9771.9941 | 337621.9213 | 79161.6823 | 132011.9626 | 0 | 0 | 42064.1219 | 0 | 0 | 0 | 0 | 0 | 0 | 25439.4104 | 0 | 0 | 51836.116 | 1260805.2332 | 1312641.3491 | 626071.0925 | 1260805.2332 | 1886876.3257
2015 | Warehouse | 6B | 52044.9062 | 0 | 686683.9947 | 6795.8484 | 338759.3018 | 79066.9006 | 132011.9626 | 0 | 0 | 42860.2883 | 0 | 0 | 0 | 0 | 0 | 0 | 25297.2378 | 0 | 0 | 49656.1367 | 686683.9947 | 736340.1314 | 624810.4958 | 686683.9947 | 1311494.4905
2015 | Warehouse | 7 | 52044.9062 | 0 | 1214627.5851 | 7137.0626 | 338380.1749 | 79190.1168 | 132011.9626 | 0 | 0 | 38907.891 | 0 | 0 | 0 | 0 | 0 | 0 | 26074.4478 | 0 | 0 | 46044.9536 | 1214627.5851 | 1260672.5388 | 621692.1776 | 1214627.5851 | 1836319.7628
2015 | Warehouse | 8 | 52044.9062 | 0 | 1242654.5361 | 1961.9814 | 342133.5306 | 79626.1127 | 132011.9626 | 0 | 0 | 34377.3254 | 0 | 0 | 0 | 0 | 0 | 0 | 26936.9613 | 0 | 0 | 36339.3068 | 1242654.5361 | 1278993.8429 | 617047.874 | 1242654.5361 | 1859702.4101
2018 | Warehouse | 0A | 52044.9062 | 0 | 0 | 146200.7842 | 154835.3978 | 63522.7006 | 132011.9626 | 0 | 0 | 68271.2641 | 0 | 0 | 0 | 0 | 0 | 0 | 20804.5849 | 0 | 0 | 214472.0484 | 0 | 214472.0484 | 585646.6942 | 0 | 585646.6942
2018 | Warehouse | 0B | 52044.9062 | 0 | 0 | 138561.3786 | 157546.1547 | 63513.2224 | 132011.9626 | 0 | 0 | 84355.7199 | 0 | 0 | 0 | 0 | 0 | 0 | 20766.6722 | 0 | 0 | 222917.0985 | 0 | 222917.0985 | 596755.1103 | 0 | 596755.1103
2018 | Warehouse | 1A | 52044.9062 | 0 | 0 | 82374.7822 | 164038.7016 | 63522.7006 | 132011.9626 | 0 | 0 | 49220.1408 | 0 | 0 | 0 | 0 | 0 | 0 | 21354.3188 | 0 | 0 | 131594.9231 | 0 | 131594.9231 | 512522.6066 | 0 | 512522.6066
2018 | Warehouse | 1B | 52044.9062 | 0 | 691.9065 | 103672.232 | 161498.5519 | 63427.9188 | 132011.9626 | 0 | 0 | 71152.628 | 0 | 0 | 0 | 0 | 0 | 0 | 21373.2751 | 0 | 0 | 174824.86 | 691.9065 | 175516.7665 | 553136.5684 | 691.9065 | 553828.4749
2018 | Warehouse | 2A | 52044.9062 | 0 | 1108.946 | 63807.0457 | 165128.6913 | 63399.4843 | 132011.9626 | 0 | 0 | 42149.4254 | 0 | 0 | 0 | 0 | 0 | 0 | 21998.8344 | 0 | 0 | 105956.4711 | 1108.946 | 107065.4171 | 488504.9219 | 1108.946 | 489613.8679
2018 | Warehouse | 2B | 52044.9062 | 0 | 1791.3743 | 61276.3741 | 172597.4899 | 63456.3534 | 132011.9626 | 0 | 0 | 61162.636 | 0 | 0 | 0 | 0 | 0 | 0 | 22046.2252 | 0 | 0 | 122439.0101 | 1791.3743 | 124230.3844 | 512551.0411 | 1791.3743 | 514342.4154
2018 | Warehouse | 3A | 52044.9062 | 0 | 132542.7402 | 31439.0925 | 169374.9118 | 63437.397 | 132011.9626 | 0 | 0 | 42860.2883 | 0 | 0 | 0 | 0 | 0 | 0 | 23117.2585 | 0 | 0 | 74299.3807 | 132542.7402 | 206842.1209 | 462250.3888 | 132542.7402 | 594793.129
2018 | Warehouse | 3B | 52044.9062 | 0 | 18747.8218 | 37495.6436 | 169678.2133 | 63437.397 | 132011.9626 | 0 | 0 | 53902.3572 | 0 | 0 | 0 | 0 | 0 | 0 | 22832.9134 | 0 | 0 | 91398.0008 | 18747.8218 | 110145.8226 | 479358.4871 | 18747.8218 | 498106.3089
2018 | Warehouse | 3C | 52044.9062 | 0 | 1961.9814 | 10710.333 | 167337.1051 | 63532.1787 | 132011.9626 | 0 | 0 | 30699.7951 | 0 | 0 | 0 | 0 | 0 | 0 | 23230.9966 | 0 | 0 | 41410.1281 | 1961.9814 | 43372.1095 | 427531.8493 | 1961.9814 | 429493.8306
2018 | Warehouse | 4A | 52044.9062 | 0 | 459511.1975 | 20122.1566 | 171829.758 | 63551.1351 | 132011.9626 | 0 | 0 | 38945.8037 | 0 | 0 | 0 | 0 | 0 | 0 | 23989.2502 | 0 | 0 | 59067.9603 | 459511.1975 | 518579.1577 | 450450.0662 | 459511.1975 | 909961.2637
2018 | Warehouse | 4B | 52044.9062 | 0 | 117377.6669 | 24102.9883 | 174379.386 | 63408.9625 | 132011.9626 | 0 | 0 | 48717.7978 | 0 | 0 | 0 | 0 | 0 | 0 | 23733.3396 | 0 | 0 | 72820.7861 | 117377.6669 | 190198.453 | 466354.4368 | 117377.6669 | 583732.1037
2018 | Warehouse | 4C | 52044.9062 | 0 | 170180.5563 | 4170.3951 | 178540.3029 | 63532.1787 | 132011.9626 | 0 | 0 | 31514.9178 | 0 | 0 | 0 | 0 | 0 | 0 | 24264.1172 | 0 | 0 | 35685.313 | 170180.5563 | 205865.8693 | 434024.3962 | 170180.5563 | 604204.9526
2018 | Warehouse | 5A | 52044.9062 | 0 | 842287.1243 | 9260.1728 | 172341.5792 | 63456.3534 | 132011.9626 | 0 | 0 | 37334.5147 | 0 | 0 | 0 | 0 | 0 | 0 | 24719.0694 | 0 | 0 | 46594.6875 | 842287.1243 | 888881.8119 | 439133.1303 | 842287.1243 | 1281420.2546
2018 | Warehouse | 5B | 52044.9062 | 0 | 367449.7247 | 14454.2104 | 175639.9827 | 63513.2224 | 132011.9626 | 0 | 0 | 46556.7749 | 0 | 0 | 0 | 0 | 0 | 0 | 24510.5496 | 0 | 0 | 61010.9853 | 367449.7247 | 428460.71 | 456696.1807 | 367449.7247 | 824145.9054
2018 | Warehouse | 5C | 52044.9062 | 0 | 147243.383 | 1791.3743 | 177042.752 | 63503.7442 | 132011.9626 | 0 | 0 | 29278.0695 | 0 | 0 | 0 | 0 | 0 | 0 | 24681.1567 | 0 | 0 | 31069.4438 | 147243.383 | 178312.8268 | 428309.0593 | 147243.383 | 575552.4423
2018 | Warehouse | 6A | 52044.9062 | 0 | 1328668.9359 | 7620.4493 | 227087.4937 | 63484.7879 | 132011.9626 | 0 | 0 | 38670.9368 | 0 | 0 | 0 | 0 | 0 | 0 | 25259.3251 | 0 | 0 | 46291.3861 | 1328668.9359 | 1374960.322 | 494144.4335 | 1328668.9359 | 1822813.3694
2018 | Warehouse | 6B | 52044.9062 | 0 | 755694.5561 | 6056.5511 | 227798.3565 | 63408.9625 | 132011.9626 | 0 | 0 | 39002.6727 | 0 | 0 | 0 | 0 | 0 | 0 | 25126.6307 | 0 | 0 | 45059.2239 | 755694.5561 | 800753.78 | 493405.1362 | 755694.5561 | 1249099.6923
2018 | Warehouse | 7 | 52044.9062 | 0 | 1289580.9596 | 5573.1644 | 227542.4459 | 63503.7442 | 132011.9626 | 0 | 0 | 36073.918 | 0 | 0 | 0 | 0 | 0 | 0 | 25894.3626 | 0 | 0 | 41647.0824 | 1289580.9596 | 1331228.042 | 490609.0758 | 1289580.9596 | 1780190.0354
2018 | Warehouse | 8 | 52044.9062 | 0 | 1330185.4433 | 1421.7256 | 229893.0322 | 63863.9147 | 132011.9626 | 0 | 0 | 31524.396 | 0 | 0 | 0 | 0 | 0 | 0 | 26766.3543 | 0 | 0 | 32946.1216 | 1330185.4433 | 1363131.5649 | 485481.3854 | 1330185.4433 | 1815666.8286

## IECC Data-IP-Site EUI
Year | Building Type | CZ | Floor Area (ft2) | Heating- Elec (kBtu/sf/yr) | Heating- Gas (kBtu/sf/yr) | Cooling (kBtu/sf/yr) | Interior Lighting (kBtu/sf/yr) | Exterior Lighting (kBtu/sf/yr) | Interior Equipment- Elec (kBtu/sf/yr) | Interior Equipment- Gas (kBtu/sf/yr) | Exterior Equipment (kBtu/sf/yr) | Fan (kBtu/sf/yr) | All Pumps (kBtu/sf/yr) | SWH Pumps (kBtu/sf/yr) | HVAC Pumps (kBtu/sf/yr) | Heat Rejection (kBtu/sf/yr) | Humidification (kBtu/sf/yr) | Heat Recovery (kBtu/sf/yr) | SWH- Elec (kBtu/sf/yr) | SWH- Gas (kBtu/sf/yr) | Refrigeration (kBtu/sf/yr) | HVAC Total Electric (kBtu/sf/yr) | HVAC Total Gas (kBtu/sf/yr) | HVAC Total Site EUI (kBtu/sf/yr) | Total Electric (kBtu/sf/yr) | Total Gas (kBtu/sf/yr) | Grand Total (kBtu/sf/yr)
2006 | Full Service Restaurant | 0A | 5501.9728 | 0 | 0 | 157.2261 | 27.5923 | 10.0174 | 79.3676 | 80.9301 | 0 | 57.3861 | 0.077521 | 0.077521 | 0 | 0 | 0 | 0 | 12.9856 | 37.1463 | 11.5713 | 214.6122 | 0 | 214.6122 | 356.2239 | 118.0746 | 474.2985
2006 | Full Service Restaurant | 0B | 5501.9728 | 0 | 0.1137 | 140.914 | 27.5923 | 10.0191 | 79.3676 | 80.9301 | 0 | 63.8927 | 0.077521 | 0.077521 | 0 | 0 | 0 | 0 | 12.9856 | 36.9499 | 11.5385 | 204.8067 | 0.1137 | 204.9204 | 346.3856 | 117.9919 | 464.3775
2006 | Full Service Restaurant | 1A | 5501.9728 | 0 | 0.0034454 | 108.8307 | 27.5923 | 10.0209 | 79.3676 | 80.9301 | 0 | 54.0872 | 0.077521 | 0.077521 | 0 | 0 | 0 | 0 | 12.9856 | 40.4986 | 11.5334 | 162.9178 | 0.0034454 | 162.9213 | 304.4951 | 121.4304 | 425.9255
2006 | Full Service Restaurant | 1B | 5501.9728 | 0 | 5.1508 | 119.3649 | 27.5923 | 10.0071 | 79.3676 | 80.9301 | 0 | 63.0296 | 0.077521 | 0.077521 | 0 | 0 | 0 | 0 | 12.9856 | 40.583 | 11.523 | 182.3945 | 5.1508 | 187.5454 | 323.9476 | 126.6622 | 450.6098
2006 | Full Service Restaurant | 2A | 5501.9728 | 0 | 11.4903 | 96.3412 | 27.5923 | 10.0036 | 79.3676 | 80.9301 | 0 | 55.6186 | 0.077521 | 0.077521 | 0 | 0 | 0 | 0 | 12.9856 | 44.3247 | 11.5299 | 151.9598 | 11.4903 | 163.4502 | 293.5164 | 136.7451 | 430.2615
2006 | Full Service Restaurant | 2B | 5501.9728 | 0 | 10.1931 | 65.4845 | 27.5923 | 10.0123 | 79.3676 | 80.9301 | 0 | 63.7773 | 0.077521 | 0.077521 | 0 | 0 | 0 | 0 | 12.9873 | 44.5642 | 11.4128 | 129.2617 | 10.1931 | 139.4549 | 270.7097 | 135.6856 | 406.3954
2006 | Full Service Restaurant | 3A | 5501.9728 | 0 | 49.4721 | 62.1597 | 27.5923 | 10.0088 | 79.3676 | 80.9301 | 0 | 55.6359 | 0.077521 | 0.077521 | 0 | 0 | 0 | 0 | 12.9873 | 50.8812 | 11.4869 | 117.7955 | 49.4721 | 167.2676 | 259.3159 | 181.2834 | 440.5993
2006 | Full Service Restaurant | 3B | 5501.9728 | 0 | 26.24 | 47.305 | 27.5923 | 10.0088 | 79.3676 | 80.9301 | 0 | 63.257 | 0.077521 | 0.077521 | 0 | 0 | 0 | 0 | 12.9873 | 49.2068 | 11.4059 | 110.562 | 26.24 | 136.8019 | 251.9979 | 156.3768 | 408.3747
2006 | Full Service Restaurant | 3C | 5501.9728 | 0 | 14.8082 | 18.0003 | 27.5923 | 10.0071 | 79.3676 | 80.9301 | 0 | 53.4739 | 0.077521 | 0.077521 | 0 | 0 | 0 | 0 | 12.9873 | 51.6358 | 11.4955 | 71.4742 | 14.8082 | 86.2824 | 212.9998 | 147.3741 | 360.3738
2006 | Full Service Restaurant | 4A | 5501.9728 | 0 | 103.3267 | 43.6511 | 27.5923 | 9.995 | 79.3676 | 80.9301 | 0 | 53.3068 | 0.077521 | 0.077521 | 0 | 0 | 0 | 0 | 12.9873 | 56.0476 | 11.4714 | 96.9579 | 103.3267 | 200.2846 | 238.4473 | 240.3043 | 478.7516
2006 | Full Service Restaurant | 4B | 5501.9728 | 0 | 52.6728 | 28.2383 | 27.5923 | 10.0019 | 79.3676 | 80.9301 | 0 | 63.2036 | 0.077521 | 0.077521 | 0 | 0 | 0 | 0 | 12.9873 | 54.5902 | 11.3801 | 91.4419 | 52.6728 | 144.1147 | 232.8468 | 188.1931 | 421.0399
2006 | Full Service Restaurant | 4C | 5501.9728 | 0 | 82.7475 | 7.8038 | 27.5923 | 9.983 | 79.3676 | 80.9301 | 0 | 52.0699 | 0.077521 | 0.077521 | 0 | 0 | 0 | 0 | 12.9873 | 57.6083 | 11.4507 | 59.8737 | 82.7475 | 142.6212 | 201.3303 | 221.2842 | 422.6145
2006 | Full Service Restaurant | 5A | 5501.9728 | 0 | 147.4309 | 31.6027 | 27.5923 | 9.9967 | 79.3676 | 80.9301 | 0 | 52.1078 | 0.077521 | 0.077521 | 0 | 0 | 0 | 0 | 12.9873 | 60.4215 | 11.4559 | 83.7105 | 147.4309 | 231.1414 | 225.1861 | 288.7824 | 513.9685
2006 | Full Service Restaurant | 5B | 5501.9728 | 0 | 94.0828 | 19.5266 | 27.5923 | 9.9985 | 79.3676 | 80.9301 | 0 | 61.8289 | 0.077521 | 0.077521 | 0 | 0 | 0 | 0 | 12.9873 | 59.1932 | 11.3801 | 81.3556 | 94.0828 | 175.4383 | 222.7571 | 234.206 | 456.9631
2006 | Full Service Restaurant | 5C | 5501.9728 | 0 | 105.859 | 2.7787 | 27.5923 | 9.983 | 79.3676 | 80.9301 | 0 | 49.7271 | 0.077521 | 0.077521 | 0 | 0 | 0 | 0 | 12.9873 | 60.089 | 11.4593 | 52.5057 | 105.859 | 158.3648 | 193.971 | 246.8764 | 440.8474
2006 | Full Service Restaurant | 6A | 5501.9728 | 0 | 196.6015 | 31.8835 | 27.5923 | 9.9933 | 79.3676 | 80.9301 | 0 | 53.386 | 0.077521 | 0.077521 | 0 | 0 | 0 | 0 | 12.9873 | 63.6687 | 11.43 | 85.2695 | 196.6015 | 281.871 | 226.7158 | 341.2003 | 567.9161
2006 | Full Service Restaurant | 6B | 5501.9728 | 0 | 147.853 | 12.2052 | 27.5923 | 9.9864 | 79.3676 | 80.9301 | 0 | 57.8547 | 0.077521 | 0.077521 | 0 | 0 | 0 | 0 | 12.9873 | 62.8401 | 11.3646 | 70.0599 | 147.853 | 217.9129 | 211.4321 | 291.6232 | 503.0553
2006 | Full Service Restaurant | 7 | 5501.9728 | 0 | 243.3707 | 26.5828 | 27.5923 | 9.9795 | 79.3676 | 80.9301 | 0 | 52.5884 | 0.077521 | 0.077521 | 0 | 0 | 0 | 0 | 12.9873 | 67.5189 | 11.4335 | 79.1712 | 243.3707 | 322.5419 | 220.6072 | 391.8197 | 612.4269
2006 | Full Service Restaurant | 8 | 5501.9728 | 0 | 337.8153 | 17.3388 | 27.5923 | 9.9244 | 79.3676 | 80.9301 | 0 | 51.2637 | 0.077521 | 0.077521 | 0 | 0 | 0 | 0 | 12.9873 | 72.706 | 11.4214 | 68.6025 | 337.8153 | 406.4178 | 209.973 | 491.4495 | 701.4226
2009 | Full Service Restaurant | 0A | 5501.9728 | 0 | 0 | 150.1958 | 27.5923 | 6.6444 | 79.3676 | 80.9301 | 0 | 57.3499 | 0.077521 | 0.077521 | 0 | 0 | 0 | 0 | 12.977 | 37.0464 | 11.8934 | 207.5457 | 0 | 207.5457 | 346.0979 | 117.9764 | 464.0743
2009 | Full Service Restaurant | 0B | 5501.9728 | 0 | 0 | 132.0508 | 27.5923 | 6.6461 | 79.3676 | 80.9301 | 0 | 63.8617 | 0.077521 | 0.077521 | 0 | 0 | 0 | 0 | 12.9804 | 36.8913 | 11.7522 | 195.9124 | 0 | 195.9124 | 334.3268 | 117.8197 | 452.1465
2009 | Full Service Restaurant | 1A | 5501.9728 | 0 | 0 | 104.5395 | 27.5923 | 6.6461 | 79.3676 | 80.9301 | 0 | 54.0906 | 0.077521 | 0.077521 | 0 | 0 | 0 | 0 | 12.9856 | 40.4952 | 11.5937 | 158.6301 | 0 | 158.6301 | 296.8946 | 121.4235 | 418.3181
2009 | Full Service Restaurant | 1B | 5501.9728 | 0 | 0.70802 | 108.829 | 27.5923 | 6.6375 | 79.3676 | 80.9301 | 0 | 62.8143 | 0.077521 | 0.077521 | 0 | 0 | 0 | 0 | 12.9856 | 40.5727 | 11.5816 | 171.6433 | 0.70802 | 172.3513 | 309.8853 | 122.2091 | 432.0944
2009 | Full Service Restaurant | 2A | 5501.9728 | 0 | 3.2008 | 88.1343 | 27.5923 | 6.6358 | 79.3676 | 80.9301 | 0 | 55.188 | 0.077521 | 0.077521 | 0 | 0 | 0 | 0 | 12.9891 | 44.3574 | 11.4748 | 143.3223 | 3.2008 | 146.523 | 281.4593 | 128.4865 | 409.9458
2009 | Full Service Restaurant | 2B | 5501.9728 | 0 | 1.9518 | 59.8599 | 27.5923 | 6.641 | 79.3676 | 80.9301 | 0 | 63.2019 | 0.077521 | 0.077521 | 0 | 0 | 0 | 0 | 12.9925 | 44.6279 | 11.1854 | 123.0618 | 1.9518 | 125.0136 | 260.9163 | 127.508 | 388.4243
2009 | Full Service Restaurant | 3A | 5501.9728 | 0 | 25.2425 | 46.8777 | 27.5923 | 6.6392 | 79.3676 | 80.9301 | 0 | 54.902 | 0.077521 | 0.077521 | 0 | 0 | 0 | 0 | 12.9977 | 51.0139 | 11.0872 | 101.7797 | 25.2425 | 127.0222 | 239.5429 | 157.1865 | 396.7294
2009 | Full Service Restaurant | 3B | 5501.9728 | 0 | 8.4325 | 44.2317 | 27.5923 | 6.6392 | 79.3676 | 80.9301 | 0 | 62.232 | 0.077521 | 0.077521 | 0 | 0 | 0 | 0 | 12.9959 | 49.3171 | 11.0545 | 106.4637 | 8.4325 | 114.8963 | 244.1907 | 138.6779 | 382.8687
2009 | Full Service Restaurant | 3C | 5501.9728 | 0 | 1.8192 | 18.0899 | 27.5923 | 6.6375 | 79.3676 | 80.9301 | 0 | 52.5902 | 0.077521 | 0.077521 | 0 | 0 | 0 | 0 | 12.9959 | 51.7426 | 11.182 | 70.6801 | 1.8192 | 72.4992 | 208.5328 | 134.4918 | 343.0247
2009 | Full Service Restaurant | 4A | 5501.9728 | 0 | 62.4301 | 29.8025 | 27.5923 | 6.6289 | 79.3676 | 80.9301 | 0 | 52.5488 | 0.077521 | 0.077521 | 0 | 0 | 0 | 0 | 13.0046 | 56.2595 | 10.803 | 82.3513 | 62.4301 | 144.7814 | 219.8268 | 199.6197 | 419.4464
2009 | Full Service Restaurant | 4B | 5501.9728 | 0 | 22.9445 | 27.3873 | 27.5923 | 6.6341 | 79.3676 | 80.9301 | 0 | 62.1614 | 0.077521 | 0.077521 | 0 | 0 | 0 | 0 | 13.0011 | 54.7573 | 10.8443 | 89.5487 | 22.9445 | 112.4931 | 227.0638 | 158.6318 | 385.6956
2009 | Full Service Restaurant | 4C | 5501.9728 | 0 | 35.8112 | 7.7349 | 27.5923 | 6.622 | 79.3676 | 80.9301 | 0 | 51.2861 | 0.077521 | 0.077521 | 0 | 0 | 0 | 0 | 13.008 | 57.865 | 10.6858 | 59.0209 | 35.8112 | 94.8321 | 196.3724 | 174.6063 | 370.9787
2009 | Full Service Restaurant | 5A | 5501.9728 | 0 | 103.7005 | 16.8668 | 27.5923 | 6.6306 | 79.3676 | 80.9301 | 0 | 51.56 | 0.077521 | 0.077521 | 0 | 0 | 0 | 0 | 13.0097 | 60.673 | 10.6445 | 68.4268 | 103.7005 | 172.1273 | 205.7473 | 245.3019 | 451.0491
2009 | Full Service Restaurant | 5B | 5501.9728 | 0 | 56.1992 | 18.7687 | 27.5923 | 6.6323 | 79.3676 | 80.9301 | 0 | 61.0468 | 0.077521 | 0.077521 | 0 | 0 | 0 | 0 | 13.0063 | 59.4085 | 10.691 | 79.8155 | 56.1992 | 136.0147 | 217.179 | 196.5361 | 413.7151
2009 | Full Service Restaurant | 5C | 5501.9728 | 0 | 50.4799 | 2.8597 | 27.5923 | 6.622 | 79.3676 | 80.9301 | 0 | 48.802 | 0.077521 | 0.077521 | 0 | 0 | 0 | 0 | 13.0132 | 60.3905 | 10.5446 | 51.6616 | 50.4799 | 102.1415 | 188.877 | 191.8004 | 380.6774
2009 | Full Service Restaurant | 6A | 5501.9728 | 0 | 152.1252 | 18.7618 | 27.5923 | 6.6289 | 79.3676 | 80.9301 | 0 | 53.4102 | 0.077521 | 0.077521 | 0 | 0 | 0 | 0 | 13.0097 | 63.922 | 10.6031 | 72.1719 | 152.1252 | 224.2971 | 209.4493 | 296.9755 | 506.4249
2009 | Full Service Restaurant | 6B | 5501.9728 | 0 | 100.4481 | 12.1105 | 27.5923 | 6.6237 | 79.3676 | 80.9301 | 0 | 57.7014 | 0.077521 | 0.077521 | 0 | 0 | 0 | 0 | 13.0097 | 63.1003 | 10.5325 | 69.8118 | 100.4481 | 170.2599 | 207.0152 | 244.4767 | 451.4918
2009 | Full Service Restaurant | 7 | 5501.9728 | 0 | 199.4043 | 16.8255 | 27.5923 | 6.6203 | 79.3676 | 80.9301 | 0 | 52.8882 | 0.077521 | 0.077521 | 0 | 0 | 0 | 0 | 13.0114 | 67.798 | 10.5032 | 69.7137 | 199.4043 | 269.118 | 206.886 | 348.1324 | 555.0184
2009 | Full Service Restaurant | 8 | 5501.9728 | 0 | 297.0634 | 6.5893 | 27.5923 | 6.5824 | 79.3676 | 80.9301 | 0 | 51.057 | 0.077521 | 0.077521 | 0 | 0 | 0 | 0 | 13.0149 | 73.0229 | 10.3309 | 57.6462 | 297.0634 | 354.7096 | 194.6118 | 451.0164 | 645.6282
2012 | Full Service Restaurant | 0A | 5501.9728 | 0 | 0 | 127.353 | 14.5601 | 6.6444 | 79.3676 | 80.9301 | 0 | 52.0113 | 0.077521 | 0.077521 | 0 | 0 | 0 | 0 | 12.977 | 37.0309 | 11.9244 | 179.3643 | 0 | 179.3643 | 304.912 | 117.9609 | 422.8729
2012 | Full Service Restaurant | 0B | 5501.9728 | 0 | 0 | 111.394 | 14.5601 | 6.6461 | 79.3676 | 80.9301 | 0 | 57.4171 | 0.077521 | 0.077521 | 0 | 0 | 0 | 0 | 12.9804 | 36.8775 | 11.778 | 168.8112 | 0 | 168.8112 | 294.2192 | 117.8059 | 412.0251
2012 | Full Service Restaurant | 1A | 5501.9728 | 0 | 0 | 87.6244 | 14.5601 | 6.6461 | 79.3676 | 80.9301 | 0 | 49.5065 | 0.077521 | 0.077521 | 0 | 0 | 0 | 0 | 12.9856 | 40.4831 | 11.6316 | 137.131 | 0 | 137.131 | 262.3978 | 121.4132 | 383.811
2012 | Full Service Restaurant | 1B | 5501.9728 | 0 | 0.6684 | 91.2834 | 14.5601 | 6.6375 | 79.3676 | 80.9301 | 0 | 56.6264 | 0.077521 | 0.077521 | 0 | 0 | 0 | 0 | 12.9839 | 40.5606 | 11.623 | 147.9098 | 0.6684 | 148.5782 | 273.1594 | 122.1591 | 395.3185
2012 | Full Service Restaurant | 2A | 5501.9728 | 0 | 3.4936 | 70.6611 | 14.5601 | 6.6358 | 79.3676 | 80.9301 | 0 | 50.9605 | 0.077521 | 0.077521 | 0 | 0 | 0 | 0 | 12.9891 | 44.3471 | 11.5127 | 121.6216 | 3.4936 | 125.1152 | 246.7627 | 128.7708 | 375.5335
2012 | Full Service Restaurant | 2B | 5501.9728 | 0 | 1.9914 | 51.181 | 14.5601 | 6.641 | 79.3676 | 80.9301 | 0 | 58.0907 | 0.077521 | 0.077521 | 0 | 0 | 0 | 0 | 12.9908 | 44.6193 | 11.2112 | 109.2717 | 1.9914 | 111.2631 | 234.1199 | 127.5408 | 361.6607
2012 | Full Service Restaurant | 3A | 5501.9728 | 0 | 27.0651 | 39.5804 | 14.5601 | 6.6392 | 79.3676 | 80.9301 | 0 | 51.0897 | 0.077521 | 0.077521 | 0 | 0 | 0 | 0 | 12.9977 | 51.0105 | 11.1027 | 90.6701 | 27.0651 | 117.7352 | 215.415 | 159.0039 | 374.4189
2012 | Full Service Restaurant | 3B | 5501.9728 | 0 | 9.4438 | 37.8526 | 14.5601 | 6.6392 | 79.3676 | 80.9301 | 0 | 57.5773 | 0.077521 | 0.077521 | 0 | 0 | 0 | 0 | 12.9959 | 49.3119 | 11.0683 | 95.4299 | 9.4438 | 104.8737 | 220.1369 | 139.684 | 359.8208
2012 | Full Service Restaurant | 3C | 5501.9728 | 0 | 2.2102 | 15.0976 | 14.5601 | 6.6375 | 79.3676 | 80.9301 | 0 | 48.4712 | 0.077521 | 0.077521 | 0 | 0 | 0 | 0 | 12.9959 | 51.7443 | 11.1888 | 63.5688 | 2.2102 | 65.779 | 188.3946 | 134.8829 | 323.2775
2012 | Full Service Restaurant | 4A | 5501.9728 | 0 | 65.7032 | 25.2649 | 14.5601 | 6.6289 | 79.3676 | 80.9301 | 0 | 48.8657 | 0.077521 | 0.077521 | 0 | 0 | 0 | 0 | 13.0046 | 56.256 | 10.8185 | 74.1306 | 65.7032 | 139.8339 | 198.5878 | 202.8876 | 401.4754
2012 | Full Service Restaurant | 4B | 5501.9728 | 0 | 25.1977 | 23.8127 | 14.5601 | 6.6341 | 79.3676 | 80.9301 | 0 | 57.9735 | 0.077521 | 0.077521 | 0 | 0 | 0 | 0 | 13.0011 | 54.7556 | 10.8564 | 81.7862 | 25.1977 | 106.984 | 206.283 | 160.8834 | 367.1664
2012 | Full Service Restaurant | 4C | 5501.9728 | 0 | 39.8113 | 6.5996 | 14.5601 | 6.622 | 79.3676 | 80.9301 | 0 | 47.6409 | 0.077521 | 0.077521 | 0 | 0 | 0 | 0 | 13.008 | 57.8633 | 10.6927 | 54.2405 | 39.8113 | 94.0518 | 178.5684 | 178.6046 | 357.1731
2012 | Full Service Restaurant | 5A | 5501.9728 | 0 | 106.1071 | 14.3052 | 14.5601 | 6.6306 | 79.3676 | 80.9301 | 0 | 47.9544 | 0.077521 | 0.077521 | 0 | 0 | 0 | 0 | 13.008 | 60.6696 | 10.6583 | 62.2596 | 106.1071 | 168.3667 | 186.5617 | 247.705 | 434.2667
2012 | Full Service Restaurant | 5B | 5501.9728 | 0 | 58.6695 | 16.3052 | 14.5601 | 6.6323 | 79.3676 | 80.9301 | 0 | 57.0778 | 0.077521 | 0.077521 | 0 | 0 | 0 | 0 | 13.0046 | 59.4068 | 10.703 | 73.383 | 58.6695 | 132.0525 | 197.7247 | 199.0064 | 396.7311
2012 | Full Service Restaurant | 5C | 5501.9728 | 0 | 65.0176 | 1.7141 | 14.5601 | 6.622 | 79.3676 | 80.9301 | 0 | 33.5372 | 0.077521 | 0.077521 | 0 | 0 | 0 | 0 | 13.0132 | 60.3922 | 10.5463 | 35.2513 | 65.0176 | 100.2689 | 159.4346 | 206.3399 | 365.7744
2012 | Full Service Restaurant | 6A | 5501.9728 | 0 | 153.0761 | 15.8918 | 14.5601 | 6.6289 | 79.3676 | 80.9301 | 0 | 49.0621 | 0.077521 | 0.077521 | 0 | 0 | 0 | 0 | 13.0097 | 63.9203 | 10.6135 | 64.9539 | 153.0761 | 218.03 | 189.2095 | 297.9265 | 487.1359
2012 | Full Service Restaurant | 6B | 5501.9728 | 0 | 103.2854 | 10.2948 | 14.5601 | 6.6237 | 79.3676 | 80.9301 | 0 | 53.2913 | 0.077521 | 0.077521 | 0 | 0 | 0 | 0 | 13.0097 | 63.0985 | 10.5377 | 63.5861 | 103.2854 | 166.8714 | 187.7607 | 247.314 | 435.0747
2012 | Full Service Restaurant | 7 | 5501.9728 | 0 | 197.6437 | 11.337 | 14.5601 | 6.6203 | 79.3676 | 80.9301 | 0 | 48.802 | 0.077521 | 0.077521 | 0 | 0 | 0 | 0 | 13.0114 | 67.7946 | 10.517 | 60.139 | 197.6437 | 257.7827 | 184.2912 | 346.3684 | 530.6596
2012 | Full Service Restaurant | 8 | 5501.9728 | 0 | 300.0712 | 2.8045 | 14.5601 | 6.5824 | 79.3676 | 80.9301 | 0 | 34.6691 | 0.077521 | 0.077521 | 0 | 0 | 0 | 0 | 13.0149 | 73.0195 | 10.3447 | 37.4736 | 300.0712 | 337.5448 | 161.4208 | 454.0207 | 615.4416
2015 | Full Service Restaurant | 0A | 5501.9728 | 0 | 0 | 114.0711 | 12.4946 | 5.6332 | 77.5191 | 80.9301 | 0 | 28.9911 | 0.077521 | 0.077521 | 0 | 0 | 0 | 0 | 12.9787 | 37.0377 | 9.8107 | 143.0622 | 0 | 143.0622 | 261.5743 | 117.9678 | 379.5421
2015 | Full Service Restaurant | 0B | 5501.9728 | 0 | 0 | 95.5694 | 12.4826 | 5.6315 | 77.5191 | 80.9301 | 0 | 27.01 | 0.077521 | 0.077521 | 0 | 0 | 0 | 0 | 12.9804 | 36.8706 | 9.6936 | 122.5794 | 0 | 122.5794 | 240.9641 | 117.799 | 358.7631
2015 | Full Service Restaurant | 1A | 5501.9728 | 0 | 0 | 70.9161 | 12.4809 | 5.6315 | 77.5191 | 80.9301 | 0 | 16.6394 | 0.077521 | 0.077521 | 0 | 0 | 0 | 0 | 12.9856 | 40.4607 | 9.5385 | 87.5555 | 0 | 87.5555 | 205.7886 | 121.3908 | 327.1794
2015 | Full Service Restaurant | 1B | 5501.9728 | 0 | 1.3437 | 77.3262 | 12.5136 | 5.6246 | 77.5191 | 80.9301 | 0 | 25.5078 | 0.077521 | 0.077521 | 0 | 0 | 0 | 0 | 12.9839 | 40.5382 | 9.5454 | 102.834 | 1.3437 | 104.1777 | 221.0981 | 122.8103 | 343.9084
2015 | Full Service Restaurant | 2A | 5501.9728 | 0 | 4.2309 | 62.2475 | 12.4757 | 5.6211 | 77.5191 | 80.9301 | 0 | 22.5706 | 0.077521 | 0.077521 | 0 | 0 | 0 | 0 | 12.9873 | 44.3092 | 9.4575 | 84.8182 | 4.2309 | 89.0491 | 202.9548 | 129.4702 | 332.425
2015 | Full Service Restaurant | 2B | 5501.9728 | 0 | 3.4626 | 41.9508 | 12.4671 | 5.6263 | 77.5191 | 80.9301 | 0 | 22.4535 | 0.077521 | 0.077521 | 0 | 0 | 0 | 0 | 12.9908 | 44.5797 | 9.1802 | 64.4043 | 3.4626 | 67.8669 | 182.2636 | 128.9706 | 311.2342
2015 | Full Service Restaurant | 3A | 5501.9728 | 0 | 27.5268 | 34.0937 | 12.4929 | 5.6246 | 77.5191 | 80.9301 | 0 | 20.6774 | 0.077521 | 0.077521 | 0 | 0 | 0 | 0 | 12.9959 | 50.9536 | 9.0872 | 54.7711 | 27.5268 | 82.2979 | 172.5683 | 159.4105 | 331.9788
2015 | Full Service Restaurant | 3B | 5501.9728 | 0 | 12.7462 | 30.6552 | 12.4895 | 5.6246 | 77.5191 | 80.9301 | 0 | 21.8299 | 0.077521 | 0.077521 | 0 | 0 | 0 | 0 | 12.9942 | 49.2688 | 9.032 | 52.4851 | 12.7462 | 65.2312 | 170.2238 | 142.945 | 313.1688
2015 | Full Service Restaurant | 3C | 5501.9728 | 0 | 4.6082 | 14.2122 | 12.5291 | 5.6349 | 77.5191 | 80.9301 | 0 | 14.064 | 0.077521 | 0.077521 | 0 | 0 | 0 | 0 | 12.9908 | 51.6582 | 9.2594 | 28.2762 | 4.6082 | 32.8844 | 146.287 | 137.1964 | 283.4835
2015 | Full Service Restaurant | 4A | 5501.9728 | 0 | 65.3294 | 21.3734 | 12.5188 | 5.6366 | 77.5191 | 80.9301 | 0 | 15.3009 | 0.077521 | 0.077521 | 0 | 0 | 0 | 0 | 13.0028 | 56.1957 | 8.8046 | 36.6743 | 65.3294 | 102.0037 | 154.2321 | 202.4535 | 356.6856
2015 | Full Service Restaurant | 4B | 5501.9728 | 0 | 30.259 | 19.2992 | 12.4671 | 5.6228 | 77.5191 | 80.9301 | 0 | 22.2278 | 0.077521 | 0.077521 | 0 | 0 | 0 | 0 | 12.9994 | 54.7125 | 8.8012 | 41.5271 | 30.259 | 71.786 | 159.0142 | 165.8998 | 324.9141
2015 | Full Service Restaurant | 4C | 5501.9728 | 0 | 43.9526 | 5.8123 | 12.5343 | 5.6349 | 77.5191 | 80.9301 | 0 | 14.2087 | 0.077521 | 0.077521 | 0 | 0 | 0 | 0 | 13.0028 | 57.7703 | 8.7702 | 20.0211 | 43.9526 | 63.9737 | 137.5599 | 182.6529 | 320.2128
2015 | Full Service Restaurant | 5A | 5501.9728 | 0 | 103.12 | 12.2225 | 12.4964 | 5.6263 | 77.5191 | 80.9301 | 0 | 15.0029 | 0.077521 | 0.077521 | 0 | 0 | 0 | 0 | 13.0063 | 60.6075 | 8.6427 | 27.2253 | 103.12 | 130.3453 | 144.5936 | 244.6558 | 389.2495
2015 | Full Service Restaurant | 5B | 5501.9728 | 0 | 63.2105 | 13.2854 | 12.4895 | 5.6332 | 77.5191 | 80.9301 | 0 | 22.4914 | 0.077521 | 0.077521 | 0 | 0 | 0 | 0 | 13.0046 | 59.3638 | 8.6341 | 35.7767 | 63.2105 | 98.9873 | 153.133 | 203.5043 | 356.6373
2015 | Full Service Restaurant | 5C | 5501.9728 | 0 | 58.9675 | 2.5737 | 12.5377 | 5.6315 | 77.5191 | 80.9301 | 0 | 13.7677 | 0.077521 | 0.077521 | 0 | 0 | 0 | 0 | 13.008 | 60.2923 | 8.6341 | 16.3414 | 58.9675 | 75.3089 | 133.7476 | 200.1899 | 333.9375
2015 | Full Service Restaurant | 6A | 5501.9728 | 0 | 144.9554 | 13.921 | 12.4998 | 5.6297 | 77.5191 | 80.9301 | 0 | 20.5448 | 0.077521 | 0.077521 | 0 | 0 | 0 | 0 | 13.008 | 63.86 | 8.5755 | 34.4658 | 144.9554 | 179.4212 | 151.7755 | 289.7454 | 441.5209
2015 | Full Service Restaurant | 6B | 5501.9728 | 0 | 104.064 | 8.61 | 12.4757 | 5.6228 | 77.5191 | 80.9301 | 0 | 21.5008 | 0.077521 | 0.077521 | 0 | 0 | 0 | 0 | 13.008 | 63.0451 | 8.4946 | 30.1108 | 104.064 | 134.1748 | 147.3086 | 248.0392 | 395.3478
2015 | Full Service Restaurant | 7 | 5501.9728 | 0 | 189.6005 | 9.809 | 12.4843 | 5.6332 | 77.5191 | 80.9301 | 0 | 15.8453 | 0.077521 | 0.077521 | 0 | 0 | 0 | 0 | 13.0097 | 67.7343 | 8.4739 | 25.6542 | 189.6005 | 215.2548 | 142.8503 | 338.2649 | 481.1152
2015 | Full Service Restaurant | 8 | 5501.9728 | 0 | 272.8493 | 3.1577 | 12.6273 | 5.6659 | 77.5191 | 80.9301 | 0 | 15.7178 | 0.077521 | 0.077521 | 0 | 0 | 0 | 0 | 13.0132 | 72.9506 | 8.3085 | 18.8755 | 272.8493 | 291.7248 | 136.087 | 426.7282 | 562.8153
2018 | Full Service Restaurant | 0A | 5501.9728 | 0 | 0 | 112.2864 | 10.2982 | 3.6452 | 77.5191 | 80.9301 | 0 | 28.7844 | 0.077521 | 0.077521 | 0 | 0 | 0 | 0 | 12.9787 | 37.0377 | 9.8124 | 141.0707 | 0 | 141.0707 | 255.402 | 117.9661 | 373.368
2018 | Full Service Restaurant | 0B | 5501.9728 | 0 | 0 | 94.6788 | 10.2896 | 3.6452 | 77.5191 | 80.9301 | 0 | 26.9652 | 0.077521 | 0.077521 | 0 | 0 | 0 | 0 | 12.9804 | 36.8689 | 9.6953 | 121.644 | 0 | 121.644 | 235.8512 | 117.799 | 353.6502
2018 | Full Service Restaurant | 1A | 5501.9728 | 0 | 0 | 70.0547 | 10.2879 | 3.6452 | 77.5191 | 80.9301 | 0 | 16.5119 | 0.077521 | 0.077521 | 0 | 0 | 0 | 0 | 12.9856 | 40.4607 | 9.5402 | 86.5667 | 0 | 86.5667 | 200.6223 | 121.3908 | 322.0131
2018 | Full Service Restaurant | 1B | 5501.9728 | 0 | 1.4384 | 76.52 | 10.3137 | 3.64 | 77.5191 | 80.9301 | 0 | 25.3218 | 0.077521 | 0.077521 | 0 | 0 | 0 | 0 | 12.9839 | 40.5382 | 9.5488 | 101.8417 | 1.4384 | 103.2802 | 215.9249 | 122.9085 | 338.8334
2018 | Full Service Restaurant | 2A | 5501.9728 | 0 | 4.4066 | 61.1106 | 10.2844 | 3.6383 | 77.5191 | 80.9301 | 0 | 22.3863 | 0.077521 | 0.077521 | 0 | 0 | 0 | 0 | 12.9873 | 44.3092 | 9.4593 | 83.4969 | 4.4066 | 87.9035 | 197.4629 | 129.6459 | 327.1088
2018 | Full Service Restaurant | 2B | 5501.9728 | 0 | 3.6521 | 41.5012 | 10.2775 | 3.6418 | 77.5191 | 80.9301 | 0 | 22.2605 | 0.077521 | 0.077521 | 0 | 0 | 0 | 0 | 12.9908 | 44.5797 | 9.1802 | 63.7618 | 3.6521 | 67.4139 | 177.4487 | 129.1618 | 306.6105
2018 | Full Service Restaurant | 3A | 5501.9728 | 0 | 28.0298 | 33.6406 | 10.2982 | 3.6418 | 77.5191 | 80.9301 | 0 | 20.5017 | 0.077521 | 0.077521 | 0 | 0 | 0 | 0 | 12.9959 | 50.9536 | 9.0889 | 54.1423 | 28.0298 | 82.1721 | 167.7603 | 159.9135 | 327.6738
2018 | Full Service Restaurant | 3B | 5501.9728 | 0 | 13.1803 | 30.29 | 10.2965 | 3.64 | 77.5191 | 80.9301 | 0 | 21.7403 | 0.077521 | 0.077521 | 0 | 0 | 0 | 0 | 12.9942 | 49.2705 | 9.032 | 52.0303 | 13.1803 | 65.2106 | 165.5897 | 143.3809 | 308.9706
2018 | Full Service Restaurant | 3C | 5501.9728 | 0 | 4.9527 | 13.3095 | 10.3275 | 3.6469 | 77.5191 | 80.9301 | 0 | 13.9417 | 0.077521 | 0.077521 | 0 | 0 | 0 | 0 | 12.9908 | 51.6582 | 9.2594 | 27.2512 | 4.9527 | 32.2039 | 141.0725 | 137.541 | 278.6134
2018 | Full Service Restaurant | 4A | 5501.9728 | 0 | 66.5646 | 20.9117 | 10.3275 | 3.6486 | 77.5191 | 80.9301 | 0 | 15.1252 | 0.077521 | 0.077521 | 0 | 0 | 0 | 0 | 13.0028 | 56.1957 | 8.8046 | 36.0369 | 66.5646 | 102.6014 | 149.4154 | 203.6904 | 353.1058
2018 | Full Service Restaurant | 4B | 5501.9728 | 0 | 31.6733 | 18.8703 | 10.2827 | 3.64 | 77.5191 | 80.9301 | 0 | 22.0263 | 0.077521 | 0.077521 | 0 | 0 | 0 | 0 | 13.0011 | 54.7142 | 8.796 | 40.8966 | 31.6733 | 72.5699 | 154.2114 | 167.3176 | 321.529
2018 | Full Service Restaurant | 4C | 5501.9728 | 0 | 45.4186 | 5.6263 | 10.3413 | 3.6486 | 77.5191 | 80.9301 | 0 | 14.0123 | 0.077521 | 0.077521 | 0 | 0 | 0 | 0 | 13.0028 | 57.772 | 8.7702 | 19.6386 | 45.4186 | 65.0572 | 133 | 184.1189 | 317.1189
2018 | Full Service Restaurant | 5A | 5501.9728 | 0 | 104.1605 | 11.9589 | 10.3051 | 3.6418 | 77.5191 | 80.9301 | 0 | 14.8496 | 0.077521 | 0.077521 | 0 | 0 | 0 | 0 | 13.0063 | 60.6075 | 8.6427 | 26.8084 | 104.1605 | 130.9689 | 140.001 | 245.6963 | 385.6973
2018 | Full Service Restaurant | 5B | 5501.9728 | 0 | 64.7868 | 13.0166 | 10.2982 | 3.6469 | 77.5191 | 80.9301 | 0 | 22.2382 | 0.077521 | 0.077521 | 0 | 0 | 0 | 0 | 13.0046 | 59.3655 | 8.6289 | 35.2548 | 64.7868 | 100.0415 | 148.4283 | 205.0806 | 353.5089
2018 | Full Service Restaurant | 5C | 5501.9728 | 0 | 60.4697 | 2.4893 | 10.3396 | 3.6469 | 77.5191 | 80.9301 | 0 | 13.6127 | 0.077521 | 0.077521 | 0 | 0 | 0 | 0 | 13.008 | 60.2923 | 8.6341 | 16.1019 | 60.4697 | 76.5717 | 129.3255 | 201.6921 | 331.0175
2018 | Full Service Restaurant | 6A | 5501.9728 | 0 | 149.7169 | 13.1923 | 10.3034 | 3.6452 | 77.5191 | 80.9301 | 0 | 15.6317 | 0.077521 | 0.077521 | 0 | 0 | 0 | 0 | 13.008 | 63.86 | 8.5738 | 28.824 | 149.7169 | 178.5409 | 141.951 | 294.5069 | 436.458
2018 | Full Service Restaurant | 6B | 5501.9728 | 0 | 105.2906 | 8.4722 | 10.2844 | 3.64 | 77.5191 | 80.9301 | 0 | 21.3165 | 0.077521 | 0.077521 | 0 | 0 | 0 | 0 | 13.008 | 63.0451 | 8.4928 | 29.7887 | 105.2906 | 135.0792 | 142.8107 | 249.2658 | 392.0764
2018 | Full Service Restaurant | 7 | 5501.9728 | 0 | 190.5928 | 9.5644 | 10.2896 | 3.6469 | 77.5191 | 80.9301 | 0 | 15.7143 | 0.077521 | 0.077521 | 0 | 0 | 0 | 0 | 13.0097 | 67.7343 | 8.4722 | 25.2787 | 190.5928 | 215.8715 | 138.2955 | 339.2554 | 477.5509
2018 | Full Service Restaurant | 8 | 5501.9728 | 0 | 273.783 | 3.0939 | 10.405 | 3.671 | 77.5191 | 80.9301 | 0 | 15.5851 | 0.077521 | 0.077521 | 0 | 0 | 0 | 0 | 13.0132 | 72.9506 | 8.3085 | 18.6791 | 273.783 | 292.4621 | 131.6718 | 427.6619 | 559.3337
2006 | High-Rise Apartment | 0A | 84351.1687 | 0 | 0 | 21.8304 | 4.1573 | 2.4014 | 12.7796 | 0 | 0.40654 | 5.4622 | 0.92657 | 0.0012826 | 0.92528 | 1.1619 | 0 | 0 | 0 | 8.3682 | 0 | 29.3797 | 0 | 29.3797 | 49.1257 | 8.3682 | 57.4939
2006 | High-Rise Apartment | 0B | 84351.1687 | 0.0076409 | 0.0019102 | 17.5616 | 4.1573 | 2.4018 | 12.7796 | 0 | 0.40654 | 5.4001 | 1.1084 | 0.0012826 | 1.1071 | 0.9369 | 0 | 0 | 0 | 8.3253 | 0 | 25.0133 | 0.0019102 | 25.0152 | 44.7597 | 8.3272 | 53.0869
2006 | High-Rise Apartment | 1A | 84351.1687 | 0.00022473 | 0 | 15.257 | 4.1573 | 2.402 | 12.7796 | 0 | 0.40654 | 4.2566 | 0.82465 | 0.0012826 | 0.82337 | 0.72869 | 0 | 0 | 0 | 9.1493 | 0 | 21.0659 | 0 | 21.0659 | 40.8127 | 9.1493 | 49.9619
2006 | High-Rise Apartment | 1B | 84351.1687 | 0.17653 | 0.45429 | 13.5574 | 4.1573 | 2.399 | 12.7796 | 0 | 0.40654 | 4.6637 | 0.93488 | 0.0012826 | 0.9336 | 0.70386 | 0 | 0 | 0 | 9.1721 | 0 | 20.0351 | 0.45429 | 20.4894 | 39.7789 | 9.6264 | 49.4052
2006 | High-Rise Apartment | 2A | 84351.1687 | 0.48272 | 1.571 | 11.3638 | 4.1573 | 2.3982 | 12.7796 | 0 | 0.40654 | 3.5465 | 0.80218 | 0.0012826 | 0.8009 | 0.58149 | 0 | 0 | 0 | 10.0432 | 0 | 16.7754 | 1.571 | 18.3463 | 36.5183 | 11.6142 | 48.1325
2006 | High-Rise Apartment | 2B | 84351.1687 | 0.46508 | 1.35 | 8.9021 | 4.1573 | 2.3999 | 12.7796 | 0 | 0.40654 | 3.7349 | 0.83106 | 0.0012826 | 0.82977 | 0.3471 | 0 | 0 | 0 | 10.0995 | 0 | 14.2789 | 1.35 | 15.6289 | 34.0234 | 11.4495 | 45.4729
2006 | High-Rise Apartment | 3A | 84351.1687 | 2.4888 | 8.8939 | 5.7442 | 4.1573 | 2.3995 | 12.7796 | 0 | 0.40654 | 2.9338 | 0.74498 | 0.0012826 | 0.7437 | 0.27428 | 0 | 0 | 0 | 11.5738 | 0 | 12.1848 | 8.8939 | 21.0786 | 31.929 | 20.4677 | 52.3968
2006 | High-Rise Apartment | 3B | 84351.1687 | 1.2126 | 4.1035 | 6.1574 | 4.1573 | 2.3993 | 12.7796 | 0 | 0.40654 | 3.2552 | 0.70678 | 0.0012826 | 0.7055 | 0.24417 | 0 | 0 | 0 | 11.1829 | 0 | 11.575 | 4.1035 | 15.6784 | 31.319 | 15.2863 | 46.6053
2006 | High-Rise Apartment | 3C | 84351.1687 | 0.56497 | 1.8109 | 1.1561 | 4.1573 | 2.399 | 12.7796 | 0 | 0.40654 | 1.6381 | 0.44036 | 0.0012826 | 0.43908 | 0.053823 | 0 | 0 | 0 | 11.7486 | 0 | 3.8521 | 1.8109 | 5.663 | 23.5959 | 13.5594 | 37.1553
2006 | High-Rise Apartment | 4A | 84351.1687 | 4.5637 | 16.5224 | 4.1018 | 4.1573 | 2.3959 | 12.7796 | 0 | 0.40654 | 2.9972 | 0.79532 | 0.0012826 | 0.79404 | 0.19788 | 0 | 0 | 0 | 12.779 | 0 | 12.6547 | 16.5224 | 29.177 | 32.3952 | 29.3014 | 61.6966
2006 | High-Rise Apartment | 4B | 84351.1687 | 1.9176 | 6.5643 | 4.4112 | 4.1573 | 2.3977 | 12.7796 | 0 | 0.40654 | 3.0668 | 0.68453 | 0.0012826 | 0.68325 | 0.1645 | 0 | 0 | 0 | 12.4392 | 0 | 10.2434 | 6.5643 | 16.8077 | 29.9858 | 19.0035 | 48.9893
2006 | High-Rise Apartment | 4C | 84351.1687 | 2.6673 | 9.5405 | 0.73341 | 4.1573 | 2.3931 | 12.7796 | 0 | 0.40654 | 2.1034 | 0.54554 | 0.0012826 | 0.54425 | 0.031575 | 0 | 0 | 0 | 13.1434 | 0 | 6.0799 | 9.5405 | 15.6205 | 25.8177 | 22.6839 | 48.5016
2006 | High-Rise Apartment | 5A | 84351.1687 | 6.1065 | 22.0798 | 1.9792 | 4.1573 | 2.3965 | 12.7796 | 0 | 0.40654 | 2.9184 | 0.68532 | 0.0012826 | 0.68404 | 0.09023 | 0 | 0 | 0 | 13.8002 | 0 | 11.7783 | 22.0798 | 33.8582 | 31.5196 | 35.88 | 67.3996
2006 | High-Rise Apartment | 5B | 84351.1687 | 3.1453 | 11.0422 | 2.8755 | 4.1573 | 2.3966 | 12.7796 | 0 | 0.40654 | 2.9976 | 0.60486 | 0.0012826 | 0.60358 | 0.10349 | 0 | 0 | 0 | 13.5135 | 0 | 9.7255 | 11.0422 | 20.7677 | 29.4668 | 24.5556 | 54.0224
2006 | High-Rise Apartment | 5C | 84351.1687 | 2.1825 | 7.8297 | 0.24597 | 4.1573 | 2.3929 | 12.7796 | 0 | 0.40654 | 1.877 | 0.48564 | 0.0012826 | 0.48436 | 0.011124 | 0 | 0 | 0 | 13.7222 | 0 | 4.8009 | 7.8297 | 12.6306 | 24.5385 | 21.5519 | 46.0905
2006 | High-Rise Apartment | 6A | 84351.1687 | 8.5209 | 30.2889 | 2.2524 | 4.1573 | 2.3954 | 12.7796 | 0 | 0.40654 | 3.3279 | 0.92432 | 0.0012826 | 0.92304 | 0.11349 | 0 | 0 | 0 | 14.5565 | 0 | 15.1377 | 30.2889 | 45.4267 | 34.8778 | 44.8453 | 79.7232
2006 | High-Rise Apartment | 6B | 84351.1687 | 5.9258 | 20.6084 | 1.62 | 4.1573 | 2.3937 | 12.7796 | 0 | 0.40654 | 3.3141 | 0.63543 | 0.0012826 | 0.63414 | 0.06034 | 0 | 0 | 0 | 14.364 | 0 | 11.5544 | 20.6084 | 32.1628 | 31.2928 | 34.9724 | 66.2653
2006 | High-Rise Apartment | 7 | 84351.1687 | 7.9502 | 27.5846 | 1.6573 | 4.1573 | 2.3923 | 12.7796 | 0 | 0.40654 | 3.3237 | 0.71521 | 0.0012826 | 0.71392 | 0.074835 | 0 | 0 | 0 | 15.456 | 0 | 13.7199 | 27.5846 | 41.3045 | 33.4569 | 43.0406 | 76.4975
2006 | High-Rise Apartment | 8 | 84351.1687 | 9.4113 | 30.655 | 0.81847 | 4.1573 | 2.3791 | 12.7796 | 0 | 0.40654 | 3.852 | 0.6606 | 0.0012826 | 0.65931 | 0.03326 | 0 | 0 | 0 | 16.6689 | 0 | 14.7743 | 30.655 | 45.4294 | 34.4982 | 47.3239 | 81.8221
2009 | High-Rise Apartment | 0A | 84351.1687 | 0 | 0 | 21.6605 | 3.7576 | 1.8956 | 12.7796 | 0 | 0.40654 | 5.4068 | 0.91567 | 0.0012826 | 0.91438 | 1.1491 | 0 | 0 | 0 | 8.3682 | 0 | 29.1307 | 0 | 29.1307 | 47.9712 | 8.3682 | 56.3394
2009 | High-Rise Apartment | 0B | 84351.1687 | 0.0068543 | 0.0021349 | 17.3899 | 3.7576 | 1.8959 | 12.7796 | 0 | 0.40654 | 5.3544 | 1.0946 | 0.0012826 | 1.0933 | 0.92713 | 0 | 0 | 0 | 8.3253 | 0 | 24.7716 | 0.0021349 | 24.7738 | 43.6126 | 8.3274 | 51.94
2009 | High-Rise Apartment | 1A | 84351.1687 | 0.00022473 | 0 | 15.0916 | 3.7576 | 1.8962 | 12.7796 | 0 | 0.40654 | 4.2114 | 0.81465 | 0.0012826 | 0.81337 | 0.7197 | 0 | 0 | 0 | 9.1493 | 0 | 20.8362 | 0 | 20.8362 | 39.6774 | 9.1493 | 48.8267
2009 | High-Rise Apartment | 1B | 84351.1687 | 0.17653 | 0.46216 | 13.4761 | 3.7576 | 1.8938 | 12.7796 | 0 | 0.40654 | 4.6211 | 0.91859 | 0.0012826 | 0.91731 | 0.69554 | 0 | 0 | 0 | 9.1721 | 0 | 19.8866 | 0.46216 | 20.3488 | 38.7253 | 9.6342 | 48.3596
2009 | High-Rise Apartment | 2A | 84351.1687 | 0.39654 | 1.2894 | 10.9434 | 3.7576 | 1.8931 | 12.7796 | 0 | 0.40654 | 3.3794 | 0.73892 | 0.0012826 | 0.73763 | 0.54846 | 0 | 0 | 0 | 10.0432 | 0 | 16.0054 | 1.2894 | 17.2948 | 34.8437 | 11.3326 | 46.1763
2009 | High-Rise Apartment | 2B | 84351.1687 | 0.35249 | 0.99017 | 8.4514 | 3.7576 | 1.8945 | 12.7796 | 0 | 0.40654 | 3.5392 | 0.75611 | 0.0012826 | 0.75483 | 0.32507 | 0 | 0 | 0 | 10.0995 | 0 | 13.4229 | 0.99017 | 14.4131 | 32.2624 | 11.0897 | 43.3521
2009 | High-Rise Apartment | 3A | 84351.1687 | 2.1902 | 7.8278 | 5.4907 | 3.7576 | 1.8941 | 12.7796 | 0 | 0.40654 | 2.7753 | 0.68285 | 0.0012826 | 0.68156 | 0.25878 | 0 | 0 | 0 | 11.5739 | 0 | 11.3966 | 7.8278 | 19.2245 | 30.2358 | 19.4018 | 49.6376
2009 | High-Rise Apartment | 3B | 84351.1687 | 0.98601 | 3.3413 | 5.8131 | 3.7576 | 1.894 | 12.7796 | 0 | 0.40654 | 3.0751 | 0.63824 | 0.0012826 | 0.63695 | 0.22821 | 0 | 0 | 0 | 11.1829 | 0 | 10.7394 | 3.3413 | 14.0807 | 29.5784 | 14.5242 | 44.1026
2009 | High-Rise Apartment | 3C | 84351.1687 | 0.4362 | 1.3885 | 1.0696 | 3.7576 | 1.8938 | 12.7796 | 0 | 0.40654 | 1.5751 | 0.38272 | 0.0012826 | 0.38143 | 0.049666 | 0 | 0 | 0 | 11.7485 | 0 | 3.5121 | 1.3885 | 4.9006 | 22.3509 | 13.137 | 35.4879
2009 | High-Rise Apartment | 4A | 84351.1687 | 3.9976 | 14.4691 | 4.0144 | 3.7576 | 1.8912 | 12.7796 | 0 | 0.40654 | 2.8252 | 0.73622 | 0.0012826 | 0.73494 | 0.18979 | 0 | 0 | 0 | 12.779 | 0 | 11.7619 | 14.4691 | 26.231 | 30.5983 | 27.2481 | 57.8464
2009 | High-Rise Apartment | 4B | 84351.1687 | 1.5111 | 5.1681 | 4.2615 | 3.7576 | 1.8927 | 12.7796 | 0 | 0.40654 | 2.8897 | 0.62992 | 0.0012826 | 0.62864 | 0.1581 | 0 | 0 | 0 | 12.4392 | 0 | 9.449 | 5.1681 | 14.6171 | 28.2867 | 17.6074 | 45.894
2009 | High-Rise Apartment | 4C | 84351.1687 | 2.5255 | 9.0264 | 0.7224 | 3.7576 | 1.8891 | 12.7796 | 0 | 0.40654 | 2.0626 | 0.53475 | 0.0012826 | 0.53347 | 0.031125 | 0 | 0 | 0 | 13.1434 | 0 | 5.8751 | 9.0264 | 14.9015 | 24.7092 | 22.17 | 46.8792
2009 | High-Rise Apartment | 5A | 84351.1687 | 5.8883 | 21.2565 | 1.9574 | 3.7576 | 1.8919 | 12.7796 | 0 | 0.40654 | 2.8604 | 0.66442 | 0.0012826 | 0.66314 | 0.088769 | 0 | 0 | 0 | 13.8002 | 0 | 11.458 | 21.2565 | 32.7145 | 30.2948 | 35.0568 | 65.3516
2009 | High-Rise Apartment | 5B | 84351.1687 | 2.9627 | 10.4134 | 2.8376 | 3.7576 | 1.8919 | 12.7796 | 0 | 0.40654 | 2.9322 | 0.58835 | 0.0012826 | 0.58706 | 0.10203 | 0 | 0 | 0 | 13.5135 | 0 | 9.4216 | 10.4134 | 19.835 | 28.2587 | 23.9268 | 52.1855
2009 | High-Rise Apartment | 5C | 84351.1687 | 2.0169 | 7.242 | 0.24484 | 3.7576 | 1.889 | 12.7796 | 0 | 0.40654 | 1.8329 | 0.47104 | 0.0012826 | 0.46975 | 0.011124 | 0 | 0 | 0 | 13.7222 | 0 | 4.5755 | 7.242 | 11.8174 | 23.4094 | 20.9642 | 44.3735
2009 | High-Rise Apartment | 6A | 84351.1687 | 8.1228 | 28.7671 | 2.2375 | 3.7576 | 1.891 | 12.7796 | 0 | 0.40654 | 3.2238 | 0.87533 | 0.0012826 | 0.87405 | 0.11102 | 0 | 0 | 0 | 14.5565 | 0 | 14.5692 | 28.7671 | 43.3362 | 33.4053 | 43.3236 | 76.7289
2009 | High-Rise Apartment | 6B | 84351.1687 | 5.5503 | 19.3097 | 1.5976 | 3.7576 | 1.8897 | 12.7796 | 0 | 0.40654 | 3.2049 | 0.60947 | 0.0012826 | 0.60819 | 0.059329 | 0 | 0 | 0 | 14.3639 | 0 | 11.0203 | 19.3097 | 30.33 | 29.855 | 33.6737 | 63.5287
2009 | High-Rise Apartment | 7 | 84351.1687 | 7.3631 | 25.6145 | 1.7029 | 3.7576 | 1.8884 | 12.7796 | 0 | 0.40654 | 3.2113 | 0.69228 | 0.0012826 | 0.691 | 0.076184 | 0 | 0 | 0 | 15.456 | 0 | 13.0445 | 25.6145 | 38.659 | 31.8779 | 41.0705 | 72.9484
2009 | High-Rise Apartment | 8 | 84351.1687 | 8.1831 | 27.3943 | 0.86847 | 3.7576 | 1.8781 | 12.7796 | 0 | 0.40654 | 3.6101 | 0.63756 | 0.0012826 | 0.63628 | 0.035058 | 0 | 0 | 0 | 16.6689 | 0 | 13.333 | 27.3943 | 40.7273 | 32.1561 | 44.0632 | 76.2193
2012 | High-Rise Apartment | 0A | 84351.1687 | 0 | 0 | 20.0227 | 3.1048 | 1.8956 | 12.7796 | 0 | 0.23563 | 4.6853 | 0.7869 | 0.0012826 | 0.78561 | 1.0104 | 0 | 0 | 0 | 8.3682 | 0 | 26.504 | 0 | 26.504 | 44.5209 | 8.3682 | 52.8891
2012 | High-Rise Apartment | 0B | 84351.1687 | 0.0019102 | 0 | 15.8678 | 3.1048 | 1.8959 | 12.7796 | 0 | 0.23563 | 4.6462 | 0.87881 | 0.0012826 | 0.87753 | 0.78476 | 0 | 0 | 0 | 8.3253 | 0 | 22.1782 | 0 | 22.1782 | 40.1955 | 8.3253 | 48.5208
2012 | High-Rise Apartment | 1A | 84351.1687 | 0 | 0 | 14.3134 | 3.1048 | 1.8962 | 12.7796 | 0 | 0.23563 | 3.8074 | 0.71049 | 0.0012826 | 0.70921 | 0.66004 | 0 | 0 | 0 | 9.1494 | 0 | 19.49 | 0 | 19.49 | 37.5078 | 9.1494 | 46.6571
2012 | High-Rise Apartment | 1B | 84351.1687 | 0.056969 | 0.09832 | 12.132 | 3.1048 | 1.8938 | 12.7796 | 0 | 0.23563 | 4.0046 | 0.72431 | 0.0012826 | 0.72303 | 0.58351 | 0 | 0 | 0 | 9.1721 | 0 | 17.5001 | 0.09832 | 17.5984 | 35.5152 | 9.2704 | 44.7856
2012 | High-Rise Apartment | 2A | 84351.1687 | 0.32193 | 0.98084 | 10.5167 | 3.1048 | 1.8931 | 12.7796 | 0 | 0.23563 | 3.1556 | 0.6833 | 0.0012826 | 0.68201 | 0.51857 | 0 | 0 | 0 | 10.0432 | 0 | 15.1948 | 0.98084 | 16.1757 | 33.2094 | 11.0241 | 44.2335
2012 | High-Rise Apartment | 2B | 84351.1687 | 0.26619 | 0.67936 | 7.978 | 3.1048 | 1.8945 | 12.7796 | 0 | 0.23563 | 3.2898 | 0.69015 | 0.0012826 | 0.68887 | 0.30429 | 0 | 0 | 0 | 10.0995 | 0 | 12.5271 | 0.67936 | 13.2065 | 30.543 | 10.7789 | 41.3219
2012 | High-Rise Apartment | 3A | 84351.1687 | 1.9618 | 6.5801 | 5.3656 | 3.1048 | 1.8941 | 12.7796 | 0 | 0.23563 | 2.6254 | 0.64846 | 0.0012826 | 0.64718 | 0.25091 | 0 | 0 | 0 | 11.5738 | 0 | 10.8509 | 6.5801 | 17.431 | 28.8665 | 18.154 | 47.0205
2012 | High-Rise Apartment | 3B | 84351.1687 | 0.81982 | 2.6052 | 5.6523 | 3.1048 | 1.894 | 12.7796 | 0 | 0.23563 | 2.9102 | 0.59868 | 0.0012826 | 0.5974 | 0.22024 | 0 | 0 | 0 | 11.1829 | 0 | 10.1999 | 2.6052 | 12.8051 | 28.2155 | 13.788 | 42.0035
2012 | High-Rise Apartment | 3C | 84351.1687 | 0.35058 | 1.031 | 1.0658 | 3.1048 | 1.8938 | 12.7796 | 0 | 0.23563 | 1.5304 | 0.35788 | 0.0012826 | 0.3566 | 0.049216 | 0 | 0 | 0 | 11.7486 | 0 | 3.3526 | 1.031 | 4.3836 | 21.3677 | 12.7796 | 34.1472
2012 | High-Rise Apartment | 4A | 84351.1687 | 2.5504 | 8.6122 | 3.9449 | 3.1048 | 1.8912 | 12.7796 | 0 | 0.23563 | 2.4907 | 0.6415 | 0.0012826 | 0.64021 | 0.18125 | 0 | 0 | 0 | 12.7791 | 0 | 9.8074 | 8.6122 | 18.4196 | 27.8202 | 21.3914 | 49.2115
2012 | High-Rise Apartment | 4B | 84351.1687 | 0.84409 | 2.6453 | 4.4321 | 3.1048 | 1.8927 | 12.7796 | 0 | 0.23563 | 2.6834 | 0.57947 | 0.0012826 | 0.57819 | 0.16282 | 0 | 0 | 0 | 12.4392 | 0 | 8.7006 | 2.6453 | 11.346 | 26.7147 | 15.0845 | 41.7992
2012 | High-Rise Apartment | 4C | 84351.1687 | 1.5504 | 5.1715 | 0.87117 | 3.1048 | 1.8891 | 12.7796 | 0 | 0.23563 | 1.8147 | 0.49531 | 0.0012826 | 0.49403 | 0.037305 | 0 | 0 | 0 | 13.1435 | 0 | 4.7676 | 5.1715 | 9.9391 | 22.7781 | 18.315 | 41.0931
2012 | High-Rise Apartment | 5A | 84351.1687 | 4.0191 | 13.8041 | 1.9943 | 3.1048 | 1.8919 | 12.7796 | 0 | 0.23563 | 2.4686 | 0.58262 | 0.0012826 | 0.58133 | 0.088544 | 0 | 0 | 0 | 13.8004 | 0 | 9.1518 | 13.8041 | 22.9559 | 27.1651 | 27.6045 | 54.7696
2012 | High-Rise Apartment | 5B | 84351.1687 | 2.0028 | 6.6249 | 3.0236 | 3.1048 | 1.8919 | 12.7796 | 0 | 0.23563 | 2.6462 | 0.55082 | 0.0012826 | 0.54953 | 0.10843 | 0 | 0 | 0 | 13.5135 | 0 | 8.3306 | 6.6249 | 14.9555 | 26.3438 | 20.1384 | 46.4822
2012 | High-Rise Apartment | 5C | 84351.1687 | 1.4284 | 4.8226 | 0.39148 | 3.1048 | 1.889 | 12.7796 | 0 | 0.23563 | 1.6828 | 0.44688 | 0.0012826 | 0.4456 | 0.017529 | 0 | 0 | 0 | 13.7223 | 0 | 3.9658 | 4.8226 | 8.7884 | 21.9762 | 18.5449 | 40.5212
2012 | High-Rise Apartment | 6A | 84351.1687 | 5.451 | 18.3603 | 2.3186 | 3.1048 | 1.891 | 12.7796 | 0 | 0.23563 | 2.7334 | 0.65689 | 0.0012826 | 0.65561 | 0.10484 | 0 | 0 | 0 | 14.5567 | 0 | 11.2634 | 18.3603 | 29.6237 | 29.2757 | 32.9171 | 62.1928
2012 | High-Rise Apartment | 6B | 84351.1687 | 3.6001 | 12.0164 | 1.7166 | 3.1048 | 1.8897 | 12.7796 | 0 | 0.23563 | 2.6688 | 0.55509 | 0.0012826 | 0.5538 | 0.063374 | 0 | 0 | 0 | 14.3639 | 0 | 8.6027 | 12.0164 | 20.619 | 26.6136 | 26.3803 | 52.9939
2012 | High-Rise Apartment | 7 | 84351.1687 | 5.0144 | 17.1865 | 1.9098 | 3.1048 | 1.8884 | 12.7796 | 0 | 0.23563 | 2.775 | 0.62936 | 0.0012826 | 0.62808 | 0.083375 | 0 | 0 | 0 | 15.4562 | 0 | 10.4106 | 17.1865 | 27.5972 | 28.4204 | 32.6427 | 61.0631
2012 | High-Rise Apartment | 8 | 84351.1687 | 6.3584 | 21.1943 | 1.1638 | 3.1048 | 1.8781 | 12.7796 | 0 | 0.23563 | 3.2394 | 0.62599 | 0.0012826 | 0.62471 | 0.046182 | 0 | 0 | 0 | 16.6689 | 0 | 11.4325 | 21.1943 | 32.6268 | 29.4319 | 37.8632 | 67.2951
2015 | High-Rise Apartment | 0A | 84351.1687 | 0 | 0 | 17.5588 | 3.2613 | 1.7859 | 12.7278 | 0 | 0.23439 | 4.6244 | 0.70566 | 0.0012826 | 0.70437 | 0.93084 | 0 | 0 | 0 | 8.1385 | 0 | 23.8184 | 0 | 23.8184 | 41.8291 | 8.1385 | 49.9676
2015 | High-Rise Apartment | 0B | 84351.1687 | 0.00078656 | 0 | 14.0205 | 3.2613 | 1.7863 | 12.7278 | 0 | 0.23439 | 4.4605 | 0.78521 | 0.0012826 | 0.78393 | 0.72768 | 0 | 0 | 0 | 8.0961 | 0 | 19.9934 | 0 | 19.9934 | 38.0043 | 8.0961 | 46.1004
2015 | High-Rise Apartment | 1A | 84351.1687 | 0 | 0 | 12.6641 | 3.2613 | 1.7865 | 12.7278 | 0 | 0.23439 | 3.7976 | 0.63093 | 0.0012826 | 0.62965 | 0.61486 | 0 | 0 | 0 | 8.8933 | 0 | 17.7062 | 0 | 17.7062 | 35.7174 | 8.8933 | 44.6107
2015 | High-Rise Apartment | 1B | 84351.1687 | 0.039328 | 0.063149 | 10.9232 | 3.2613 | 1.7843 | 12.7278 | 0 | 0.23439 | 3.9186 | 0.66318 | 0.0012826 | 0.6619 | 0.55565 | 0 | 0 | 0 | 8.9134 | 0 | 16.0987 | 0.063149 | 16.1618 | 34.1077 | 8.9766 | 43.0842
2015 | High-Rise Apartment | 2A | 84351.1687 | 0.18619 | 0.55981 | 9.4374 | 3.2613 | 1.7837 | 12.7278 | 0 | 0.23439 | 3.127 | 0.61992 | 0.0012826 | 0.61864 | 0.49396 | 0 | 0 | 0 | 9.7548 | 0 | 13.8632 | 0.55981 | 14.423 | 31.8716 | 10.3146 | 42.1862
2015 | High-Rise Apartment | 2B | 84351.1687 | 0.24473 | 0.64329 | 7.3617 | 3.2613 | 1.7849 | 12.7278 | 0 | 0.23439 | 3.2858 | 0.67206 | 0.0012826 | 0.67078 | 0.30125 | 0 | 0 | 0 | 9.8088 | 0 | 11.8643 | 0.64329 | 12.5076 | 29.874 | 10.4521 | 40.3261
2015 | High-Rise Apartment | 3A | 84351.1687 | 1.3455 | 4.6252 | 4.8794 | 3.2613 | 1.7846 | 12.7278 | 0 | 0.23439 | 2.5229 | 0.57655 | 0.0012826 | 0.57527 | 0.24147 | 0 | 0 | 0 | 11.2313 | 0 | 9.5645 | 4.6252 | 14.1897 | 27.5738 | 15.8565 | 43.4303
2015 | High-Rise Apartment | 3B | 84351.1687 | 0.52059 | 1.6692 | 5.1828 | 3.2613 | 1.7845 | 12.7278 | 0 | 0.23439 | 2.8172 | 0.54868 | 0.0012826 | 0.5474 | 0.21529 | 0 | 0 | 0 | 10.854 | 0 | 9.2833 | 1.6692 | 10.9525 | 27.2925 | 12.5231 | 39.8156
2015 | High-Rise Apartment | 3C | 84351.1687 | 0.19529 | 0.53767 | 1.099 | 3.2613 | 1.7843 | 12.7278 | 0 | 0.23439 | 1.5177 | 0.31788 | 0.0012826 | 0.3166 | 0.053935 | 0 | 0 | 0 | 11.4001 | 0 | 3.1826 | 0.53767 | 3.7203 | 21.1916 | 11.9376 | 33.1292
2015 | High-Rise Apartment | 4A | 84351.1687 | 1.3475 | 4.5406 | 3.9226 | 3.2613 | 1.7819 | 12.7278 | 0 | 0.23439 | 2.47 | 0.65734 | 0.0012826 | 0.65606 | 0.19495 | 0 | 0 | 0 | 12.393 | 0 | 8.5911 | 4.5406 | 13.1317 | 26.5976 | 16.9336 | 43.5312
2015 | High-Rise Apartment | 4B | 84351.1687 | 0.79836 | 2.5799 | 4.1004 | 3.2613 | 1.7832 | 12.7278 | 0 | 0.23439 | 2.6768 | 0.56396 | 0.0012826 | 0.56268 | 0.16147 | 0 | 0 | 0 | 12.0657 | 0 | 8.2997 | 2.5799 | 10.8796 | 26.3076 | 14.6456 | 40.9532
2015 | High-Rise Apartment | 4C | 84351.1687 | 1.4769 | 5.0832 | 0.81274 | 3.2613 | 1.7799 | 12.7278 | 0 | 0.23439 | 1.8029 | 0.47688 | 0.0012826 | 0.4756 | 0.037305 | 0 | 0 | 0 | 12.7452 | 0 | 4.6055 | 5.0832 | 9.6887 | 22.6099 | 17.8284 | 40.4382
2015 | High-Rise Apartment | 5A | 84351.1687 | 2.4281 | 8.4142 | 2.1927 | 3.2613 | 1.7825 | 12.7278 | 0 | 0.23439 | 2.3684 | 0.6025 | 0.0012826 | 0.60122 | 0.10439 | 0 | 0 | 0 | 13.3775 | 0 | 7.6949 | 8.4142 | 16.109 | 25.7019 | 21.7916 | 47.4936
2015 | High-Rise Apartment | 5B | 84351.1687 | 1.9182 | 6.5448 | 2.8017 | 3.2613 | 1.7825 | 12.7278 | 0 | 0.23439 | 2.6354 | 0.53576 | 0.0012826 | 0.53448 | 0.10765 | 0 | 0 | 0 | 13.1015 | 0 | 7.9975 | 6.5448 | 14.5423 | 26.0045 | 19.6463 | 45.6509
2015 | High-Rise Apartment | 5C | 84351.1687 | 1.3569 | 4.7289 | 0.36991 | 3.2613 | 1.7796 | 12.7278 | 0 | 0.23439 | 1.6702 | 0.42991 | 0.0012826 | 0.42863 | 0.017754 | 0 | 0 | 0 | 13.3029 | 0 | 3.8434 | 4.7289 | 8.5723 | 21.8478 | 18.0319 | 39.8797
2015 | High-Rise Apartment | 6A | 84351.1687 | 3.6281 | 12.5003 | 2.5097 | 3.2613 | 1.7816 | 12.7278 | 0 | 0.23439 | 2.6204 | 0.68296 | 0.0012826 | 0.68168 | 0.12192 | 0 | 0 | 0 | 14.1059 | 0 | 9.5617 | 12.5003 | 22.062 | 27.568 | 26.6062 | 54.1742
2015 | High-Rise Apartment | 6B | 84351.1687 | 2.6974 | 9.16 | 1.8126 | 3.2613 | 1.7803 | 12.7278 | 0 | 0.23439 | 2.6233 | 0.56621 | 0.0012826 | 0.56493 | 0.072026 | 0 | 0 | 0 | 13.9211 | 0 | 7.7703 | 9.16 | 16.9303 | 25.7752 | 23.0811 | 48.8563
2015 | High-Rise Apartment | 7 | 84351.1687 | 3.7157 | 12.9446 | 2.1523 | 3.2613 | 1.7792 | 12.7278 | 0 | 0.23439 | 2.7209 | 0.64723 | 0.0012826 | 0.64594 | 0.099444 | 0 | 0 | 0 | 14.9725 | 0 | 9.3343 | 12.9446 | 22.2789 | 27.3381 | 27.917 | 55.2551
2015 | High-Rise Apartment | 8 | 84351.1687 | 4.9596 | 16.9718 | 1.4459 | 3.2613 | 1.7694 | 12.7278 | 0 | 0.23439 | 3.1065 | 0.63711 | 0.0012826 | 0.63583 | 0.060453 | 0 | 0 | 0 | 16.1401 | 0 | 10.2083 | 16.9718 | 27.1801 | 28.2022 | 33.1119 | 61.3141
2018 | High-Rise Apartment | 0A | 84351.1687 | 0 | 0 | 17.5162 | 3.1314 | 1.2175 | 12.7278 | 0 | 0.16304 | 4.6083 | 0.70408 | 0.0012826 | 0.7028 | 0.73465 | 0 | 0 | 0 | 8.1384 | 0 | 23.562 | 0 | 23.562 | 40.803 | 8.1384 | 48.9414
2018 | High-Rise Apartment | 0B | 84351.1687 | 0.00078656 | 0 | 13.9796 | 3.1314 | 1.2177 | 12.7278 | 0 | 0.16304 | 4.4462 | 0.78319 | 0.0012826 | 0.78191 | 0.47946 | 0 | 0 | 0 | 8.0958 | 0 | 19.688 | 0 | 19.688 | 36.9292 | 8.0958 | 45.025
2018 | High-Rise Apartment | 1A | 84351.1687 | 0 | 0 | 12.6188 | 3.1314 | 1.2178 | 12.7278 | 0 | 0.16304 | 3.7821 | 0.6288 | 0.0012826 | 0.62752 | 0.30575 | 0 | 0 | 0 | 8.893 | 0 | 17.3341 | 0 | 17.3341 | 34.5753 | 8.893 | 43.4683
2018 | High-Rise Apartment | 1B | 84351.1687 | 0.040564 | 0.067082 | 10.8879 | 3.1314 | 1.2162 | 12.7278 | 0 | 0.16304 | 3.9056 | 0.66015 | 0.0012826 | 0.65887 | 0.37024 | 0 | 0 | 0 | 8.9133 | 0 | 15.8632 | 0.067082 | 15.9303 | 33.103 | 8.9804 | 42.0834
2018 | High-Rise Apartment | 2A | 84351.1687 | 0.18956 | 0.57306 | 9.4022 | 3.1314 | 1.2159 | 12.7278 | 0 | 0.16304 | 3.115 | 0.61722 | 0.0012826 | 0.61594 | 0.31856 | 0 | 0 | 0 | 9.7547 | 0 | 13.6413 | 0.57306 | 14.2143 | 30.8805 | 10.3277 | 41.2083
2018 | High-Rise Apartment | 2B | 84351.1687 | 0.24945 | 0.66093 | 7.3326 | 3.1314 | 1.2168 | 12.7278 | 0 | 0.16304 | 3.2744 | 0.6697 | 0.0012826 | 0.66842 | 0.091578 | 0 | 0 | 0 | 9.8091 | 0 | 11.6165 | 0.66093 | 12.2775 | 28.8566 | 10.47 | 39.3266
2018 | High-Rise Apartment | 3A | 84351.1687 | 1.3556 | 4.6631 | 4.856 | 3.1314 | 1.2166 | 12.7278 | 0 | 0.16304 | 2.5142 | 0.57408 | 0.0012826 | 0.57279 | 0.11956 | 0 | 0 | 0 | 11.2313 | 0 | 9.4181 | 4.6631 | 14.0812 | 26.6581 | 15.8943 | 42.5524
2018 | High-Rise Apartment | 3B | 84351.1687 | 0.52767 | 1.6964 | 5.1567 | 3.1314 | 1.2165 | 12.7278 | 0 | 0.16304 | 2.8069 | 0.54576 | 0.0012826 | 0.54448 | 0.064835 | 0 | 0 | 0 | 10.8538 | 0 | 9.1006 | 1.6964 | 10.7969 | 26.3405 | 12.5502 | 38.8907
2018 | High-Rise Apartment | 3C | 84351.1687 | 0.20057 | 0.55992 | 1.0808 | 3.1314 | 1.2162 | 12.7278 | 0 | 0.16304 | 1.5104 | 0.31564 | 0.0012826 | 0.31435 | 0.015169 | 0 | 0 | 0 | 11.4001 | 0 | 3.1214 | 0.55992 | 3.6813 | 20.3611 | 11.96 | 32.3211
2018 | High-Rise Apartment | 4A | 84351.1687 | 1.4434 | 4.903 | 3.6715 | 3.1314 | 1.2147 | 12.7278 | 0 | 0.16304 | 2.4178 | 0.62509 | 0.0012826 | 0.62381 | 0.084162 | 0 | 0 | 0 | 12.3933 | 0 | 8.2407 | 4.903 | 13.1437 | 25.4789 | 17.2962 | 42.7751
2018 | High-Rise Apartment | 4B | 84351.1687 | 0.89095 | 2.9352 | 3.7458 | 3.1314 | 1.2156 | 12.7278 | 0 | 0.16304 | 2.5843 | 0.53183 | 0.0012826 | 0.53054 | 0.039103 | 0 | 0 | 0 | 12.0656 | 0 | 7.7907 | 2.9352 | 10.7259 | 25.0298 | 15.0008 | 40.0306
2018 | High-Rise Apartment | 4C | 84351.1687 | 1.5719 | 5.4406 | 0.67543 | 3.1314 | 1.2133 | 12.7278 | 0 | 0.16304 | 1.7805 | 0.43294 | 0.0012826 | 0.43166 | 0.0085398 | 0 | 0 | 0 | 12.7451 | 0 | 4.4681 | 5.4406 | 9.9087 | 21.7049 | 18.1857 | 39.8906
2018 | High-Rise Apartment | 5A | 84351.1687 | 2.4879 | 8.6386 | 2.0844 | 3.1314 | 1.215 | 12.7278 | 0 | 0.16304 | 2.3466 | 0.58576 | 0.0012826 | 0.58448 | 0.034833 | 0 | 0 | 0 | 13.3776 | 0 | 7.5382 | 8.6386 | 16.1768 | 24.7767 | 22.0161 | 46.7929
2018 | High-Rise Apartment | 5B | 84351.1687 | 1.9854 | 6.7979 | 2.6432 | 3.1314 | 1.2151 | 12.7278 | 0 | 0.16304 | 2.5978 | 0.51801 | 0.0012826 | 0.51672 | 0.024945 | 0 | 0 | 0 | 13.1014 | 0 | 7.768 | 6.7979 | 14.5659 | 25.0064 | 19.8993 | 44.9057
2018 | High-Rise Apartment | 5C | 84351.1687 | 1.4116 | 4.93 | 0.29957 | 3.1314 | 1.2132 | 12.7278 | 0 | 0.16304 | 1.6591 | 0.40766 | 0.0012826 | 0.40638 | 0.0035957 | 0 | 0 | 0 | 13.3027 | 0 | 3.7803 | 4.93 | 8.7103 | 21.0169 | 18.2328 | 39.2496
2018 | High-Rise Apartment | 6A | 84351.1687 | 3.6444 | 12.5552 | 2.4914 | 3.1314 | 1.2144 | 12.7278 | 0 | 0.16304 | 2.6138 | 0.68161 | 0.0012826 | 0.68033 | 0.043148 | 0 | 0 | 0 | 14.1058 | 0 | 9.473 | 12.5552 | 22.0282 | 26.711 | 26.661 | 53.372
2018 | High-Rise Apartment | 6B | 84351.1687 | 2.7142 | 9.2145 | 1.7974 | 3.1314 | 1.2135 | 12.7278 | 0 | 0.16304 | 2.618 | 0.56396 | 0.0012826 | 0.56268 | 0.018091 | 0 | 0 | 0 | 13.9208 | 0 | 7.7104 | 9.2145 | 16.9249 | 24.9475 | 23.1354 | 48.0829
2018 | High-Rise Apartment | 7 | 84351.1687 | 3.7321 | 12.9988 | 2.1339 | 3.1314 | 1.2129 | 12.7278 | 0 | 0.16304 | 2.7146 | 0.64509 | 0.0012826 | 0.64381 | 0.034047 | 0 | 0 | 0 | 14.9726 | 0 | 9.2585 | 12.9988 | 22.2573 | 26.4949 | 27.9714 | 54.4663
2018 | High-Rise Apartment | 8 | 84351.1687 | 4.9808 | 17.0289 | 1.4304 | 3.1314 | 1.2061 | 12.7278 | 0 | 0.16304 | 3.1017 | 0.63498 | 0.0012826 | 0.6337 | 0.014495 | 0 | 0 | 0 | 16.1401 | 0 | 10.1612 | 17.0289 | 27.1901 | 27.3909 | 33.1689 | 60.5598
2006 | Hospital | 0A | 241501.0316 | 0 | 27.7758 | 41.6192 | 17.8604 | 1.0275 | 27.8946 | 10.9576 | 10.6523 | 18.4297 | 7.9692 | 0.0030937 | 7.9661 | 9.0105 | 0 | 0 | 0.10361 | 4.2544 | 0.87383 | 77.0255 | 27.7758 | 104.8013 | 135.4408 | 42.9879 | 178.4287
2006 | Hospital | 0B | 241501.0316 | 0.17324 | 30.8 | 30.2837 | 17.8604 | 1.0277 | 27.8946 | 10.9576 | 10.6523 | 18.9603 | 6.962 | 0.0030937 | 6.959 | 6.7648 | 0.11393 | 0 | 0.10361 | 4.2493 | 0.86948 | 63.255 | 30.8 | 94.055 | 121.6661 | 46.007 | 167.6731
2006 | Hospital | 1A | 241501.0316 | 0 | 33.5926 | 29.7472 | 17.8604 | 1.0278 | 27.8946 | 10.9576 | 10.6523 | 17.8405 | 6.8109 | 0.0030937 | 6.8078 | 7.7075 | 0 | 0 | 0.10361 | 4.3439 | 0.8566 | 62.1031 | 33.5926 | 95.6957 | 120.5015 | 48.8941 | 169.3956
2006 | Hospital | 1B | 241501.0316 | 0.62171 | 30.8555 | 25.7713 | 17.8604 | 1.0265 | 27.8946 | 10.9576 | 10.6523 | 18.8622 | 6.0984 | 0.0030937 | 6.0953 | 5.0672 | 0.31574 | 0 | 0.10361 | 4.354 | 0.84966 | 56.7335 | 30.8555 | 87.589 | 115.1236 | 46.1671 | 161.2907
2006 | Hospital | 2A | 241501.0316 | 1.0807 | 38.6106 | 26.5921 | 17.8604 | 1.0261 | 27.8946 | 10.9576 | 10.6523 | 17.5915 | 6.6578 | 0.0030937 | 6.6548 | 5.9539 | 1.2831 | 0 | 0.10361 | 4.4582 | 0.83466 | 59.1561 | 38.6106 | 97.7667 | 117.5309 | 54.0264 | 171.5573
2006 | Hospital | 2B | 241501.0316 | 5.0658 | 34.5628 | 17.5358 | 17.8604 | 1.0269 | 27.8946 | 10.9576 | 10.6523 | 18.5555 | 4.6681 | 0.0030937 | 4.665 | 2.7105 | 10.9288 | 0 | 0.10361 | 4.4785 | 0.81504 | 59.4614 | 34.5628 | 94.0242 | 117.8173 | 49.999 | 167.8163
2006 | Hospital | 3A | 241501.0316 | 2.7651 | 49.5888 | 18.4526 | 17.8604 | 1.0267 | 27.8946 | 10.9576 | 10.6523 | 17.8402 | 5.7225 | 0.0030937 | 5.7194 | 3.7795 | 4.9166 | 0 | 0.10361 | 4.7153 | 0.79954 | 53.4734 | 49.5888 | 103.0622 | 111.8136 | 65.2618 | 177.0753
2006 | Hospital | 3B | 241501.0316 | 4.5718 | 36.1582 | 14.2964 | 17.8604 | 1.0267 | 27.8946 | 10.9576 | 10.6523 | 18.5305 | 4.4132 | 0.0030937 | 4.4101 | 2.3165 | 10.5732 | 0 | 0.10361 | 4.6463 | 0.79671 | 54.6987 | 36.1582 | 90.8569 | 113.036 | 51.7621 | 164.7981
2006 | Hospital | 3C | 241501.0316 | 1.3799 | 46.9137 | 12.8358 | 17.8604 | 1.0265 | 27.8946 | 10.9576 | 10.6523 | 18.4002 | 4.3943 | 0.0030937 | 4.3912 | 2.2475 | 2.065 | 0 | 0.10361 | 4.7265 | 0.79122 | 41.3196 | 46.9137 | 88.2333 | 99.6513 | 62.5978 | 162.2491
2006 | Hospital | 4A | 241501.0316 | 3.9372 | 65.5097 | 15.5875 | 17.8604 | 1.0251 | 27.8946 | 10.9576 | 10.6523 | 18.1577 | 5.3573 | 0.0030937 | 5.3542 | 2.7544 | 6.9518 | 0 | 0.10361 | 4.95 | 0.77634 | 52.7428 | 65.5097 | 118.2525 | 111.0583 | 81.4173 | 192.4756
2006 | Hospital | 4B | 241501.0316 | 4.9534 | 38.4745 | 10.3254 | 17.8604 | 1.0259 | 27.8946 | 10.9576 | 10.6523 | 18.7359 | 3.719 | 0.0030937 | 3.7159 | 1.2859 | 13.4604 | 0 | 0.10361 | 4.8728 | 0.77281 | 52.477 | 38.4745 | 90.9515 | 110.7897 | 54.3049 | 165.0946
2006 | Hospital | 4C | 241501.0316 | 3.7022 | 61.3004 | 8.0539 | 17.8604 | 1.024 | 27.8946 | 10.9576 | 10.6523 | 18.4329 | 3.7309 | 0.0030937 | 3.7278 | 0.78364 | 3.6798 | 0 | 0.10361 | 5.0194 | 0.76084 | 38.3802 | 61.3004 | 99.6806 | 96.679 | 77.2775 | 173.9564
2006 | Hospital | 5A | 241501.0316 | 4.5031 | 84.1219 | 11.4291 | 17.8604 | 1.0254 | 27.8946 | 10.9576 | 10.6523 | 20.6657 | 4.8034 | 0.0030937 | 4.8003 | 1.7311 | 8.2947 | 0 | 0.10361 | 5.1841 | 0.75837 | 51.4239 | 84.1219 | 135.5457 | 109.7217 | 100.2636 | 209.9853
2006 | Hospital | 5B | 241501.0316 | 5.6353 | 46.282 | 8.5839 | 17.8604 | 1.0255 | 27.8946 | 10.9576 | 10.6523 | 18.7215 | 3.4093 | 0.0030937 | 3.4062 | 0.83686 | 13.5079 | 0 | 0.10361 | 5.1096 | 0.75786 | 50.6916 | 46.282 | 96.9737 | 108.989 | 62.3492 | 171.3382
2006 | Hospital | 5C | 241501.0316 | 4.2121 | 70.1763 | 6.8684 | 17.8604 | 1.0239 | 27.8946 | 10.9576 | 10.6523 | 19.4735 | 3.3623 | 0.0030937 | 3.3592 | 0.49329 | 3.8488 | 0 | 0.10361 | 5.147 | 0.75017 | 38.2553 | 70.1763 | 108.4315 | 96.5433 | 86.2809 | 182.8241
2006 | Hospital | 6A | 241501.0316 | 4.5761 | 95.5624 | 11.4603 | 17.8604 | 1.025 | 27.8946 | 10.9576 | 10.6523 | 19.2096 | 5.0422 | 0.0030937 | 5.0391 | 1.8398 | 9.9212 | 0 | 0.10365 | 5.3829 | 0.7535 | 52.046 | 95.5624 | 147.6084 | 110.3385 | 111.9029 | 222.2414
2006 | Hospital | 6B | 241501.0316 | 6.2419 | 68.0514 | 7.9444 | 17.8604 | 1.0242 | 27.8946 | 10.9576 | 10.6523 | 18.1019 | 3.5899 | 0.0030937 | 3.5868 | 0.5858 | 14.1036 | 0 | 0.10365 | 5.324 | 0.74624 | 50.5644 | 68.0514 | 118.6157 | 108.8488 | 84.333 | 193.1819
2006 | Hospital | 7 | 241501.0316 | 5.2277 | 111.5182 | 10.9449 | 17.8604 | 1.0236 | 27.8946 | 10.9576 | 10.6523 | 19.3957 | 4.7294 | 0.0030937 | 4.7263 | 1.3557 | 12.3653 | 0 | 0.10365 | 5.6226 | 0.74483 | 54.0156 | 111.5182 | 165.5338 | 112.2981 | 128.0983 | 240.3964
2006 | Hospital | 8 | 241501.0316 | 6.4545 | 129.8782 | 6.7814 | 17.8604 | 1.0179 | 27.8946 | 10.9576 | 10.6523 | 18.0351 | 3.6358 | 0.0030937 | 3.6327 | 0.44074 | 15.8162 | 0 | 0.10369 | 5.9775 | 0.72827 | 51.1606 | 129.8782 | 181.0388 | 109.4208 | 146.8133 | 256.2342
2009 | Hospital | 0A | 241501.0316 | 0 | 36.3749 | 56.3338 | 17.8604 | 0.83419 | 27.8946 | 10.9576 | 10.6523 | 22.3834 | 9.0326 | 0.0030937 | 9.0295 | 11.2886 | 0 | 0 | 0.10361 | 4.2561 | 0.87426 | 99.0354 | 36.3749 | 135.4104 | 157.2578 | 51.5887 | 208.8465
2009 | Hospital | 0B | 241501.0316 | 0.16613 | 33.7145 | 35.0234 | 17.8604 | 0.83435 | 27.8946 | 10.9576 | 10.6523 | 19.3534 | 8.0563 | 0.0030937 | 8.0532 | 7.7558 | 0.10938 | 0 | 0.10361 | 4.2493 | 0.86959 | 70.4614 | 33.7145 | 104.1759 | 128.6793 | 48.9215 | 177.6008
2009 | Hospital | 1A | 241501.0316 | 0 | 45.6459 | 39.5361 | 17.8604 | 0.83443 | 27.8946 | 10.9576 | 10.6523 | 22.5428 | 8.3865 | 0.0030937 | 8.3834 | 9.2413 | 0 | 0 | 0.10361 | 4.3481 | 0.85672 | 79.7035 | 45.6459 | 125.3494 | 137.9087 | 60.9516 | 198.8603
2009 | Hospital | 1B | 241501.0316 | 0.60766 | 34.5523 | 29.3914 | 17.8604 | 0.83341 | 27.8946 | 10.9576 | 10.6523 | 19.7168 | 6.9501 | 0.0030937 | 6.947 | 5.7432 | 0.30644 | 0 | 0.10361 | 4.354 | 0.84973 | 62.7125 | 34.5523 | 97.2648 | 120.9097 | 49.8639 | 170.7736
2009 | Hospital | 2A | 241501.0316 | 1.0767 | 56.2385 | 34.6765 | 17.8604 | 0.83309 | 27.8946 | 10.9576 | 10.6523 | 25.1637 | 7.1117 | 0.0030937 | 7.1086 | 7.6171 | 1.2742 | 1.5062 | 0.10361 | 4.4636 | 0.83455 | 78.423 | 56.2385 | 134.6615 | 136.6046 | 71.6597 | 208.2643
2009 | Hospital | 2B | 241501.0316 | 4.9329 | 48.4458 | 20.3772 | 17.8604 | 0.83372 | 27.8946 | 10.9576 | 10.6523 | 23.2179 | 5.5886 | 0.0030937 | 5.5855 | 3.2778 | 10.6336 | 0 | 0.10361 | 4.4816 | 0.81504 | 68.0251 | 48.4458 | 116.4708 | 126.1878 | 63.885 | 190.0728
2009 | Hospital | 3A | 241501.0316 | 2.7637 | 63.4121 | 21.7511 | 17.8604 | 0.83357 | 27.8946 | 10.9576 | 10.6523 | 25.4972 | 6.8275 | 0.0030937 | 6.8244 | 4.3913 | 4.9055 | 1.5115 | 0.10361 | 4.7206 | 0.7984 | 67.6447 | 63.4121 | 131.0568 | 125.7905 | 79.0903 | 204.8809
2009 | Hospital | 3B | 241501.0316 | 4.4999 | 53.412 | 17.6502 | 17.8604 | 0.83353 | 27.8946 | 10.9576 | 10.6523 | 23.5737 | 5.1728 | 0.0030937 | 5.1697 | 2.7518 | 10.4106 | 0 | 0.10361 | 4.6495 | 0.79671 | 64.0557 | 53.412 | 117.4676 | 122.1999 | 69.0191 | 191.219
2009 | Hospital | 3C | 241501.0316 | 1.3792 | 56.7226 | 14.7015 | 17.8604 | 0.83341 | 27.8946 | 10.9576 | 10.6523 | 25.0384 | 4.6855 | 0.0030937 | 4.6824 | 2.4096 | 2.0622 | 0 | 0.10361 | 4.7322 | 0.7913 | 50.2733 | 56.7226 | 106.9959 | 108.412 | 72.4124 | 180.8244
2009 | Hospital | 4A | 241501.0316 | 3.9363 | 74.4873 | 16.9945 | 17.8604 | 0.83227 | 27.8946 | 10.9576 | 10.6523 | 24.9264 | 5.998 | 0.0030937 | 5.9949 | 2.9833 | 6.95 | 1.4514 | 0.10361 | 4.9554 | 0.77513 | 63.2368 | 74.4873 | 137.7241 | 121.3582 | 90.4002 | 211.7585
2009 | Hospital | 4B | 241501.0316 | 4.9349 | 62.6968 | 12.1678 | 17.8604 | 0.8329 | 27.8946 | 10.9576 | 10.6523 | 24.1913 | 4.306 | 0.0030937 | 4.3029 | 1.5421 | 13.3692 | 0 | 0.10361 | 4.8766 | 0.77281 | 60.5081 | 62.6968 | 123.2049 | 118.6278 | 78.531 | 197.1588
2009 | Hospital | 4C | 241501.0316 | 3.7024 | 67.5693 | 8.6596 | 17.8604 | 0.83133 | 27.8946 | 10.9576 | 10.6523 | 25.0584 | 3.928 | 0.0030937 | 3.9249 | 0.857 | 3.679 | 1.4958 | 0.10361 | 5.0248 | 0.76084 | 47.3771 | 67.5693 | 114.9464 | 105.4833 | 83.5517 | 189.035
2009 | Hospital | 5A | 241501.0316 | 4.5028 | 82.8259 | 12.206 | 17.8604 | 0.83254 | 27.8946 | 10.9576 | 10.6523 | 25.2418 | 5.1899 | 0.0030937 | 5.1868 | 1.8418 | 8.2955 | 1.1184 | 0.10361 | 5.1886 | 0.75841 | 58.3931 | 82.8259 | 141.219 | 116.498 | 98.9722 | 215.4703
2009 | Hospital | 5B | 241501.0316 | 5.6188 | 77.8871 | 9.8906 | 17.8604 | 0.83258 | 27.8946 | 10.9576 | 10.6523 | 24.3393 | 3.9345 | 0.0030937 | 3.9314 | 1.0077 | 13.4249 | 0 | 0.10361 | 5.1122 | 0.75786 | 58.2127 | 77.8871 | 136.0998 | 116.3172 | 93.9569 | 210.2741
2009 | Hospital | 5C | 241501.0316 | 4.2119 | 70.9349 | 7.029 | 17.8604 | 0.83125 | 27.8946 | 10.9576 | 10.6523 | 24.8988 | 3.4105 | 0.0030937 | 3.4074 | 0.52026 | 3.8493 | 1.1335 | 0.10361 | 5.1496 | 0.75017 | 45.0502 | 70.9349 | 115.9851 | 103.1456 | 87.0421 | 190.1878
2009 | Hospital | 6A | 241501.0316 | 4.5757 | 102.9235 | 12.7846 | 17.8604 | 0.83215 | 27.8946 | 10.9576 | 10.6523 | 25.6122 | 5.7389 | 0.0030937 | 5.7358 | 2.0428 | 9.9226 | 1.5341 | 0.10365 | 5.3884 | 0.75354 | 62.2078 | 102.9235 | 165.1314 | 120.3075 | 119.2696 | 239.5771
2009 | Hospital | 6B | 241501.0316 | 6.2313 | 89.6275 | 8.878 | 17.8604 | 0.83156 | 27.8946 | 10.9576 | 10.6523 | 24.3911 | 4.0372 | 0.0030937 | 4.0341 | 0.6942 | 14.0632 | 1.0276 | 0.10365 | 5.3309 | 0.74624 | 59.3195 | 89.6275 | 148.947 | 117.4113 | 105.916 | 223.3273
2009 | Hospital | 7 | 241501.0316 | 5.2274 | 118.0231 | 11.5924 | 17.8604 | 0.83105 | 27.8946 | 10.9576 | 10.6523 | 25.4503 | 5.0395 | 0.0030937 | 5.0364 | 1.4348 | 12.3647 | 1.5281 | 0.10365 | 5.6297 | 0.74487 | 62.6341 | 118.0231 | 180.6572 | 120.724 | 134.6104 | 255.3345
2009 | Hospital | 8 | 241501.0316 | 6.4532 | 146.878 | 7.0685 | 17.8604 | 0.82646 | 27.8946 | 10.9576 | 10.6523 | 25.0524 | 3.7889 | 0.0030937 | 3.7858 | 0.48843 | 15.8099 | 1.4964 | 0.10369 | 5.9832 | 0.72831 | 60.1547 | 146.878 | 207.0327 | 118.2235 | 163.8188 | 282.0423
2012 | Hospital | 0A | 241501.0316 | 0 | 48.9741 | 50.7478 | 16.2166 | 0.83419 | 27.8946 | 10.9576 | 10.3881 | 24.011 | 8.5871 | 0.0030937 | 8.584 | 5.9711 | 0 | 2.0191 | 0.10361 | 4.2596 | 0.87305 | 91.333 | 48.9741 | 140.3071 | 147.6461 | 64.1914 | 211.8375
2012 | Hospital | 0B | 241501.0316 | 0.16429 | 45.4654 | 38.8919 | 16.2166 | 0.83435 | 27.8946 | 10.9576 | 10.3881 | 24.5068 | 9.1274 | 0.0030937 | 9.1243 | 4.4632 | 0.1064 | 1.4929 | 0.10361 | 4.2544 | 0.86853 | 78.7499 | 45.4654 | 124.2153 | 135.0587 | 60.6775 | 195.7362
2012 | Hospital | 1A | 241501.0316 | 0 | 51.5477 | 35.1431 | 16.2166 | 0.83443 | 27.8946 | 10.9576 | 10.3881 | 23.9206 | 8.2424 | 0.0030937 | 8.2393 | 4.7493 | 0 | 2.0074 | 0.10361 | 4.349 | 0.85649 | 74.0598 | 51.5477 | 125.6075 | 130.3566 | 66.8544 | 197.211
2012 | Hospital | 1B | 241501.0316 | 0.60158 | 44.3504 | 32.1096 | 16.2166 | 0.83341 | 27.8946 | 10.9576 | 10.3881 | 24.7986 | 7.7022 | 0.0030937 | 7.6992 | 3.2515 | 0.30095 | 1.4833 | 0.10361 | 4.3592 | 0.84891 | 70.2447 | 44.3504 | 114.5951 | 126.5329 | 59.6672 | 186.2001
2012 | Hospital | 2A | 241501.0316 | 1.0696 | 54.2455 | 31.6497 | 16.2166 | 0.83309 | 27.8946 | 10.9576 | 10.3881 | 24.0064 | 8.3343 | 0.0030937 | 8.3312 | 3.8161 | 1.2588 | 1.8172 | 0.10361 | 4.4636 | 0.83368 | 71.9491 | 54.2455 | 126.1945 | 128.2218 | 69.6667 | 197.8885
2012 | Hospital | 2B | 241501.0316 | 4.9187 | 46.7111 | 19.5546 | 16.2166 | 0.83372 | 27.8946 | 10.9576 | 10.3881 | 23.8615 | 5.5727 | 0.0030937 | 5.5696 | 1.6697 | 10.5895 | 0.96508 | 0.10361 | 4.4838 | 0.81504 | 67.1286 | 46.7111 | 113.8397 | 123.3833 | 62.1525 | 185.5358
2012 | Hospital | 3A | 241501.0316 | 2.7461 | 60.437 | 20.341 | 16.2166 | 0.83357 | 27.8946 | 10.9576 | 10.3881 | 24.4909 | 6.5995 | 0.0030937 | 6.5964 | 2.2191 | 4.8621 | 2.0304 | 0.10361 | 4.7206 | 0.7984 | 63.286 | 60.437 | 123.723 | 119.5238 | 76.1153 | 195.6391
2012 | Hospital | 3B | 241501.0316 | 4.4921 | 49.6846 | 16.2297 | 16.2166 | 0.83353 | 27.8946 | 10.9576 | 10.3881 | 24.376 | 5.0714 | 0.0030937 | 5.0683 | 1.4146 | 10.3701 | 1.0112 | 0.10361 | 4.6518 | 0.79667 | 62.9621 | 49.6846 | 112.6467 | 119.1982 | 65.294 | 184.4922
2012 | Hospital | 3C | 241501.0316 | 1.377 | 52.64 | 13.4009 | 16.2166 | 0.83341 | 27.8946 | 10.9576 | 10.3881 | 24.0965 | 4.5321 | 0.0030937 | 4.529 | 1.2187 | 2.0536 | 0.53647 | 0.10361 | 4.7322 | 0.79126 | 47.2122 | 52.64 | 99.8522 | 103.4428 | 68.3299 | 171.7727
2012 | Hospital | 4A | 241501.0316 | 3.9168 | 70.432 | 16.1542 | 16.2166 | 0.83227 | 27.8946 | 10.9576 | 10.3881 | 23.9781 | 5.844 | 0.0030937 | 5.8409 | 1.5197 | 6.8079 | 1.7765 | 0.10361 | 4.9554 | 0.77513 | 59.9942 | 70.432 | 130.4262 | 116.2075 | 86.345 | 202.5526
2012 | Hospital | 4B | 241501.0316 | 4.9084 | 53.6259 | 11.2651 | 16.2166 | 0.8329 | 27.8946 | 10.9576 | 10.3881 | 24.4136 | 4.2628 | 0.0030937 | 4.2597 | 0.79361 | 13.1703 | 1.2585 | 0.10361 | 4.879 | 0.77281 | 60.0693 | 53.6259 | 113.6951 | 116.2809 | 69.4625 | 185.7434
2012 | Hospital | 4C | 241501.0316 | 3.6933 | 63.7607 | 8.0393 | 16.2166 | 0.83133 | 27.8946 | 10.9576 | 10.3881 | 24.1735 | 3.8271 | 0.0030937 | 3.824 | 0.4365 | 3.63 | 1.4248 | 0.10361 | 5.0249 | 0.76084 | 45.2213 | 63.7607 | 108.982 | 101.4193 | 79.7432 | 181.1625
2012 | Hospital | 5A | 241501.0316 | 4.4835 | 77.5581 | 11.7486 | 16.2166 | 0.83254 | 27.8946 | 10.9576 | 10.3881 | 24.3292 | 5.0415 | 0.0030937 | 5.0384 | 0.93117 | 8.1067 | 2.0202 | 0.10361 | 5.1889 | 0.75845 | 56.6578 | 77.5581 | 134.2159 | 112.8547 | 93.7046 | 206.5593
2012 | Hospital | 5B | 241501.0316 | 5.593 | 63.8744 | 9.232 | 16.2166 | 0.83258 | 27.8946 | 10.9576 | 10.3881 | 24.7725 | 3.8818 | 0.0030937 | 3.8787 | 0.5148 | 13.2114 | 1.3015 | 0.10361 | 5.1165 | 0.75786 | 58.504 | 63.8744 | 122.3783 | 114.7004 | 79.9484 | 194.6488
2012 | Hospital | 5C | 241501.0316 | 4.2018 | 67.2173 | 6.5495 | 16.2166 | 0.83125 | 27.8946 | 10.9576 | 10.3881 | 24.0632 | 3.327 | 0.0030937 | 3.3239 | 0.265 | 3.8182 | 1.4041 | 0.10361 | 5.1497 | 0.75017 | 43.6256 | 67.2173 | 110.843 | 99.813 | 83.3247 | 183.1377
2012 | Hospital | 6A | 241501.0316 | 4.561 | 95.4273 | 12.4387 | 16.2166 | 0.83215 | 27.8946 | 10.9576 | 10.3881 | 24.6089 | 5.56 | 0.0030937 | 5.5569 | 1.0341 | 9.5396 | 1.7214 | 0.10365 | 5.3885 | 0.75378 | 59.4605 | 95.4273 | 154.8878 | 115.6524 | 111.7735 | 227.4259
2012 | Hospital | 6B | 241501.0316 | 6.1469 | 85.959 | 8.4452 | 16.2166 | 0.83156 | 27.8946 | 10.9576 | 10.3881 | 25.9709 | 4.0073 | 0.0030937 | 4.0042 | 0.36131 | 13.5162 | 2.1973 | 0.10365 | 5.3331 | 0.74636 | 60.642 | 85.959 | 146.601 | 116.8259 | 102.2497 | 219.0756
2012 | Hospital | 7 | 241501.0316 | 5.2052 | 109.7732 | 10.3959 | 16.2166 | 0.83105 | 27.8946 | 10.9576 | 10.3881 | 24.3958 | 4.7076 | 0.0030937 | 4.7045 | 0.67721 | 11.8574 | 1.7029 | 0.10365 | 5.6295 | 0.74396 | 58.9391 | 109.7732 | 168.7123 | 115.12 | 126.3603 | 241.4803
2012 | Hospital | 8 | 241501.0316 | 6.4201 | 137.3445 | 6.0542 | 16.2166 | 0.82646 | 27.8946 | 10.9576 | 10.3881 | 24.043 | 3.5878 | 0.0030937 | 3.5847 | 0.21672 | 15.0561 | 1.7315 | 0.10369 | 5.9833 | 0.72756 | 57.1063 | 137.3445 | 194.4509 | 113.2663 | 154.2854 | 267.5517
2015 | Hospital | 0A | 241501.0316 | 0 | 17.7391 | 25.2833 | 12.626 | 0.78918 | 27.8278 | 10.9576 | 10.2559 | 11.0822 | 4.7758 | 0.0030937 | 4.7727 | 3.8571 | 0 | 1.0821 | 0.10361 | 3.897 | 0.70805 | 46.0774 | 17.7391 | 63.8164 | 98.3911 | 32.5937 | 130.9847
2015 | Hospital | 0B | 241501.0316 | 0.096273 | 17.7384 | 19.376 | 12.6301 | 0.78933 | 27.8278 | 10.9576 | 10.2559 | 11.0903 | 4.1437 | 0.0030937 | 4.1406 | 2.4728 | 0.070644 | 1.0821 | 0.10361 | 3.8995 | 0.70397 | 38.3286 | 17.7384 | 56.0669 | 90.6424 | 32.5955 | 123.2379
2015 | Hospital | 1A | 241501.0316 | 0 | 19.1269 | 18.9516 | 12.6339 | 0.78941 | 27.8278 | 10.9576 | 10.2559 | 10.9672 | 4.0289 | 0.0030937 | 4.0258 | 3.0649 | 0 | 1.0821 | 0.10361 | 3.9865 | 0.69302 | 38.0915 | 19.1269 | 57.2185 | 90.3982 | 34.0711 | 124.4693
2015 | Hospital | 1B | 241501.0316 | 0.38972 | 18.8286 | 17.9784 | 12.634 | 0.78843 | 27.8278 | 10.9576 | 10.2559 | 11.2323 | 3.7071 | 0.0030937 | 3.704 | 1.8376 | 0.25228 | 1.0821 | 0.10361 | 4.0326 | 0.686 | 36.4765 | 18.8286 | 55.3051 | 88.7753 | 33.8189 | 122.5941
2015 | Hospital | 2A | 241501.0316 | 0.73639 | 20.9768 | 16.6872 | 12.6359 | 0.78816 | 27.8278 | 10.9576 | 10.2559 | 11.0485 | 3.9305 | 0.0030937 | 3.9274 | 2.2819 | 1.1437 | 0.96528 | 0.10361 | 4.1532 | 0.67159 | 36.7903 | 20.9768 | 57.7672 | 89.0764 | 36.0877 | 125.164
2015 | Hospital | 2B | 241501.0316 | 3.3729 | 18.5393 | 10.4255 | 12.6406 | 0.78871 | 27.8278 | 10.9576 | 10.2559 | 11.6638 | 2.8578 | 0.0030937 | 2.8547 | 0.84852 | 8.5066 | 0.86214 | 0.10361 | 4.1815 | 0.65362 | 38.5342 | 18.5393 | 57.0734 | 90.8076 | 33.6784 | 124.486
2015 | Hospital | 3A | 241501.0316 | 1.8837 | 23.3335 | 10.9294 | 12.6395 | 0.78859 | 27.8278 | 10.9576 | 10.2559 | 11.4888 | 3.2855 | 0.0030937 | 3.2824 | 1.2915 | 4.1847 | 0.9101 | 0.10361 | 4.4913 | 0.63851 | 33.9706 | 23.3335 | 57.3041 | 86.2276 | 38.7824 | 125.0099
2015 | Hospital | 3B | 241501.0316 | 3.0613 | 18.7269 | 8.7861 | 12.6368 | 0.78855 | 27.8278 | 10.9576 | 10.2559 | 12.1625 | 2.65 | 0.0030937 | 2.6469 | 0.74239 | 8.8988 | 0.83125 | 0.10361 | 4.3974 | 0.63666 | 37.1292 | 18.7269 | 55.8561 | 89.3816 | 34.0819 | 123.4636
2015 | Hospital | 3C | 241501.0316 | 0.94012 | 22.436 | 7.4409 | 12.6353 | 0.78843 | 27.8278 | 10.9576 | 10.2559 | 11.1312 | 2.4362 | 0.0030937 | 2.4331 | 0.56288 | 1.8991 | 0 | 0.10361 | 4.5096 | 0.63231 | 24.4073 | 22.436 | 46.8434 | 76.6538 | 37.9033 | 114.557
2015 | Hospital | 4A | 241501.0316 | 2.6806 | 26.9288 | 8.7943 | 12.6278 | 0.78737 | 27.8278 | 10.9576 | 10.2559 | 11.4714 | 3.075 | 0.0030937 | 3.0719 | 0.87893 | 5.7211 | 0.93078 | 0.10361 | 4.806 | 0.61669 | 33.5491 | 26.9288 | 60.4779 | 85.7713 | 42.6924 | 128.4638
2015 | Hospital | 4B | 241501.0316 | 3.3655 | 18.9271 | 6.5435 | 12.6275 | 0.78796 | 27.8278 | 10.9576 | 10.2559 | 12.8104 | 2.324 | 0.0030937 | 2.321 | 0.29447 | 11.4604 | 0.81473 | 0.10361 | 4.7119 | 0.6141 | 37.61 | 18.9271 | 56.5371 | 89.83 | 34.5966 | 124.4266
2015 | Hospital | 4C | 241501.0316 | 2.5176 | 25.2328 | 4.713 | 12.6339 | 0.78647 | 27.8278 | 10.9576 | 10.2559 | 11.6007 | 2.1883 | 0.0030937 | 2.1852 | 0.14254 | 3.1456 | 0.81912 | 0.10361 | 4.8932 | 0.60354 | 25.1238 | 25.2328 | 50.3566 | 77.3381 | 41.0836 | 118.4217
2015 | Hospital | 5A | 241501.0316 | 3.0873 | 29.0533 | 6.5363 | 12.6293 | 0.78761 | 27.8278 | 10.9576 | 10.2559 | 11.6796 | 2.7514 | 0.0030937 | 2.7483 | 0.54141 | 6.4631 | 0.87485 | 0.10361 | 5.0921 | 0.6013 | 31.9309 | 29.0533 | 60.9842 | 84.1396 | 45.103 | 129.2426
2015 | Hospital | 5B | 241501.0316 | 3.8567 | 21.7872 | 5.5231 | 12.6277 | 0.78765 | 27.8278 | 10.9576 | 10.2559 | 12.9557 | 2.1939 | 0.0030937 | 2.1908 | 0.12818 | 10.9631 | 0.84895 | 0.10361 | 5.0072 | 0.60005 | 36.4666 | 21.7872 | 58.2538 | 88.6723 | 37.7521 | 126.4244
2015 | Hospital | 5C | 241501.0316 | 2.8547 | 25.9841 | 3.8743 | 12.6332 | 0.78639 | 27.8278 | 10.9576 | 10.2559 | 11.6696 | 1.9946 | 0.0030937 | 1.9916 | 0.12002 | 3.2498 | 0.8661 | 0.10361 | 5.0651 | 0.59349 | 24.6261 | 25.9841 | 50.6102 | 76.8296 | 42.0068 | 118.8365
2015 | Hospital | 6A | 241501.0316 | 3.1503 | 38.179 | 7.0117 | 12.6295 | 0.78725 | 27.8278 | 10.9576 | 10.2559 | 11.8052 | 2.9608 | 0.0030937 | 2.9577 | 0.55903 | 7.2174 | 0.89648 | 0.10361 | 5.3208 | 0.59808 | 33.5978 | 38.179 | 71.7768 | 85.803 | 54.4575 | 140.2604
2015 | Hospital | 6B | 241501.0316 | 4.2656 | 33.3196 | 5.0181 | 12.6307 | 0.78667 | 27.8278 | 10.9576 | 10.2559 | 12.5085 | 2.2117 | 0.0030937 | 2.2086 | 0.10188 | 11.2064 | 0.87611 | 0.10361 | 5.2614 | 0.59023 | 36.1852 | 33.3196 | 69.5048 | 88.3833 | 49.5387 | 137.922
2015 | Hospital | 7 | 241501.0316 | 3.5864 | 43.3311 | 5.9259 | 12.6281 | 0.78619 | 27.8278 | 10.9576 | 10.2559 | 11.8188 | 2.6288 | 0.0030937 | 2.6257 | 0.37022 | 8.7509 | 0.91999 | 0.10361 | 5.597 | 0.58941 | 33.9978 | 43.3311 | 77.329 | 86.192 | 59.8857 | 146.0777
2015 | Hospital | 8 | 241501.0316 | 4.4185 | 54.7043 | 3.9426 | 12.6426 | 0.78188 | 27.8278 | 10.9576 | 10.2559 | 11.6907 | 2.1401 | 0.0030937 | 2.137 | 0.089169 | 10.7506 | 0.94903 | 0.10361 | 5.9685 | 0.57595 | 33.9777 | 54.7043 | 88.682 | 86.1685 | 71.6304 | 157.799
2018 | Hospital | 0A | 241501.0316 | 0 | 16.7912 | 23.1273 | 12.8175 | 0.56414 | 27.8278 | 10.9576 | 10.127 | 11.0579 | 4.4975 | 0.0030937 | 4.4944 | 3.8417 | 0 | 0.79758 | 0.10361 | 3.8969 | 0.70805 | 43.3188 | 16.7912 | 60.11 | 95.47 | 31.6458 | 127.1158
2018 | Hospital | 0B | 241501.0316 | 0.093918 | 16.7712 | 18.5334 | 12.8213 | 0.56425 | 27.8278 | 10.9576 | 10.127 | 11.0587 | 4.0607 | 0.0030937 | 4.0576 | 2.4353 | 0.071979 | 0.79758 | 0.10361 | 3.8995 | 0.70397 | 37.0485 | 16.7712 | 53.8197 | 89.1994 | 31.6283 | 120.8277
2018 | Hospital | 1A | 241501.0316 | 0 | 18.1769 | 17.3344 | 12.825 | 0.56433 | 27.8278 | 10.9576 | 10.127 | 10.9283 | 3.7885 | 0.0030937 | 3.7855 | 3.0023 | 0 | 0.79758 | 0.10361 | 3.9865 | 0.69302 | 35.8481 | 18.1769 | 54.025 | 87.9919 | 33.121 | 121.1129
2018 | Hospital | 1B | 241501.0316 | 0.3774 | 17.9546 | 17.3353 | 12.825 | 0.56362 | 27.8278 | 10.9576 | 10.127 | 11.1868 | 3.6622 | 0.0030937 | 3.6591 | 1.8139 | 0.252 | 0.79758 | 0.10361 | 4.0326 | 0.686 | 35.4221 | 17.9546 | 53.3767 | 87.5582 | 32.9449 | 120.5031
2018 | Hospital | 2A | 241501.0316 | 0.71461 | 20.097 | 15.3843 | 12.8269 | 0.56343 | 27.8278 | 10.9576 | 10.127 | 11.0042 | 3.7471 | 0.0030937 | 3.744 | 2.2414 | 1.128 | 0.75484 | 0.10361 | 4.1531 | 0.67159 | 34.9714 | 20.097 | 55.0684 | 87.0948 | 35.2077 | 122.3025
2018 | Hospital | 2B | 241501.0316 | 3.2752 | 17.7235 | 10.2096 | 12.8315 | 0.56382 | 27.8278 | 10.9576 | 10.127 | 11.5887 | 2.8298 | 0.0030937 | 2.8267 | 0.83784 | 8.5224 | 0.71484 | 0.10361 | 4.1814 | 0.65362 | 37.9752 | 17.7235 | 55.6987 | 90.0857 | 32.8625 | 122.9482
2018 | Hospital | 3A | 241501.0316 | 1.8331 | 22.6705 | 10.2948 | 12.8303 | 0.5637 | 27.8278 | 10.9576 | 10.127 | 11.4458 | 3.2047 | 0.0030937 | 3.2016 | 1.2748 | 4.0717 | 0.73506 | 0.10361 | 4.4913 | 0.63851 | 32.8568 | 22.6705 | 55.5274 | 84.9509 | 38.1195 | 123.0704
2018 | Hospital | 3B | 241501.0316 | 2.9735 | 18.1042 | 8.6395 | 12.8277 | 0.5637 | 27.8278 | 10.9576 | 10.127 | 12.0886 | 2.6308 | 0.0030937 | 2.6277 | 0.72827 | 8.8144 | 0.70523 | 0.10361 | 4.3973 | 0.63666 | 36.5772 | 18.1042 | 54.6815 | 88.6669 | 33.4592 | 122.1261
2018 | Hospital | 3C | 241501.0316 | 0.9112 | 21.6916 | 7.3907 | 12.8263 | 0.56362 | 27.8278 | 10.9576 | 10.127 | 11.0876 | 2.2831 | 0.0030937 | 2.28 | 0.5546 | 1.8979 | 0 | 0.10361 | 4.5094 | 0.63231 | 24.1219 | 21.6916 | 45.8134 | 76.2056 | 37.1586 | 113.3642
2018 | Hospital | 4A | 241501.0316 | 2.6089 | 26.7943 | 8.4458 | 12.8215 | 0.56284 | 27.8278 | 10.9576 | 10.127 | 11.4188 | 2.8426 | 0.0030937 | 2.8395 | 0.86681 | 5.4769 | 0.74714 | 0.10361 | 4.8058 | 0.61669 | 32.4039 | 26.7943 | 59.1983 | 84.4665 | 42.5578 | 127.0243
2018 | Hospital | 4B | 241501.0316 | 3.2609 | 18.5917 | 6.4559 | 12.8216 | 0.56327 | 27.8278 | 10.9576 | 10.127 | 12.7097 | 2.3132 | 0.0030937 | 2.3101 | 0.29019 | 11.1634 | 0.6628 | 0.10361 | 4.7119 | 0.6141 | 36.853 | 18.5917 | 55.4447 | 88.9135 | 34.2613 | 123.1748
2018 | Hospital | 4C | 241501.0316 | 2.4391 | 24.9028 | 4.6716 | 12.8276 | 0.56221 | 27.8278 | 10.9576 | 10.127 | 11.5493 | 2.1855 | 0.0030937 | 2.1824 | 0.1418 | 2.9881 | 0.71885 | 0.10361 | 4.8931 | 0.60354 | 24.6911 | 24.9028 | 49.5939 | 76.746 | 40.7536 | 117.4996
2018 | Hospital | 5A | 241501.0316 | 3.0181 | 28.9174 | 6.4687 | 12.8218 | 0.56304 | 27.8278 | 10.9576 | 10.127 | 11.6404 | 2.5346 | 0.0030937 | 2.5315 | 0.53662 | 6.1642 | 0.7243 | 0.10361 | 5.0922 | 0.6013 | 31.0837 | 28.9174 | 60.0012 | 83.1313 | 44.9672 | 128.0985
2018 | Hospital | 5B | 241501.0316 | 3.7484 | 21.5615 | 5.4706 | 12.8202 | 0.56304 | 27.8278 | 10.9576 | 10.127 | 12.858 | 2.0318 | 0.0030937 | 2.0287 | 0.12704 | 10.5885 | 0.671 | 0.10361 | 5.0072 | 0.60005 | 35.4922 | 21.5615 | 57.0538 | 87.537 | 37.5264 | 125.0634
2018 | Hospital | 5C | 241501.0316 | 2.7636 | 25.997 | 3.8522 | 12.8255 | 0.56217 | 27.8278 | 10.9576 | 10.127 | 11.6257 | 1.7995 | 0.0030937 | 1.7964 | 0.11935 | 2.9936 | 0.71681 | 0.10361 | 5.0651 | 0.59349 | 23.8677 | 25.997 | 49.8647 | 75.9104 | 42.0197 | 117.9301
2018 | Hospital | 6A | 241501.0316 | 3.0772 | 37.6569 | 6.9469 | 12.8206 | 0.56276 | 27.8278 | 10.9576 | 10.127 | 11.7484 | 2.6767 | 0.0030937 | 2.6736 | 0.55523 | 6.7697 | 0.73404 | 0.10361 | 5.3207 | 0.59808 | 32.5051 | 37.6569 | 70.162 | 84.5482 | 53.9352 | 138.4833
2018 | Hospital | 6B | 241501.0316 | 4.1512 | 32.658 | 4.9629 | 12.8218 | 0.56237 | 27.8278 | 10.9576 | 10.127 | 12.399 | 1.9607 | 0.0030937 | 1.9576 | 0.10032 | 10.7599 | 0.72462 | 0.10361 | 5.2613 | 0.59023 | 35.0555 | 32.658 | 67.7135 | 87.0915 | 48.877 | 135.9685
2018 | Hospital | 7 | 241501.0316 | 3.5035 | 42.1486 | 5.8781 | 12.8193 | 0.56202 | 27.8278 | 10.9576 | 10.127 | 11.7791 | 2.3016 | 0.0030937 | 2.2985 | 0.36735 | 8.2494 | 0.7316 | 0.10361 | 5.5972 | 0.58941 | 32.8075 | 42.1486 | 74.9562 | 84.8399 | 58.7035 | 143.5434
2018 | Hospital | 8 | 241501.0316 | 4.3046 | 52.9868 | 3.8899 | 12.8331 | 0.55892 | 27.8278 | 10.9576 | 10.127 | 11.6273 | 1.7154 | 0.0030937 | 1.7123 | 0.087795 | 10.1273 | 0.73549 | 0.10361 | 5.9687 | 0.57595 | 32.4846 | 52.9868 | 85.4715 | 84.5141 | 69.9132 | 154.4273
2006 | Large Hotel | 0A | 122119.6852 | 0 | 16.0913 | 79.4796 | 11.7083 | 2.379 | 13.5926 | 13.8839 | 8.0369 | 17.1474 | 4.4193 | 0.011726 | 4.4075 | 0 | 0 | 4.7801 | 0.70489 | 13.6183 | 0.57186 | 105.8147 | 16.0913 | 121.9059 | 142.8199 | 43.5936 | 186.4135
2006 | Large Hotel | 0B | 122119.6852 | 0 | 25.7263 | 75.0165 | 11.7083 | 2.3795 | 13.5926 | 13.8839 | 8.0369 | 18.9028 | 4.2317 | 0.011726 | 4.22 | 0 | 0 | 5.2462 | 0.70497 | 13.7294 | 0.56705 | 103.3856 | 25.7263 | 129.1119 | 140.3866 | 53.3398 | 193.7263
2006 | Large Hotel | 1A | 122119.6852 | 0 | 16.6821 | 53.5659 | 11.7083 | 2.3797 | 13.5926 | 13.8839 | 8.0369 | 15.8368 | 3.3665 | 0.011726 | 3.3548 | 0 | 0 | 4.4679 | 0.70489 | 14.1171 | 0.57217 | 77.2253 | 16.6821 | 93.9074 | 114.2316 | 44.6831 | 158.9147
2006 | Large Hotel | 1B | 122119.6852 | 0 | 28.6108 | 59.2281 | 11.7083 | 2.3768 | 13.5926 | 13.8839 | 8.0369 | 18.574 | 3.5022 | 0.011726 | 3.4904 | 0 | 0 | 5.2273 | 0.70497 | 14.1828 | 0.56588 | 86.5198 | 28.6108 | 115.1306 | 123.5169 | 56.6776 | 180.1945
2006 | Large Hotel | 2A | 122119.6852 | 0 | 26.159 | 50.1393 | 11.7083 | 2.3759 | 13.5926 | 13.8839 | 8.0369 | 16.0623 | 3.5443 | 0.011726 | 3.5326 | 0 | 0 | 4.6457 | 0.70497 | 14.7016 | 0.56674 | 74.3799 | 26.159 | 100.5389 | 111.3769 | 54.7446 | 166.1215
2006 | Large Hotel | 2B | 122119.6852 | 0 | 30.271 | 34.8316 | 11.7083 | 2.3777 | 13.5926 | 13.8839 | 8.0369 | 18.3619 | 2.6568 | 0.011726 | 2.6451 | 0 | 0 | 3.6253 | 0.70497 | 14.7423 | 0.55804 | 59.4639 | 30.271 | 89.735 | 96.4541 | 58.8972 | 155.3514
2006 | Large Hotel | 3A | 122119.6852 | 0 | 30.3235 | 28.5397 | 11.7083 | 2.3772 | 13.5926 | 13.8839 | 8.0369 | 15.1918 | 2.459 | 0.011726 | 2.4472 | 0 | 0 | 4.5358 | 0.70497 | 15.7161 | 0.56262 | 50.7145 | 30.3235 | 81.038 | 87.7089 | 59.9235 | 147.6324
2006 | Large Hotel | 3B | 122119.6852 | 0 | 34.2233 | 25.8189 | 11.7083 | 2.3772 | 13.5926 | 13.8839 | 8.0369 | 18.0866 | 2.186 | 0.011726 | 2.1743 | 0 | 0 | 3.6738 | 0.70497 | 15.4554 | 0.55758 | 49.7536 | 34.2233 | 83.9769 | 86.7427 | 63.5626 | 150.3053
2006 | Large Hotel | 3C | 122119.6852 | 0 | 29.568 | 19.2925 | 11.7083 | 2.3768 | 13.5926 | 13.8839 | 8.0369 | 14.2786 | 1.79 | 0.011726 | 1.7783 | 0 | 0 | 0 | 0.70497 | 15.8258 | 0.56511 | 35.3494 | 29.568 | 64.9174 | 72.3457 | 59.2776 | 131.6234
2006 | Large Hotel | 4A | 122119.6852 | 0 | 34.4851 | 19.4941 | 11.7083 | 2.3736 | 13.5926 | 13.8839 | 8.0369 | 14.5824 | 1.9112 | 0.011726 | 1.8995 | 0 | 0 | 4.368 | 0.70497 | 16.5216 | 0.56006 | 40.344 | 34.4851 | 74.8291 | 77.3322 | 64.8907 | 142.2229
2006 | Large Hotel | 4B | 122119.6852 | 0 | 29.8752 | 16.5973 | 11.7083 | 2.3754 | 13.5926 | 13.8839 | 8.0369 | 17.5251 | 1.6943 | 0.011726 | 1.6826 | 0 | 0 | 5.2551 | 0.70497 | 16.2938 | 0.55548 | 41.0601 | 29.8752 | 70.9353 | 78.0455 | 60.053 | 138.0985
2006 | Large Hotel | 4C | 122119.6852 | 0 | 34.0002 | 8.2001 | 11.7083 | 2.3709 | 13.5926 | 13.8839 | 8.0369 | 14.7301 | 1.2896 | 0.011726 | 1.2778 | 0 | 0 | 4.5032 | 0.70497 | 16.7679 | 0.5606 | 28.7112 | 34.0002 | 62.7114 | 65.6972 | 64.652 | 130.3492
2006 | Large Hotel | 5A | 122119.6852 | 0 | 37.5089 | 12.4913 | 11.7083 | 2.3743 | 13.5926 | 13.8839 | 8.0369 | 14.4409 | 1.542 | 0.011726 | 1.5302 | 0 | 0 | 3.033 | 0.70497 | 17.2103 | 0.55874 | 31.4954 | 37.5089 | 69.0043 | 68.4829 | 68.6032 | 137.0861
2006 | Large Hotel | 5B | 122119.6852 | 0 | 32.9721 | 12.2199 | 11.7083 | 2.3744 | 13.5926 | 13.8839 | 8.0369 | 17.1457 | 1.4224 | 0.011726 | 1.4107 | 0 | 0 | 5.1652 | 0.70497 | 17.0182 | 0.55471 | 35.9415 | 32.9721 | 68.9136 | 72.9251 | 63.8743 | 136.7993
2006 | Large Hotel | 5C | 122119.6852 | 0 | 34.8286 | 4.9484 | 11.7083 | 2.3707 | 13.5926 | 13.8839 | 8.0369 | 14.4863 | 1.0322 | 0.011726 | 1.0205 | 0 | 0 | 3.0161 | 0.70497 | 17.1578 | 0.56006 | 23.4713 | 34.8286 | 58.3 | 60.4566 | 65.8704 | 126.327
2006 | Large Hotel | 6A | 122119.6852 | 0 | 45.3098 | 13.2549 | 11.7083 | 2.3732 | 13.5926 | 13.8839 | 8.0369 | 14.9589 | 1.6945 | 0.011726 | 1.6827 | 0 | 0 | 4.4255 | 0.70504 | 17.724 | 0.55408 | 34.322 | 45.3098 | 79.6317 | 71.3038 | 76.9177 | 148.2214
2006 | Large Hotel | 6B | 122119.6852 | 0 | 42.8877 | 8.5312 | 11.7083 | 2.3715 | 13.5926 | 13.8839 | 8.0369 | 16.3332 | 1.2999 | 0.011726 | 1.2881 | 0 | 0 | 4.9187 | 0.70504 | 17.5933 | 0.55051 | 31.0712 | 42.8877 | 73.9589 | 68.0478 | 74.365 | 142.4128
2006 | Large Hotel | 7 | 122119.6852 | 0 | 57.4262 | 10.327 | 11.7083 | 2.37 | 13.5926 | 13.8839 | 8.0369 | 15.6133 | 1.5232 | 0.011726 | 1.5115 | 0 | 0 | 4.5718 | 0.7052 | 18.3325 | 0.54834 | 32.0237 | 57.4262 | 89.4499 | 68.9968 | 89.6426 | 158.6394
2006 | Large Hotel | 8 | 122119.6852 | 0 | 82.8924 | 5.1976 | 11.7083 | 2.357 | 13.5926 | 13.8839 | 8.0369 | 16.5088 | 1.2923 | 0.011726 | 1.2806 | 0 | 0 | 4.7434 | 0.70528 | 19.1535 | 0.54074 | 27.7304 | 82.8924 | 110.6228 | 64.6829 | 115.9298 | 180.6127
2009 | Large Hotel | 0A | 122119.6852 | 0 | 15.9163 | 72.3187 | 11.7083 | 1.9134 | 13.5926 | 13.8839 | 8.0369 | 17.2952 | 4.3137 | 0.011726 | 4.302 | 0 | 0 | 4.2261 | 0.70489 | 13.6185 | 0.57186 | 98.142 | 15.9163 | 114.0583 | 134.6816 | 43.4188 | 178.1004
2009 | Large Hotel | 0B | 122119.6852 | 0 | 24.6574 | 67.6805 | 11.7083 | 1.9137 | 13.5926 | 13.8839 | 8.0369 | 19.0419 | 4.1135 | 0.011726 | 4.1018 | 0 | 0 | 4.8024 | 0.70497 | 13.7296 | 0.56774 | 95.6267 | 24.6574 | 120.2841 | 132.1627 | 52.2709 | 184.4336
2009 | Large Hotel | 1A | 122119.6852 | 0 | 16.3046 | 48.0417 | 11.7083 | 1.914 | 13.5926 | 13.8839 | 8.0369 | 15.9484 | 3.2757 | 0.011726 | 3.264 | 0 | 0 | 4.0095 | 0.70489 | 14.1174 | 0.5724 | 71.2635 | 16.3046 | 87.5681 | 107.8042 | 44.3059 | 152.1101
2009 | Large Hotel | 1B | 122119.6852 | 0 | 24.7593 | 52.9813 | 11.7083 | 1.9115 | 13.5926 | 13.8839 | 8.0369 | 18.6521 | 3.3359 | 0.011726 | 3.3242 | 0 | 0 | 4.7885 | 0.70489 | 14.1823 | 0.56798 | 79.7461 | 24.7593 | 104.5055 | 116.28 | 52.8256 | 169.1057
2009 | Large Hotel | 2A | 122119.6852 | 0 | 19.6313 | 41.9407 | 11.7083 | 1.9109 | 13.5926 | 13.8839 | 8.0369 | 15.151 | 3.199 | 0.011726 | 3.1873 | 0 | 0 | 4.0351 | 0.70481 | 14.7007 | 0.57147 | 64.3141 | 19.6313 | 83.9454 | 100.8507 | 48.216 | 149.0667
2009 | Large Hotel | 2B | 122119.6852 | 0 | 20.1673 | 27.9448 | 11.7083 | 1.9122 | 13.5926 | 13.8839 | 8.0369 | 16.8853 | 2.3101 | 0.011726 | 2.2984 | 0 | 0 | 3.3356 | 0.70481 | 14.7415 | 0.56324 | 50.4642 | 20.1673 | 70.6315 | 86.994 | 48.7928 | 135.7867
2009 | Large Hotel | 3A | 122119.6852 | 0 | 22.4981 | 24.2078 | 11.7083 | 1.9119 | 13.5926 | 13.8839 | 8.0369 | 14.8718 | 2.2381 | 0.011726 | 2.2264 | 0 | 0 | 4.0587 | 0.70481 | 15.7145 | 0.57031 | 45.3648 | 22.4981 | 67.8628 | 81.9013 | 52.0966 | 133.9979
2009 | Large Hotel | 3B | 122119.6852 | 0 | 20.5304 | 20.7586 | 11.7083 | 1.9119 | 13.5926 | 13.8839 | 8.0369 | 16.7053 | 1.8883 | 0.011726 | 1.8766 | 0 | 0 | 3.3953 | 0.70481 | 15.4535 | 0.56557 | 42.7358 | 20.5304 | 63.2662 | 79.2675 | 49.8679 | 129.1354
2009 | Large Hotel | 3C | 122119.6852 | 0 | 22.9403 | 14.9483 | 11.7083 | 1.9115 | 13.5926 | 13.8839 | 8.0369 | 13.9887 | 1.5765 | 0.011726 | 1.5648 | 0 | 0 | 0 | 0.70489 | 15.8236 | 0.56953 | 30.5017 | 22.9403 | 53.4421 | 67.0372 | 52.6478 | 119.685
2009 | Large Hotel | 4A | 122119.6852 | 0 | 24.9183 | 16.4991 | 11.7083 | 1.909 | 13.5926 | 13.8839 | 8.0369 | 14.2638 | 1.7417 | 0.011726 | 1.73 | 0 | 0 | 3.8618 | 0.70473 | 16.5194 | 0.57108 | 36.3548 | 24.9183 | 61.273 | 72.889 | 55.3217 | 128.2108
2009 | Large Hotel | 4B | 122119.6852 | 0 | 19.7196 | 14.025 | 11.7083 | 1.9105 | 13.5926 | 13.8839 | 8.0369 | 17.0994 | 1.5195 | 0.011726 | 1.5078 | 0 | 0 | 4.7441 | 0.70473 | 16.2907 | 0.56635 | 37.3764 | 19.7196 | 57.096 | 73.9074 | 49.8943 | 123.8017
2009 | Large Hotel | 4C | 122119.6852 | 0 | 22.0263 | 6.3123 | 11.7083 | 1.9068 | 13.5926 | 13.8839 | 8.0369 | 14.6567 | 1.1031 | 0.011726 | 1.0914 | 0 | 0 | 2.7506 | 0.70466 | 16.7652 | 0.57395 | 24.8109 | 22.0263 | 46.8372 | 61.3457 | 52.6755 | 114.0212
2009 | Large Hotel | 5A | 122119.6852 | 0 | 30.3186 | 10.5486 | 11.7083 | 1.9096 | 13.5926 | 13.8839 | 8.0369 | 14.5191 | 1.412 | 0.011726 | 1.4003 | 0 | 0 | 2.9383 | 0.70473 | 17.208 | 0.57077 | 29.4062 | 30.3186 | 59.7248 | 65.9407 | 61.4105 | 127.3513
2009 | Large Hotel | 5B | 122119.6852 | 0 | 24.8623 | 10.5323 | 11.7083 | 1.9097 | 13.5926 | 13.8839 | 8.0369 | 17.2382 | 1.2959 | 0.011726 | 1.2842 | 0 | 0 | 3.5685 | 0.70473 | 17.0143 | 0.56619 | 32.6232 | 24.8623 | 57.4856 | 69.1533 | 55.7606 | 124.914
2009 | Large Hotel | 5C | 122119.6852 | 0 | 21.6778 | 3.7268 | 11.7083 | 1.9067 | 13.5926 | 13.8839 | 8.0369 | 14.4186 | 0.86237 | 0.011726 | 0.85064 | 0 | 0 | 3.0757 | 0.70466 | 17.1557 | 0.57551 | 22.0717 | 21.6778 | 43.7495 | 58.608 | 52.7175 | 111.3255
2009 | Large Hotel | 6A | 122119.6852 | 0 | 40.353 | 11.178 | 11.7083 | 1.9087 | 13.5926 | 13.8839 | 8.0369 | 15.0699 | 1.5636 | 0.011726 | 1.5519 | 0 | 0 | 3.1016 | 0.70481 | 17.7209 | 0.56534 | 30.9014 | 40.353 | 71.2543 | 67.4297 | 71.9578 | 139.3875
2009 | Large Hotel | 6B | 122119.6852 | 0 | 34.7533 | 7.2742 | 11.7083 | 1.9074 | 13.5926 | 13.8839 | 8.0369 | 16.3833 | 1.1852 | 0.011726 | 1.1734 | 0 | 0 | 4.501 | 0.70481 | 17.5903 | 0.56247 | 29.332 | 34.7533 | 64.0852 | 65.8561 | 66.2275 | 132.0837
2009 | Large Hotel | 7 | 122119.6852 | 0 | 52.4664 | 8.6079 | 11.7083 | 1.9062 | 13.5926 | 13.8839 | 8.0369 | 15.4881 | 1.4137 | 0.011726 | 1.4019 | 0 | 0 | 4.1156 | 0.70489 | 18.3299 | 0.55998 | 29.6136 | 52.4664 | 82.08 | 66.1342 | 84.6803 | 150.8144
2009 | Large Hotel | 8 | 122119.6852 | 0 | 79.1621 | 4.2582 | 11.7083 | 1.8956 | 13.5926 | 13.8839 | 8.0369 | 16.3105 | 1.1935 | 0.011726 | 1.1817 | 0 | 0 | 4.2447 | 0.70504 | 19.1503 | 0.55245 | 25.9952 | 79.1621 | 105.1573 | 62.4978 | 112.1964 | 174.6942
2012 | Large Hotel | 0A | 122119.6852 | 0 | 14.2907 | 61.4544 | 10.8303 | 1.9134 | 13.5926 | 13.8839 | 7.8488 | 14.7583 | 3.8097 | 0.011726 | 3.7979 | 0 | 0 | 4.1501 | 0.70481 | 13.6186 | 0.57349 | 84.1608 | 14.2907 | 98.4515 | 119.636 | 41.7933 | 161.4293
2012 | Large Hotel | 0B | 122119.6852 | 0 | 17.8776 | 54.9779 | 10.8303 | 1.9137 | 13.5926 | 13.8839 | 7.8488 | 15.6205 | 3.4029 | 0.011726 | 3.3912 | 0 | 0 | 4.3817 | 0.70489 | 13.7298 | 0.57031 | 78.3712 | 17.8776 | 96.2488 | 113.8436 | 45.4914 | 159.335
2012 | Large Hotel | 1A | 122119.6852 | 0 | 14.1275 | 42.1746 | 10.8303 | 1.914 | 13.5926 | 13.8839 | 7.8488 | 14.0416 | 2.9357 | 0.011726 | 2.9239 | 0 | 0 | 3.9598 | 0.70481 | 14.1171 | 0.57403 | 63.0999 | 14.1275 | 77.2274 | 98.5761 | 42.1286 | 140.7047
2012 | Large Hotel | 1B | 122119.6852 | 0 | 17.0294 | 43.4226 | 10.8303 | 1.9115 | 13.5926 | 13.8839 | 7.8488 | 15.4702 | 2.8251 | 0.011726 | 2.8134 | 0 | 0 | 4.4002 | 0.70489 | 14.1827 | 0.57069 | 66.1064 | 17.0294 | 83.1358 | 101.5769 | 45.096 | 146.6729
2012 | Large Hotel | 2A | 122119.6852 | 0 | 16 | 38.8664 | 10.8303 | 1.9109 | 13.5926 | 13.8839 | 7.8488 | 14.1873 | 3.0533 | 0.011726 | 3.0416 | 0 | 0 | 3.4889 | 0.70481 | 14.7007 | 0.57287 | 59.5843 | 16 | 75.5843 | 95.0562 | 44.5846 | 139.6409
2012 | Large Hotel | 2B | 122119.6852 | 0 | 16.3326 | 26.111 | 10.8303 | 1.9122 | 13.5926 | 13.8839 | 7.8488 | 15.8536 | 2.2166 | 0.011726 | 2.2049 | 0 | 0 | 3.4188 | 0.70481 | 14.7421 | 0.56456 | 47.5883 | 16.3326 | 63.9209 | 83.0535 | 44.9586 | 128.0121
2012 | Large Hotel | 3A | 122119.6852 | 0 | 17.1464 | 22.8901 | 10.8303 | 1.9119 | 13.5926 | 13.8839 | 7.8488 | 13.9547 | 2.1846 | 0.011726 | 2.1729 | 0 | 0 | 4.1119 | 0.70473 | 15.7147 | 0.5717 | 43.1296 | 17.1464 | 60.2759 | 78.6014 | 46.7451 | 125.3465
2012 | Large Hotel | 3B | 122119.6852 | 0 | 17.2797 | 19.9901 | 10.8303 | 1.9119 | 13.5926 | 13.8839 | 7.8488 | 15.7904 | 1.8333 | 0.011726 | 1.8216 | 0 | 0 | 4.3718 | 0.70473 | 15.454 | 0.56697 | 41.9738 | 17.2797 | 59.2535 | 77.4408 | 46.6176 | 124.0584
2012 | Large Hotel | 3C | 122119.6852 | 0 | 14.648 | 13.5715 | 10.8303 | 1.9115 | 13.5926 | 13.8839 | 7.8488 | 13.26 | 1.5026 | 0.011726 | 1.4909 | 0 | 0 | 1.4815 | 0.70473 | 15.8238 | 0.57558 | 29.8039 | 14.648 | 44.4519 | 65.2792 | 44.3557 | 109.635
2012 | Large Hotel | 4A | 122119.6852 | 0 | 16.3551 | 16.0839 | 10.8303 | 1.909 | 13.5926 | 13.8839 | 7.8488 | 13.5793 | 1.7906 | 0.011726 | 1.7789 | 0 | 0 | 3.366 | 0.70466 | 16.5199 | 0.57279 | 34.8081 | 16.3551 | 51.1632 | 70.278 | 46.7589 | 117.0369
2012 | Large Hotel | 4B | 122119.6852 | 0 | 15.6143 | 13.9494 | 10.8303 | 1.9105 | 13.5926 | 13.8839 | 7.8488 | 16.4207 | 1.5204 | 0.011726 | 1.5087 | 0 | 0 | 3.3 | 0.70466 | 16.2907 | 0.56798 | 35.1788 | 15.6143 | 50.7932 | 70.6454 | 45.7891 | 116.4345
2012 | Large Hotel | 4C | 122119.6852 | 0 | 17.2383 | 6.5643 | 10.8303 | 1.9068 | 13.5926 | 13.8839 | 7.8488 | 14.0002 | 1.1604 | 0.011726 | 1.1487 | 0 | 0 | 3.8851 | 0.70466 | 16.7651 | 0.57574 | 25.5983 | 17.2383 | 42.8367 | 61.0689 | 47.8874 | 108.9563
2012 | Large Hotel | 5A | 122119.6852 | 0 | 19.1815 | 10.4356 | 10.8303 | 1.9096 | 13.5926 | 13.8839 | 7.8488 | 13.5536 | 1.4343 | 0.011726 | 1.4226 | 0 | 0 | 4.0293 | 0.70466 | 17.2079 | 0.57263 | 29.4411 | 19.1815 | 48.6225 | 64.9114 | 50.2734 | 115.1848
2012 | Large Hotel | 5B | 122119.6852 | 0 | 19.4901 | 10.5083 | 10.8303 | 1.9097 | 13.5926 | 13.8839 | 7.8488 | 16.3673 | 1.3039 | 0.011726 | 1.2922 | 0 | 0 | 3.4039 | 0.70466 | 17.0147 | 0.56813 | 31.5717 | 19.4901 | 51.0618 | 67.0377 | 50.3888 | 117.4265
2012 | Large Hotel | 5C | 122119.6852 | 0 | 13.5547 | 4.2538 | 10.8303 | 1.9067 | 13.5926 | 13.8839 | 7.8488 | 13.7798 | 0.97141 | 0.011726 | 0.95969 | 0 | 0 | 4.1942 | 0.70458 | 17.1557 | 0.57729 | 23.1874 | 13.5547 | 36.7421 | 58.6594 | 44.5944 | 103.2538
2012 | Large Hotel | 6A | 122119.6852 | 0 | 28.063 | 10.9638 | 10.8303 | 1.9087 | 13.5926 | 13.8839 | 7.8488 | 13.9432 | 1.5588 | 0.011726 | 1.5471 | 0 | 0 | 3.2158 | 0.70473 | 17.7209 | 0.56728 | 29.67 | 28.063 | 57.733 | 65.1343 | 59.6679 | 124.8022
2012 | Large Hotel | 6B | 122119.6852 | 0 | 24.061 | 7.4543 | 10.8303 | 1.9074 | 13.5926 | 13.8839 | 7.8488 | 15.374 | 1.2046 | 0.011726 | 1.1928 | 0 | 0 | 3.651 | 0.70473 | 17.5901 | 0.56472 | 27.6723 | 24.061 | 51.7333 | 63.1325 | 55.5351 | 118.6676
2012 | Large Hotel | 7 | 122119.6852 | 0 | 36.9385 | 8.6147 | 10.8303 | 1.9062 | 13.5926 | 13.8839 | 7.8488 | 14.0886 | 1.4258 | 0.011726 | 1.414 | 0 | 0 | 3.3088 | 0.70489 | 18.3296 | 0.56208 | 27.4261 | 36.9385 | 64.3646 | 62.8826 | 69.152 | 132.0346
2012 | Large Hotel | 8 | 122119.6852 | 0 | 59.1998 | 4.5595 | 10.8303 | 1.8956 | 13.5926 | 13.8839 | 7.8488 | 14.924 | 1.146 | 0.011726 | 1.1343 | 0 | 0 | 4.3003 | 0.70497 | 19.1497 | 0.55463 | 24.9182 | 59.1998 | 84.118 | 60.357 | 92.2335 | 152.5905
2015 | Large Hotel | 0A | 122119.6852 | 0 | 0.64249 | 38.2298 | 5.9564 | 1.7617 | 13.5438 | 13.8839 | 7.6288 | 4.4025 | 1.1069 | 0.011726 | 1.0952 | 0 | 0 | 2.4909 | 0.70442 | 13.5911 | 0.48299 | 46.2184 | 0.64249 | 46.8609 | 76.3082 | 28.1175 | 104.4257
2015 | Large Hotel | 0B | 122119.6852 | 0 | 0.61951 | 32.5441 | 5.957 | 1.762 | 13.5438 | 13.8839 | 7.6288 | 4.3187 | 0.99687 | 0.011726 | 0.98515 | 0 | 0 | 2.4158 | 0.70442 | 13.576 | 0.48338 | 40.2638 | 0.61951 | 40.8833 | 70.355 | 28.0794 | 98.4345
2015 | Large Hotel | 1A | 122119.6852 | 0 | 0.94021 | 26.9256 | 5.9612 | 1.7622 | 13.5438 | 13.8839 | 7.6288 | 4.3727 | 0.88255 | 0.011726 | 0.87082 | 0 | 0 | 2.4292 | 0.70442 | 14.094 | 0.48252 | 34.5983 | 0.94021 | 35.5385 | 64.693 | 28.9182 | 93.6111
2015 | Large Hotel | 1B | 122119.6852 | 0 | 0.78351 | 25.5182 | 5.96 | 1.76 | 13.5438 | 13.8839 | 7.6288 | 4.2804 | 0.8803 | 0.011726 | 0.86857 | 0 | 0 | 2.416 | 0.70442 | 14.1196 | 0.48299 | 33.0833 | 0.78351 | 33.8668 | 63.1749 | 28.787 | 91.9619
2015 | Large Hotel | 2A | 122119.6852 | 0 | 1.8746 | 23.5191 | 5.9566 | 1.7594 | 13.5438 | 13.8839 | 7.6288 | 4.3885 | 0.92159 | 0.011726 | 0.90986 | 0 | 0 | 1.9316 | 0.70442 | 14.6861 | 0.48206 | 30.749 | 1.8746 | 32.6236 | 60.8358 | 30.4446 | 91.2804
2015 | Large Hotel | 2B | 122119.6852 | 0 | 1.8711 | 15.1473 | 5.9579 | 1.7607 | 13.5438 | 13.8839 | 7.6288 | 4.2763 | 0.64769 | 0.011726 | 0.63596 | 0 | 0 | 1.6104 | 0.70435 | 14.7227 | 0.47663 | 21.6699 | 1.8711 | 23.541 | 51.7538 | 30.4778 | 82.2316
2015 | Large Hotel | 3A | 122119.6852 | 0 | 4.0538 | 13.5176 | 5.9575 | 1.7604 | 13.5438 | 13.8839 | 7.6288 | 4.3373 | 0.72879 | 0.011726 | 0.71707 | 0 | 0 | 1.7973 | 0.70435 | 15.7018 | 0.48004 | 20.3693 | 4.0538 | 24.4231 | 50.4558 | 33.6397 | 84.0955
2015 | Large Hotel | 3B | 122119.6852 | 0 | 2.4319 | 11.1825 | 5.9577 | 1.7603 | 13.5438 | 13.8839 | 7.6288 | 4.2782 | 1.0986 | 0.011726 | 1.0869 | 0 | 0 | 1.5905 | 0.70435 | 15.4396 | 0.47795 | 18.1382 | 2.4319 | 20.5701 | 48.2227 | 31.7555 | 79.9782
2015 | Large Hotel | 3C | 122119.6852 | 0 | 7.4768 | 7.8012 | 5.9592 | 1.76 | 13.5438 | 13.8839 | 7.6288 | 4.3527 | 1.0147 | 0.011726 | 1.003 | 0 | 0 | 0 | 0.70442 | 15.82 | 0.48097 | 13.1569 | 7.4768 | 20.6338 | 43.2458 | 37.1809 | 80.4267
2015 | Large Hotel | 4A | 122119.6852 | 0 | 5.5017 | 9.5942 | 5.9532 | 1.7576 | 13.5438 | 13.8839 | 7.6288 | 4.4507 | 0.66212 | 0.011726 | 0.6504 | 0 | 0 | 1.9142 | 0.70435 | 16.5047 | 0.47864 | 16.6095 | 5.5017 | 22.1112 | 46.6876 | 35.8903 | 82.578
2015 | Large Hotel | 4B | 122119.6852 | 0 | 2.8466 | 7.8349 | 5.9526 | 1.759 | 13.5438 | 13.8839 | 7.6288 | 4.5164 | 1.0074 | 0.011726 | 0.9957 | 0 | 0 | 1.5338 | 0.70427 | 16.2741 | 0.47756 | 14.8808 | 2.8466 | 17.7274 | 44.9586 | 33.0046 | 77.9632
2015 | Large Hotel | 4C | 122119.6852 | 0 | 4.929 | 3.3884 | 5.9542 | 1.7556 | 13.5438 | 13.8839 | 7.6288 | 4.3956 | 0.74354 | 0.011726 | 0.73181 | 0 | 0 | 1.6335 | 0.70435 | 16.747 | 0.48175 | 10.1493 | 4.929 | 15.0783 | 40.2295 | 35.56 | 75.7895
2015 | Large Hotel | 5A | 122119.6852 | 0 | 9.1217 | 5.8679 | 5.9517 | 1.7582 | 13.5438 | 13.8839 | 7.6288 | 4.4602 | 0.56875 | 0.011726 | 0.55703 | 0 | 0 | 1.73 | 0.70435 | 17.1879 | 0.47771 | 12.6151 | 9.1217 | 21.7368 | 42.6914 | 40.1936 | 82.885
2015 | Large Hotel | 5B | 122119.6852 | 0 | 5.3445 | 5.7841 | 5.9529 | 1.7583 | 13.5438 | 13.8839 | 7.6288 | 4.4723 | 0.85251 | 0.011726 | 0.84078 | 0 | 0 | 1.6352 | 0.70427 | 16.9906 | 0.47663 | 12.7324 | 5.3445 | 18.0769 | 42.8088 | 36.219 | 79.0278
2015 | Large Hotel | 5C | 122119.6852 | 0 | 5.5874 | 2.0114 | 5.9534 | 1.7555 | 13.5438 | 13.8839 | 7.6288 | 4.474 | 0.60803 | 0.011726 | 0.5963 | 0 | 0 | 1.8381 | 0.70427 | 17.1327 | 0.48206 | 8.9199 | 5.5874 | 14.5073 | 38.9995 | 36.6041 | 75.6037
2015 | Large Hotel | 6A | 122119.6852 | 0 | 15.9138 | 6.1601 | 5.9521 | 1.7574 | 13.5438 | 13.8839 | 7.6288 | 4.4851 | 0.63116 | 0.011726 | 0.61943 | 0 | 0 | 1.82 | 0.70442 | 17.6947 | 0.47476 | 13.0847 | 15.9138 | 28.9985 | 43.1576 | 47.4924 | 90.65
2015 | Large Hotel | 6B | 122119.6852 | 0 | 11.7823 | 4.0018 | 5.951 | 1.7561 | 13.5438 | 13.8839 | 7.6288 | 4.3619 | 0.74688 | 0.011726 | 0.73515 | 0 | 0 | 1.7956 | 0.70435 | 17.5625 | 0.47383 | 10.8944 | 11.7823 | 22.6767 | 40.964 | 43.2288 | 84.1928
2015 | Large Hotel | 7 | 122119.6852 | 0 | 23.1114 | 4.7585 | 5.9498 | 1.755 | 13.5438 | 13.8839 | 7.6288 | 4.5453 | 0.61858 | 0.011726 | 0.60686 | 0 | 0 | 1.8697 | 0.70442 | 18.2993 | 0.47158 | 11.7804 | 23.1114 | 34.8917 | 41.8455 | 55.2947 | 97.1402
2015 | Large Hotel | 8 | 122119.6852 | 0 | 39.0203 | 2.5265 | 5.9534 | 1.7454 | 13.5438 | 13.8839 | 7.6288 | 4.5903 | 0.82379 | 0.011726 | 0.81207 | 0 | 0 | 1.9422 | 0.7045 | 19.1087 | 0.46863 | 9.8711 | 39.0203 | 48.8914 | 39.9272 | 72.0129 | 111.9401
2018 | Large Hotel | 0A | 122119.6852 | 0 | 0.71102 | 37.5939 | 6.3579 | 1.2691 | 13.5438 | 13.8839 | 7.5541 | 4.2612 | 1.1034 | 0.011726 | 1.0916 | 0 | 0 | 2.4169 | 0.70442 | 13.5909 | 0.48268 | 45.3635 | 0.71102 | 46.0746 | 75.2872 | 28.1859 | 103.4731
2018 | Large Hotel | 0B | 122119.6852 | 0 | 0.68285 | 32.3216 | 6.3584 | 1.2693 | 13.5438 | 13.8839 | 7.5541 | 4.1713 | 0.9985 | 0.011726 | 0.98678 | 0 | 0 | 2.3597 | 0.70442 | 13.5765 | 0.48315 | 39.8393 | 0.68285 | 40.5222 | 69.7642 | 28.1433 | 97.9075
2018 | Large Hotel | 1A | 122119.6852 | 0 | 1.024 | 26.5791 | 6.3622 | 1.2695 | 13.5438 | 13.8839 | 7.5541 | 4.4194 | 0.88635 | 0.011726 | 0.87462 | 0 | 0 | 2.3747 | 0.70442 | 14.094 | 0.48214 | 34.2479 | 1.024 | 35.2719 | 64.1758 | 29.002 | 93.1778
2018 | Large Hotel | 1B | 122119.6852 | 0 | 0.80423 | 25.39 | 6.3611 | 1.2679 | 13.5438 | 13.8839 | 7.5541 | 4.1278 | 0.88472 | 0.011726 | 0.87299 | 0 | 0 | 2.3606 | 0.70442 | 14.1195 | 0.48276 | 32.7515 | 0.80423 | 33.5557 | 62.6772 | 28.8078 | 91.4849
2018 | Large Hotel | 2A | 122119.6852 | 0 | 2.8635 | 23.3366 | 6.358 | 1.2674 | 13.5438 | 13.8839 | 7.5541 | 4.2417 | 0.93525 | 0.011726 | 0.92352 | 0 | 0 | 1.7642 | 0.70442 | 14.6861 | 0.48167 | 30.266 | 2.8635 | 33.1295 | 60.1873 | 31.4336 | 91.6209
2018 | Large Hotel | 2B | 122119.6852 | 0 | 3.9936 | 15.2383 | 6.3592 | 1.2684 | 13.5438 | 13.8839 | 7.5541 | 4.0561 | 0.67617 | 0.011726 | 0.66445 | 0 | 0 | 1.325 | 0.70435 | 14.7233 | 0.47608 | 21.2839 | 3.9936 | 25.2775 | 51.2013 | 32.6009 | 83.8022
2018 | Large Hotel | 3A | 122119.6852 | 0 | 5.3418 | 13.567 | 6.3588 | 1.2681 | 13.5438 | 13.8839 | 7.5541 | 4.1458 | 0.74028 | 0.011726 | 0.72855 | 0 | 0 | 1.5243 | 0.70442 | 15.7016 | 0.47934 | 19.9657 | 5.3418 | 25.3074 | 49.8858 | 34.9273 | 84.8131
2018 | Large Hotel | 3B | 122119.6852 | 0 | 4.5487 | 11.2429 | 6.3591 | 1.2681 | 13.5438 | 13.8839 | 7.5541 | 4.0256 | 0.60104 | 0.011726 | 0.58932 | 0 | 0 | 1.2825 | 0.70435 | 15.4399 | 0.47694 | 17.1403 | 4.5487 | 21.689 | 47.0582 | 33.8727 | 80.9308
2018 | Large Hotel | 3C | 122119.6852 | 0 | 7.0642 | 8.0707 | 6.3604 | 1.2679 | 13.5438 | 13.8839 | 7.5541 | 4.2204 | 0.57481 | 0.011726 | 0.56308 | 0 | 0 | 0 | 0.70442 | 15.8205 | 0.48074 | 12.8542 | 7.0642 | 19.9184 | 42.7771 | 36.7687 | 79.5458
2018 | Large Hotel | 4A | 122119.6852 | 0 | 6.8299 | 9.5671 | 6.3562 | 1.2662 | 13.5438 | 13.8839 | 7.5541 | 4.2598 | 0.64171 | 0.011726 | 0.62998 | 0 | 0 | 1.6717 | 0.70442 | 16.5053 | 0.47795 | 16.1286 | 6.8299 | 22.9585 | 46.0428 | 37.2191 | 83.262
2018 | Large Hotel | 4B | 122119.6852 | 0 | 4.7578 | 7.7807 | 6.3555 | 1.2671 | 13.5438 | 13.8839 | 7.5541 | 4.15 | 0.58249 | 0.011726 | 0.57077 | 0 | 0 | 1.284 | 0.70435 | 16.2747 | 0.47624 | 13.7855 | 4.7578 | 18.5433 | 43.6983 | 34.9164 | 78.6147
2018 | Large Hotel | 4C | 122119.6852 | 0 | 7.8131 | 3.5953 | 6.3573 | 1.2647 | 13.5438 | 13.8839 | 7.5541 | 4.1652 | 0.48773 | 0.011726 | 0.476 | 0 | 0 | 1.1526 | 0.70435 | 16.7474 | 0.48012 | 9.3891 | 7.8131 | 17.2022 | 39.3052 | 38.4445 | 77.7498
2018 | Large Hotel | 5A | 122119.6852 | 0 | 10.1641 | 6.0075 | 6.3542 | 1.2666 | 13.5438 | 13.8839 | 7.5541 | 4.241 | 0.55897 | 0.011726 | 0.54725 | 0 | 0 | 1.5088 | 0.70435 | 17.1883 | 0.47717 | 12.3046 | 10.1641 | 22.4687 | 42.2164 | 41.2364 | 83.4528
2018 | Large Hotel | 5B | 122119.6852 | 0 | 7.2779 | 5.865 | 6.3552 | 1.2667 | 13.5438 | 13.8839 | 7.5541 | 4.1816 | 0.51761 | 0.011726 | 0.50588 | 0 | 0 | 1.4478 | 0.70435 | 16.9907 | 0.47577 | 12.0002 | 7.2779 | 19.2782 | 41.9118 | 38.1526 | 80.0644
2018 | Large Hotel | 5C | 122119.6852 | 0 | 7.9771 | 2.3149 | 6.3558 | 1.2646 | 13.5438 | 13.8839 | 7.5541 | 4.2169 | 0.42734 | 0.011726 | 0.41562 | 0 | 0 | 1.4047 | 0.70435 | 17.1334 | 0.48035 | 8.3521 | 7.9771 | 16.3292 | 38.2668 | 38.9945 | 77.2613
2018 | Large Hotel | 6A | 122119.6852 | 0 | 16.5515 | 6.3614 | 6.354 | 1.266 | 13.5438 | 13.8839 | 7.5541 | 4.2344 | 0.50371 | 0.011726 | 0.49199 | 0 | 0 | 1.5939 | 0.70442 | 17.6951 | 0.47406 | 12.6816 | 16.5515 | 29.2331 | 42.5896 | 48.1306 | 90.7202
2018 | Large Hotel | 6B | 122119.6852 | 0 | 13.6085 | 4.248 | 6.353 | 1.2651 | 13.5438 | 13.8839 | 7.5541 | 4.1072 | 0.39498 | 0.011726 | 0.38325 | 0 | 0 | 1.5275 | 0.70435 | 17.5624 | 0.47313 | 10.266 | 13.6085 | 23.8745 | 40.1711 | 45.055 | 85.2261
2018 | Large Hotel | 7 | 122119.6852 | 0 | 23.4985 | 5.0509 | 6.3518 | 1.2643 | 13.5438 | 13.8839 | 7.5541 | 4.2931 | 0.47593 | 0.011726 | 0.4642 | 0 | 0 | 1.668 | 0.7045 | 18.2993 | 0.47088 | 11.4761 | 23.4985 | 34.9746 | 41.3771 | 55.6818 | 97.0589
2018 | Large Hotel | 8 | 122119.6852 | 0 | 38.8693 | 2.8866 | 6.3552 | 1.2573 | 13.5438 | 13.8839 | 7.5541 | 4.2727 | 0.63775 | 0.011726 | 0.62603 | 0 | 0 | 1.7309 | 0.7045 | 19.1085 | 0.46801 | 9.5163 | 38.8693 | 48.3856 | 39.4109 | 71.8617 | 111.2726
2006 | Large Office | 0A | 498588.4208 | 0 | 0.020607 | 24.3423 | 9.8428 | 1.8782 | 28.9205 | 0 | 3.9925 | 5.4636 | 3.6513 | 0.00026788 | 3.6511 | 8.4195 | 0 | 0 | 0 | 0.79395 | 0 | 41.8765 | 0.020607 | 41.8971 | 86.5108 | 0.81456 | 87.3253
2006 | Large Office | 0B | 498588.4208 | 0 | 0.36686 | 20.371 | 9.8428 | 1.8786 | 28.9205 | 0 | 3.9925 | 5.5227 | 3.2457 | 0.00026788 | 3.2454 | 6.8383 | 0.036442 | 0 | 0 | 0.79236 | 0 | 36.0139 | 0.36686 | 36.3808 | 80.6486 | 1.1592 | 81.8078
2006 | Large Office | 1A | 498588.4208 | 0 | 0.11136 | 16.19 | 9.8428 | 1.8788 | 28.9205 | 0 | 3.9925 | 5.3609 | 2.5778 | 0.00026788 | 2.5775 | 6.5504 | 0 | 0 | 0 | 0.85157 | 0 | 30.6788 | 0.11136 | 30.7902 | 75.3137 | 0.96295 | 76.2767
2006 | Large Office | 1B | 498588.4208 | 0 | 1.3826 | 17.2044 | 9.8428 | 1.8764 | 28.9205 | 0 | 3.9925 | 5.2728 | 2.6673 | 0.00026788 | 2.667 | 5.6819 | 0.21078 | 0 | 0 | 0.85421 | 0 | 31.037 | 1.3826 | 32.4196 | 75.6695 | 2.2368 | 77.9063
2006 | Large Office | 2A | 498588.4208 | 0 | 2.2947 | 15.0236 | 9.8428 | 1.8758 | 28.9205 | 0 | 3.9925 | 4.7584 | 2.5967 | 0.00026788 | 2.5965 | 5.6989 | 0.023078 | 0 | 0 | 0.91796 | 0 | 28.1004 | 2.2947 | 30.3951 | 72.7323 | 3.2127 | 75.9449
2006 | Large Office | 2B | 498588.4208 | 0 | 2.0731 | 10.9078 | 9.8428 | 1.8771 | 28.9205 | 0 | 3.9925 | 5.2502 | 2.0065 | 0.00026788 | 2.0062 | 3.6867 | 0.095506 | 0 | 0 | 0.9221 | 0 | 21.9464 | 2.0731 | 24.0195 | 66.5797 | 2.9952 | 69.5749
2006 | Large Office | 3A | 498588.4208 | 0 | 8.2814 | 10.0149 | 9.8428 | 1.8768 | 28.9205 | 0 | 3.9925 | 4.683 | 1.9058 | 0.00026788 | 1.9055 | 3.7454 | 0.083188 | 0 | 0 | 1.0335 | 0 | 20.432 | 8.2814 | 28.7135 | 65.0649 | 9.3149 | 74.3798
2006 | Large Office | 3B | 498588.4208 | 0 | 3.9304 | 9.4608 | 9.8428 | 1.8767 | 28.9205 | 0 | 3.9925 | 5.1271 | 1.5962 | 0.00026788 | 1.596 | 3.2424 | 1.4713 | 0 | 0 | 1.0037 | 0 | 20.8976 | 3.9304 | 24.8281 | 65.5304 | 4.9341 | 70.4646
2006 | Large Office | 3C | 498588.4208 | 0 | 1.6936 | 7.1922 | 9.8428 | 1.8764 | 28.9205 | 0 | 3.9925 | 4.5131 | 1.3817 | 0.00026788 | 1.3815 | 2.977 | 0.01517 | 0 | 0 | 1.0467 | 0 | 16.0789 | 1.6936 | 17.7725 | 60.7115 | 2.7403 | 63.4518
2006 | Large Office | 4A | 498588.4208 | 0 | 13.6309 | 8.7334 | 9.8428 | 1.8739 | 28.9205 | 0 | 3.9925 | 4.4159 | 1.8943 | 0.00026788 | 1.894 | 2.8287 | 0.058285 | 0 | 0 | 1.1257 | 0 | 17.9303 | 13.6309 | 31.5612 | 62.5603 | 14.7566 | 77.3168
2006 | Large Office | 4B | 498588.4208 | 0 | 5.153 | 8.2066 | 9.8428 | 1.8753 | 28.9205 | 0 | 3.9925 | 5.3779 | 1.2294 | 0.00026788 | 1.2291 | 2.4904 | 2.2845 | 0 | 0 | 1.0997 | 0 | 19.5886 | 5.153 | 24.7416 | 64.22 | 6.2527 | 70.4727
2006 | Large Office | 4C | 498588.4208 | 0 | 9.7166 | 5.4803 | 9.8428 | 1.8717 | 28.9205 | 0 | 3.9925 | 4.495 | 0.85942 | 0.00026788 | 0.85916 | 1.7989 | 0.034237 | 0 | 0 | 1.1535 | 0 | 12.6677 | 9.7166 | 22.3843 | 57.2955 | 10.8702 | 68.1657
2006 | Large Office | 5A | 498588.4208 | 0 | 19.3993 | 6.4408 | 9.8428 | 1.8745 | 28.9205 | 0 | 3.9925 | 4.4067 | 1.1869 | 0.00026788 | 1.1867 | 2.0472 | 0.071573 | 0 | 0 | 1.2048 | 0 | 14.1529 | 19.3993 | 33.5522 | 58.7835 | 20.6041 | 79.3876
2006 | Large Office | 5B | 498588.4208 | 0 | 9.5782 | 7.4242 | 9.8428 | 1.8745 | 28.9205 | 0 | 3.9925 | 5.2938 | 1.0487 | 0.00026788 | 1.0485 | 1.9538 | 2.5318 | 0 | 0 | 1.1825 | 0 | 18.252 | 9.5782 | 27.8303 | 62.8827 | 10.7607 | 73.6433
2006 | Large Office | 5C | 498588.4208 | 0 | 10.8502 | 4.8705 | 9.8428 | 1.8716 | 28.9205 | 0 | 3.9925 | 4.4429 | 0.65942 | 0.00026788 | 0.65915 | 1.3949 | 0.037393 | 0 | 0 | 1.1982 | 0 | 11.4047 | 10.8502 | 22.255 | 56.0325 | 12.0485 | 68.0809
2006 | Large Office | 6A | 498588.4208 | 0 | 26.45 | 6.6143 | 9.8428 | 1.8736 | 28.9205 | 0 | 3.9925 | 4.5264 | 1.1291 | 0.00026788 | 1.1289 | 2.0077 | 0.088092 | 0 | 0 | 1.264 | 0 | 14.3654 | 26.45 | 40.8154 | 58.9951 | 27.714 | 86.7091
2006 | Large Office | 6B | 498588.4208 | 0 | 17.1961 | 6.333 | 9.8428 | 1.8722 | 28.9205 | 0 | 3.9925 | 4.8824 | 0.8749 | 0.00026788 | 0.87463 | 1.6374 | 1.7408 | 0 | 0 | 1.249 | 0 | 15.4683 | 17.1961 | 32.6644 | 60.0966 | 18.4452 | 78.5418
2006 | Large Office | 7 | 498588.4208 | 0 | 30.2668 | 7.1573 | 9.8428 | 1.8711 | 28.9205 | 0 | 3.9925 | 4.6022 | 1.8119 | 0.00026788 | 1.8116 | 1.6556 | 0.10744 | 0 | 0 | 1.3343 | 0 | 15.3341 | 30.2668 | 45.6009 | 59.9613 | 31.6011 | 91.5624
2006 | Large Office | 8 | 498588.4208 | 0 | 42.0216 | 6.2157 | 9.8428 | 1.8608 | 28.9205 | 0 | 3.9925 | 4.5499 | 1.4161 | 0.00026788 | 1.4159 | 1.0967 | 0.57878 | 0 | 0 | 1.4305 | 0 | 13.8569 | 42.0216 | 55.8786 | 58.4738 | 43.4521 | 101.9259
2009 | Large Office | 0A | 498588.4208 | 0 | 0.020322 | 21.6741 | 9.8428 | 1.6837 | 28.9205 | 0 | 3.9925 | 5.4356 | 3.1923 | 0.00026788 | 3.1921 | 7.7878 | 0 | 0 | 0 | 0.79395 | 0 | 38.0895 | 0.020322 | 38.1098 | 82.5293 | 0.81426 | 83.3435
2009 | Large Office | 0B | 498588.4208 | 0 | 0.2696 | 18.6695 | 9.8428 | 1.684 | 28.9205 | 0 | 3.9925 | 5.3944 | 2.9027 | 0.00026788 | 2.9024 | 6.4949 | 0.033229 | 0 | 0 | 0.79245 | 0 | 33.4944 | 0.2696 | 33.764 | 77.9345 | 1.0621 | 78.9966
2009 | Large Office | 1A | 498588.4208 | 0 | 0.053323 | 14.988 | 9.8428 | 1.6842 | 28.9205 | 0 | 3.9925 | 5.1206 | 2.8394 | 0.00026788 | 2.8391 | 6.2025 | 0 | 0 | 0 | 0.85159 | 0 | 29.1503 | 0.053323 | 29.2036 | 73.5905 | 0.9049 | 74.4954
2009 | Large Office | 1B | 498588.4208 | 0 | 0.9535 | 15.9712 | 9.8428 | 1.6821 | 28.9205 | 0 | 3.9925 | 5.195 | 2.4331 | 0.00026788 | 2.4329 | 5.4558 | 0.19993 | 0 | 0 | 0.8542 | 0 | 29.2548 | 0.9535 | 30.2083 | 73.693 | 1.8077 | 75.5007
2009 | Large Office | 2A | 498588.4208 | 0 | 1.2912 | 13.508 | 9.8428 | 1.6815 | 28.9205 | 0 | 3.9925 | 4.7096 | 2.2494 | 0.00026788 | 2.2491 | 5.276 | 0.01958 | 0 | 0 | 0.91796 | 0 | 25.7623 | 1.2912 | 27.0535 | 70.1999 | 2.2092 | 72.409
2009 | Large Office | 2B | 498588.4208 | 0 | 0.95387 | 10.2446 | 9.8428 | 1.6827 | 28.9205 | 0 | 3.9925 | 5.2217 | 1.7597 | 0.00026788 | 1.7594 | 3.5578 | 0.080165 | 0 | 0 | 0.92212 | 0 | 20.8637 | 0.95387 | 21.8176 | 65.3025 | 1.876 | 67.1785
2009 | Large Office | 3A | 498588.4208 | 0 | 4.2474 | 9.0137 | 9.8428 | 1.6824 | 28.9205 | 0 | 3.9925 | 4.5459 | 1.6484 | 0.00026788 | 1.6482 | 3.5572 | 0.033952 | 0 | 0 | 1.0335 | 0 | 18.7989 | 4.2474 | 23.0463 | 63.2374 | 5.2809 | 68.5183
2009 | Large Office | 3B | 498588.4208 | 0 | 1.8718 | 9.047 | 9.8428 | 1.6823 | 28.9205 | 0 | 3.9925 | 5.1987 | 1.4094 | 0.00026788 | 1.4091 | 3.159 | 1.4598 | 0 | 0 | 1.0037 | 0 | 20.2735 | 1.8718 | 22.1453 | 64.7119 | 2.8755 | 67.5874
2009 | Large Office | 3C | 498588.4208 | 0 | 0.84275 | 6.9192 | 9.8428 | 1.6821 | 28.9205 | 0 | 3.9925 | 4.4116 | 1.2093 | 0.00026788 | 1.2091 | 2.9433 | 0.012927 | 0 | 0 | 1.0467 | 0 | 15.496 | 0.84275 | 16.3388 | 59.9342 | 1.8895 | 61.8236
2009 | Large Office | 4A | 498588.4208 | 0 | 8.9793 | 7.6467 | 9.8428 | 1.6798 | 28.9205 | 0 | 3.9925 | 4.4109 | 1.3199 | 0.00026788 | 1.3197 | 2.7273 | 0.049255 | 0 | 0 | 1.1255 | 0 | 16.1537 | 8.9793 | 25.1331 | 60.5896 | 10.1048 | 70.6945
2009 | Large Office | 4B | 498588.4208 | 0 | 3.0902 | 8.0609 | 9.8428 | 1.6811 | 28.9205 | 0 | 3.9925 | 5.6173 | 1.1389 | 0.00026788 | 1.1386 | 2.4819 | 2.2656 | 0 | 0 | 1.0996 | 0 | 19.5644 | 3.0902 | 22.6545 | 64.0016 | 4.1897 | 68.1913
2009 | Large Office | 4C | 498588.4208 | 0 | 5.6858 | 5.3382 | 9.8428 | 1.6779 | 28.9205 | 0 | 3.9925 | 4.5463 | 0.71624 | 0.00026788 | 0.71597 | 1.8065 | 0.029561 | 0 | 0 | 1.1536 | 0 | 12.4366 | 5.6858 | 18.1224 | 56.8706 | 6.8393 | 63.71
2009 | Large Office | 5A | 498588.4208 | 0 | 13.2565 | 6.3132 | 9.8428 | 1.6803 | 28.9205 | 0 | 3.9925 | 4.4689 | 1.0441 | 0.00026788 | 1.0439 | 2.0281 | 0.061554 | 0 | 0 | 1.2046 | 0 | 13.9157 | 13.2565 | 27.1721 | 58.3521 | 14.4611 | 72.8132
2009 | Large Office | 5B | 498588.4208 | 0 | 6.2595 | 7.3637 | 9.8428 | 1.6804 | 28.9205 | 0 | 3.9925 | 5.5766 | 0.99023 | 0.00026788 | 0.98996 | 1.9606 | 2.5195 | 0 | 0 | 1.1824 | 0 | 18.4104 | 6.2595 | 24.6699 | 62.8469 | 7.4419 | 70.2888
2009 | Large Office | 5C | 498588.4208 | 0 | 6.1705 | 4.7856 | 9.8428 | 1.6778 | 28.9205 | 0 | 3.9925 | 4.565 | 0.55302 | 0.00026788 | 0.55275 | 1.4073 | 0.032621 | 0 | 0 | 1.1982 | 0 | 11.3433 | 6.1705 | 17.5138 | 55.7772 | 7.3687 | 63.1459
2009 | Large Office | 6A | 498588.4208 | 0 | 18.9646 | 6.473 | 9.8428 | 1.6796 | 28.9205 | 0 | 3.9925 | 4.6368 | 1.1241 | 0.00026788 | 1.1239 | 1.9773 | 0.074785 | 0 | 0 | 1.2638 | 0 | 14.2857 | 18.9646 | 33.2503 | 58.7214 | 20.2283 | 78.9497
2009 | Large Office | 6B | 498588.4208 | 0 | 11.8988 | 6.2988 | 9.8428 | 1.6784 | 28.9205 | 0 | 3.9925 | 5.141 | 0.79918 | 0.00026788 | 0.79891 | 1.6467 | 1.7282 | 0 | 0 | 1.2489 | 0 | 15.6135 | 11.8988 | 27.5123 | 60.048 | 13.1477 | 73.1956
2009 | Large Office | 7 | 498588.4208 | 0 | 20.7352 | 7.0567 | 9.8428 | 1.6773 | 28.9205 | 0 | 3.9925 | 4.7451 | 1.6735 | 0.00026788 | 1.6733 | 1.6552 | 0.09178 | 0 | 0 | 1.3341 | 0 | 15.222 | 20.7352 | 35.9572 | 59.6554 | 22.0693 | 81.7247
2009 | Large Office | 8 | 498588.4208 | 0 | 29.3036 | 6.2394 | 9.8428 | 1.6681 | 28.9205 | 0 | 3.9925 | 4.743 | 1.2989 | 0.00026788 | 1.2986 | 1.1144 | 0.55606 | 0 | 0 | 1.4304 | 0 | 13.9516 | 29.3036 | 43.2552 | 58.3757 | 30.734 | 89.1097
2012 | Large Office | 0A | 498588.4208 | 0 | 0.024561 | 15.3555 | 8.1636 | 1.6837 | 28.9205 | 0 | 3.8858 | 4.6708 | 2.6314 | 0.00026788 | 2.6312 | 5.3373 | 0 | 0.1625 | 0 | 0.79397 | 0 | 28.1573 | 0.024561 | 28.1819 | 70.8111 | 0.81853 | 71.6297
2012 | Large Office | 0B | 498588.4208 | 0 | 0.026823 | 16.703 | 8.1636 | 1.684 | 28.9205 | 0 | 3.8858 | 4.7086 | 2.6544 | 0.00026788 | 2.6541 | 4.5889 | 0.034009 | 0 | 0 | 0.79257 | 0 | 28.6887 | 0.026823 | 28.7155 | 71.3428 | 0.81939 | 72.1622
2012 | Large Office | 1A | 498588.4208 | 0 | 0.030416 | 12.1118 | 8.1636 | 1.6842 | 28.9205 | 0 | 3.8858 | 4.5144 | 2.5856 | 0.00026788 | 2.5853 | 4.5108 | 0 | 0.15649 | 0 | 0.85155 | 0 | 23.8788 | 0.030416 | 23.9092 | 66.5331 | 0.88197 | 67.4151
2012 | Large Office | 1B | 498588.4208 | 0 | 0.32376 | 14.4916 | 8.1636 | 1.6821 | 28.9205 | 0 | 3.8858 | 4.6042 | 2.6808 | 0.00026788 | 2.6805 | 4.0128 | 0.20164 | 0 | 0 | 0.85414 | 0 | 25.9907 | 0.32376 | 26.3145 | 68.6429 | 1.1779 | 69.8208
2012 | Large Office | 2A | 498588.4208 | 0 | 0.21251 | 10.5693 | 8.1636 | 1.6815 | 28.9205 | 0 | 3.8858 | 4.3699 | 1.8645 | 0.00026788 | 1.8642 | 3.9652 | 0.009486 | 0.09697 | 0 | 0.9179 | 0 | 20.8751 | 0.21251 | 21.0876 | 63.5267 | 1.1304 | 64.6571
2012 | Large Office | 2B | 498588.4208 | 0 | 0.43158 | 9.6562 | 8.1636 | 1.6827 | 28.9205 | 0 | 3.8858 | 4.809 | 1.6804 | 0.00026788 | 1.6801 | 3.0534 | 0.080203 | 0 | 0 | 0.92208 | 0 | 19.2788 | 0.43158 | 19.7104 | 61.9316 | 1.3537 | 63.2853
2012 | Large Office | 3A | 498588.4208 | 0 | 1.5181 | 8.1599 | 8.1636 | 1.6824 | 28.9205 | 0 | 3.8858 | 4.2812 | 1.5513 | 0.00026788 | 1.551 | 2.9017 | 0.033895 | 0.038438 | 0 | 1.0335 | 0 | 16.9662 | 1.5181 | 18.4843 | 59.6187 | 2.5516 | 62.1703
2012 | Large Office | 3B | 498588.4208 | 0 | 1.2725 | 8.655 | 8.1636 | 1.6823 | 28.9205 | 0 | 3.8858 | 4.8822 | 1.3497 | 0.00026788 | 1.3494 | 2.7589 | 1.4612 | 0 | 0 | 1.0037 | 0 | 19.1067 | 1.2725 | 20.3792 | 61.7591 | 2.2762 | 64.0354
2012 | Large Office | 3C | 498588.4208 | 0 | 0.7017 | 6.6725 | 8.1636 | 1.6821 | 28.9205 | 0 | 3.8858 | 4.1976 | 1.1556 | 0.00026788 | 1.1554 | 2.659 | 0.012737 | 0 | 0 | 1.0467 | 0 | 14.6972 | 0.7017 | 15.3989 | 57.3494 | 1.7484 | 59.0979
2012 | Large Office | 4A | 498588.4208 | 0 | 2.6489 | 7.1424 | 8.1636 | 1.6798 | 28.9205 | 0 | 3.8858 | 4.2209 | 1.2318 | 0.00026788 | 1.2315 | 2.2671 | 0.048628 | 0.042868 | 0 | 1.1257 | 0 | 14.9533 | 2.6489 | 17.6022 | 57.6033 | 3.7745 | 61.3778
2012 | Large Office | 4B | 498588.4208 | 0 | 2.0487 | 7.8205 | 8.1636 | 1.6811 | 28.9205 | 0 | 3.8858 | 5.3319 | 1.0979 | 0.00026788 | 1.0976 | 2.2659 | 2.2765 | 0 | 0 | 1.0996 | 0 | 18.7924 | 2.0487 | 20.8412 | 61.4437 | 3.1484 | 64.592
2012 | Large Office | 4C | 498588.4208 | 0 | 4.3026 | 5.2461 | 8.1636 | 1.6779 | 28.9205 | 0 | 3.8858 | 4.323 | 0.69276 | 0.00026788 | 0.69249 | 1.7095 | 0.028971 | 0 | 0 | 1.1536 | 0 | 12 | 4.3026 | 16.3027 | 54.648 | 5.4562 | 60.1043
2012 | Large Office | 5A | 498588.4208 | 0 | 3.998 | 6.0539 | 8.1636 | 1.6803 | 28.9205 | 0 | 3.8858 | 4.2456 | 0.94314 | 0.00026788 | 0.94288 | 1.7619 | 0.060623 | 0.034712 | 0 | 1.2047 | 0 | 13.0997 | 3.998 | 17.0977 | 55.7501 | 5.2027 | 60.9529
2012 | Large Office | 5B | 498588.4208 | 0 | 4.388 | 7.1714 | 8.1636 | 1.6804 | 28.9205 | 0 | 3.8858 | 5.255 | 0.9432 | 0.00026788 | 0.94293 | 1.8409 | 2.5209 | 0 | 0 | 1.1825 | 0 | 17.7311 | 4.388 | 22.119 | 60.3816 | 5.5704 | 65.952
2012 | Large Office | 5C | 498588.4208 | 0 | 5.2904 | 4.7273 | 8.1636 | 1.6778 | 28.9205 | 0 | 3.8858 | 4.3546 | 0.53078 | 0.00026788 | 0.53051 | 1.361 | 0.032146 | 0 | 0 | 1.1983 | 0 | 11.0056 | 5.2904 | 16.2959 | 53.6535 | 6.4886 | 60.1421
2012 | Large Office | 6A | 498588.4208 | 0 | 14.8753 | 6.2994 | 8.1636 | 1.6796 | 28.9205 | 0 | 3.8858 | 4.3265 | 1.0858 | 0.00026788 | 1.0855 | 1.6832 | 0.073873 | 0 | 0 | 1.2638 | 0 | 13.4685 | 14.8753 | 28.3438 | 56.1182 | 16.1391 | 72.2573
2012 | Large Office | 6B | 498588.4208 | 0 | 8.7819 | 6.1746 | 8.1636 | 1.6784 | 28.9205 | 0 | 3.8858 | 4.8149 | 0.75715 | 0.00026788 | 0.75688 | 1.5599 | 1.727 | 0 | 0 | 1.2489 | 0 | 15.0333 | 8.7819 | 23.8152 | 57.6818 | 10.0308 | 67.7126
2012 | Large Office | 7 | 498588.4208 | 0 | 16.5368 | 5.8598 | 8.1636 | 1.6773 | 28.9205 | 0 | 3.8858 | 4.3727 | 0.92816 | 0.00026788 | 0.9279 | 1.4075 | 0.090355 | 0 | 0 | 1.3342 | 0 | 12.6583 | 16.5368 | 29.1951 | 55.3057 | 17.8711 | 73.1768
2012 | Large Office | 8 | 498588.4208 | 0 | 11.2549 | 5.0262 | 8.1636 | 1.6681 | 28.9205 | 0 | 3.8858 | 4.3556 | 0.58089 | 0.00026788 | 0.58062 | 1.031 | 0.5491 | 0.079937 | 0 | 1.4302 | 0 | 11.6225 | 11.2549 | 22.8774 | 54.2607 | 12.6851 | 66.9458
2015 | Large Office | 0A | 498588.4208 | 0 | 0.029104 | 13.9804 | 6.2849 | 1.2468 | 28.9205 | 0 | 3.7791 | 4.3772 | 2.249 | 0.00026788 | 2.2488 | 5.0066 | 0 | 0.23046 | 0 | 0.71848 | 0 | 25.8435 | 0.029104 | 25.8726 | 66.075 | 0.74757 | 66.8226
2015 | Large Office | 0B | 498588.4208 | 0 | 0.034389 | 14.2541 | 6.2861 | 1.2463 | 28.9205 | 0 | 3.7791 | 4.3162 | 2.1992 | 0.00026788 | 2.1989 | 4.2575 | 0.034427 | 0 | 0 | 0.71493 | 0 | 25.0612 | 0.034389 | 25.0956 | 65.2935 | 0.74932 | 66.0428
2015 | Large Office | 1A | 498588.4208 | 0 | 0.038248 | 11.2509 | 6.2908 | 1.2465 | 28.9205 | 0 | 3.7791 | 4.2391 | 1.8001 | 0.00026788 | 1.7999 | 4.2728 | 0 | 0.21854 | 0 | 0.7781 | 0 | 21.7812 | 0.038248 | 21.8195 | 62.0184 | 0.81635 | 62.8348
2015 | Large Office | 1B | 498588.4208 | 0 | 0.075451 | 12.5861 | 6.2901 | 1.2445 | 28.9205 | 0 | 3.7791 | 4.2941 | 1.8928 | 0.00026788 | 1.8926 | 3.7605 | 0.20229 | 0 | 0 | 0.77956 | 0 | 22.7356 | 0.075451 | 22.811 | 62.97 | 0.85499 | 63.825
2015 | Large Office | 2A | 498588.4208 | 0 | 0.15413 | 9.8539 | 6.2883 | 1.244 | 28.9205 | 0 | 3.7791 | 4.117 | 1.6194 | 0.00026788 | 1.6191 | 3.7488 | 0.009448 | 0.12577 | 0 | 0.84661 | 0 | 19.474 | 0.15413 | 19.6282 | 59.7061 | 1.0007 | 60.7069
2015 | Large Office | 2B | 498588.4208 | 0 | 0.1852 | 9.0209 | 6.2917 | 1.2451 | 28.9205 | 0 | 3.7791 | 4.5342 | 1.2609 | 0.00026788 | 1.2607 | 2.9274 | 0.08026 | 0 | 0 | 0.85095 | 0 | 17.8235 | 0.1852 | 18.0087 | 58.0601 | 1.0361 | 59.0962
2015 | Large Office | 3A | 498588.4208 | 0 | 0.85148 | 7.7098 | 6.2949 | 1.2448 | 28.9205 | 0 | 3.7791 | 4.1215 | 1.1569 | 0.00026788 | 1.1567 | 2.7845 | 0.033439 | 0.10244 | 0 | 0.96529 | 0 | 15.9083 | 0.85148 | 16.7598 | 56.1479 | 1.8168 | 57.9647
2015 | Large Office | 3B | 498588.4208 | 0 | 0.44428 | 8.2344 | 6.2924 | 1.2447 | 28.9205 | 0 | 3.7791 | 4.6171 | 1.0567 | 0.00026788 | 1.0565 | 2.6562 | 1.4658 | 0 | 0 | 0.93495 | 0 | 18.03 | 0.44428 | 18.4743 | 58.267 | 1.3792 | 59.6462
2015 | Large Office | 3C | 498588.4208 | 0 | 0.071611 | 6.3259 | 6.2956 | 1.2477 | 28.9205 | 0 | 3.7791 | 3.9656 | 0.90613 | 0.00026788 | 0.90586 | 2.5838 | 0.012699 | 0 | 0 | 0.97909 | 0 | 13.7939 | 0.071611 | 13.8655 | 54.0371 | 1.0507 | 55.0878
2015 | Large Office | 4A | 498588.4208 | 0 | 1.7038 | 6.7859 | 6.2944 | 1.2488 | 28.9205 | 0 | 3.7791 | 4.0413 | 0.94615 | 0.00026788 | 0.94588 | 2.1715 | 0.048514 | 0.10737 | 0 | 1.0593 | 0 | 14.1005 | 1.7038 | 15.8043 | 54.3436 | 2.7631 | 57.1067
2015 | Large Office | 4B | 498588.4208 | 0 | 0.97824 | 7.5401 | 6.2871 | 1.2445 | 28.9205 | 0 | 3.7791 | 4.9988 | 0.87526 | 0.00026788 | 0.87499 | 2.1684 | 2.2776 | 0 | 0 | 1.0327 | 0 | 17.8599 | 0.97824 | 18.8381 | 58.0913 | 2.0109 | 60.1022
2015 | Large Office | 4C | 498588.4208 | 0 | 1.457 | 5.0601 | 6.3013 | 1.2491 | 28.9205 | 0 | 3.7791 | 4.1141 | 0.56758 | 0.00026788 | 0.56731 | 1.6608 | 0.028952 | 0 | 0 | 1.0879 | 0 | 11.4312 | 1.457 | 12.8882 | 51.6814 | 2.5449 | 54.2263
2015 | Large Office | 5A | 498588.4208 | 0 | 2.7523 | 5.8316 | 6.292 | 1.2459 | 28.9205 | 0 | 3.7791 | 4.0656 | 0.7482 | 0.00026788 | 0.74793 | 1.712 | 0.060452 | 0.089765 | 0 | 1.1391 | 0 | 12.5074 | 2.7523 | 15.2597 | 52.7452 | 3.8914 | 56.6366
2015 | Large Office | 5B | 498588.4208 | 0 | 2.5899 | 6.944 | 6.293 | 1.2477 | 28.9205 | 0 | 3.7791 | 4.9995 | 0.77779 | 0.00026788 | 0.77753 | 1.7668 | 2.5233 | 0 | 0 | 1.1166 | 0 | 17.0111 | 2.5899 | 19.601 | 57.2516 | 3.7064 | 60.9581
2015 | Large Office | 5C | 498588.4208 | 0 | 1.5764 | 4.6373 | 6.3047 | 1.2482 | 28.9205 | 0 | 3.7791 | 4.1384 | 0.43968 | 0.00026788 | 0.43941 | 1.3282 | 0.031652 | 0 | 0 | 1.133 | 0 | 10.575 | 1.5764 | 12.1514 | 50.8278 | 2.7094 | 53.5372
2015 | Large Office | 6A | 498588.4208 | 0 | 5.3084 | 5.9633 | 6.2944 | 1.2471 | 28.9205 | 0 | 3.7791 | 4.1886 | 0.80526 | 0.00026788 | 0.805 | 1.6123 | 0.073835 | 0.09889 | 0 | 1.1985 | 0 | 12.7419 | 5.3084 | 18.0503 | 52.9833 | 6.5069 | 59.4902
2015 | Large Office | 6B | 498588.4208 | 0 | 5.1694 | 6.0038 | 6.2969 | 1.2453 | 28.9205 | 0 | 3.7791 | 4.6109 | 0.63955 | 0.00026788 | 0.63929 | 1.5097 | 1.7256 | 0 | 0 | 1.1833 | 0 | 14.4893 | 5.1694 | 19.6587 | 54.7314 | 6.3527 | 61.0841
2015 | Large Office | 7 | 498588.4208 | 0 | 5.3948 | 5.5863 | 6.2958 | 1.2484 | 28.9205 | 0 | 3.7791 | 4.2283 | 0.79563 | 0.00026788 | 0.79536 | 1.3606 | 0.090944 | 0.10942 | 0 | 1.2694 | 0 | 12.171 | 5.3948 | 17.5658 | 52.415 | 6.6642 | 59.0792
2015 | Large Office | 8 | 498588.4208 | 0 | 9.1888 | 4.912 | 6.3588 | 1.262 | 28.9205 | 0 | 3.7792 | 4.2169 | 0.59444 | 0.00026788 | 0.59418 | 1.0041 | 0.54627 | 0.11647 | 0 | 1.3654 | 0 | 11.3899 | 9.1888 | 20.5787 | 51.7106 | 10.5542 | 62.2648
2018 | Large Office | 0A | 498588.4208 | 0 | 0.044255 | 13.1437 | 5.7738 | 0.83211 | 28.9205 | 0 | 3.7275 | 4.3238 | 2.1754 | 0.00026788 | 2.1751 | 5.0085 | 0 | 0.23552 | 0 | 0.71848 | 0 | 24.8866 | 0.044255 | 24.9309 | 64.1408 | 0.76274 | 64.9035
2018 | Large Office | 0B | 498588.4208 | 0 | 0.04302 | 14.1825 | 5.7749 | 0.83173 | 28.9205 | 0 | 3.7275 | 4.2605 | 2.2028 | 0.00026788 | 2.2025 | 4.2596 | 0.034294 | 0 | 0 | 0.71489 | 0 | 24.9394 | 0.04302 | 24.9824 | 64.1942 | 0.75791 | 64.9521
2018 | Large Office | 1A | 498588.4208 | 0 | 0.049502 | 10.9312 | 5.7793 | 0.83184 | 28.9205 | 0 | 3.7275 | 4.1855 | 1.7734 | 0.00026788 | 1.7731 | 4.2199 | 0 | 0.22215 | 0 | 0.77808 | 0 | 21.3318 | 0.049502 | 21.3813 | 60.5912 | 0.8276 | 61.4188
2018 | Large Office | 1B | 498588.4208 | 0 | 0.085412 | 12.4927 | 5.7786 | 0.83047 | 28.9205 | 0 | 3.7275 | 4.2354 | 1.8913 | 0.00026788 | 1.891 | 3.767 | 0.20329 | 0 | 0 | 0.7796 | 0 | 22.5894 | 0.085412 | 22.6748 | 61.8467 | 0.86503 | 62.7117
2018 | Large Office | 2A | 498588.4208 | 0 | 0.10682 | 9.4838 | 5.7769 | 0.83009 | 28.9205 | 0 | 3.7275 | 4.0514 | 1.5828 | 0.00026788 | 1.5826 | 3.7324 | 0.009581 | 0.11942 | 0 | 0.84667 | 0 | 18.9792 | 0.10682 | 19.086 | 58.2344 | 0.95347 | 59.1879
2018 | Large Office | 2B | 498588.4208 | 0 | 0.15294 | 8.9834 | 5.7801 | 0.83089 | 28.9205 | 0 | 3.7275 | 4.4582 | 1.2634 | 0.00026788 | 1.2631 | 2.924 | 0.080279 | 0 | 0 | 0.85095 | 0 | 17.7091 | 0.15294 | 17.862 | 56.9682 | 1.0039 | 57.9721
2018 | Large Office | 3A | 498588.4208 | 0 | 0.62885 | 7.5405 | 5.783 | 0.83068 | 28.9205 | 0 | 3.7275 | 4.0386 | 1.1316 | 0.00026788 | 1.1313 | 2.7673 | 0.033743 | 0.090279 | 0 | 0.96523 | 0 | 15.6017 | 0.62885 | 16.2306 | 54.8636 | 1.5941 | 56.4577
2018 | Large Office | 3B | 498588.4208 | 0 | 0.45173 | 8.1995 | 5.7807 | 0.83064 | 28.9205 | 0 | 3.7275 | 4.5385 | 1.0531 | 0.00026788 | 1.0529 | 2.6527 | 1.4686 | 0 | 0 | 0.93505 | 0 | 17.9122 | 0.45173 | 18.3639 | 57.1717 | 1.3868 | 58.5585
2018 | Large Office | 3C | 498588.4208 | 0 | 0.070869 | 6.2833 | 5.7836 | 0.83294 | 28.9205 | 0 | 3.7275 | 3.8956 | 0.90151 | 0.00026788 | 0.90124 | 2.5788 | 0.012661 | 0 | 0 | 0.97907 | 0 | 13.6715 | 0.070869 | 13.7424 | 52.9364 | 1.0499 | 53.9863
2018 | Large Office | 4A | 498588.4208 | 0 | 1.3445 | 6.5842 | 5.7842 | 0.83405 | 28.9205 | 0 | 3.7275 | 3.8933 | 0.90898 | 0.00026788 | 0.90871 | 2.1523 | 0.048285 | 0.094651 | 0 | 1.0593 | 0 | 13.6814 | 1.3445 | 15.0259 | 52.9479 | 2.4038 | 55.3517
2018 | Large Office | 4B | 498588.4208 | 0 | 1.0476 | 7.466 | 5.7772 | 0.83053 | 28.9205 | 0 | 3.7275 | 4.8307 | 0.85321 | 0.00026788 | 0.85294 | 2.1615 | 2.2782 | 0 | 0 | 1.0327 | 0 | 17.5892 | 1.0476 | 18.6368 | 56.8453 | 2.0803 | 58.9256
2018 | Large Office | 4C | 498588.4208 | 0 | 1.3732 | 5.0208 | 5.7913 | 0.83439 | 28.9205 | 0 | 3.7275 | 3.9331 | 0.54327 | 0.00026788 | 0.543 | 1.6546 | 0.028648 | 0 | 0 | 1.0879 | 0 | 11.18 | 1.3732 | 12.5533 | 50.4539 | 2.4611 | 52.915
2018 | Large Office | 5A | 498588.4208 | 0 | 2.2092 | 5.7834 | 5.7812 | 0.83171 | 28.9205 | 0 | 3.7275 | 3.9291 | 0.73105 | 0.00026788 | 0.73078 | 1.7069 | 0.060319 | 0.075983 | 0 | 1.139 | 0 | 12.2864 | 2.2092 | 14.4956 | 51.5476 | 3.3483 | 54.8959
2018 | Large Office | 5B | 498588.4208 | 0 | 2.6744 | 6.8446 | 5.7819 | 0.83313 | 28.9205 | 0 | 3.7275 | 4.8458 | 0.75371 | 0.00026788 | 0.75344 | 1.7653 | 2.5246 | 0 | 0 | 1.1166 | 0 | 16.7338 | 2.6744 | 19.4082 | 55.9971 | 3.791 | 59.788
2018 | Large Office | 5C | 498588.4208 | 0 | 1.5564 | 4.624 | 5.793 | 0.83374 | 28.9205 | 0 | 3.7275 | 3.9791 | 0.42094 | 0.00026788 | 0.42067 | 1.3263 | 0.031195 | 0 | 0 | 1.133 | 0 | 10.3813 | 1.5564 | 11.9377 | 49.6562 | 2.6895 | 52.3457
2018 | Large Office | 6A | 498588.4208 | 0 | 4.1467 | 5.9287 | 5.7825 | 0.83271 | 28.9205 | 0 | 3.7275 | 4.0636 | 0.77411 | 0.00026788 | 0.77384 | 1.6097 | 0.073455 | 0.087655 | 0 | 1.1985 | 0 | 12.5369 | 4.1467 | 16.6836 | 51.8004 | 5.3452 | 57.1456
2018 | Large Office | 6B | 498588.4208 | 0 | 5.0754 | 5.9529 | 5.7848 | 0.83146 | 28.9205 | 0 | 3.7275 | 4.4775 | 0.60465 | 0.00026788 | 0.60438 | 1.5098 | 1.7264 | 0 | 0 | 1.1833 | 0 | 14.2709 | 5.0754 | 19.3463 | 53.5354 | 6.2588 | 59.7941
2018 | Large Office | 7 | 498588.4208 | 0 | 3.806 | 5.5542 | 5.7837 | 0.83395 | 28.9205 | 0 | 3.7275 | 4.0865 | 0.73782 | 0.00026788 | 0.73755 | 1.358 | 0.090336 | 0.099365 | 0 | 1.2694 | 0 | 11.926 | 3.806 | 15.732 | 51.1919 | 5.0755 | 56.2674
2018 | Large Office | 8 | 498588.4208 | 0 | 6.3391 | 4.8998 | 5.8413 | 0.84543 | 28.9205 | 0 | 3.7275 | 4.0514 | 0.5166 | 0.00026788 | 0.51633 | 1.0048 | 0.54583 | 0.10853 | 0 | 1.3653 | 0 | 11.1267 | 6.3391 | 17.4658 | 50.4618 | 7.7045 | 58.1662
2006 | Medium Office | 0A | 53627.8468 | 0.00017674 | 0 | 27.9443 | 9.9455 | 4.0009 | 14.4262 | 0 | 0.5972 | 3.568 | 0.0026511 | 0.0026511 | 0 | 0 | 0 | 0 | 0 | 1.1865 | 0 | 31.5125 | 0 | 31.5125 | 60.4849 | 1.1865 | 61.6714
2006 | Medium Office | 0B | 53627.8468 | 0.17851 | 0 | 24.7701 | 9.9455 | 4.0017 | 14.4262 | 0 | 0.5972 | 3.0178 | 0.0026511 | 0.0026511 | 0 | 0 | 0 | 0 | 0 | 1.1948 | 0 | 27.9664 | 0 | 27.9664 | 56.9397 | 1.1948 | 58.1345
2006 | Medium Office | 1A | 53627.8468 | 0.021916 | 0 | 17.9962 | 9.9455 | 4.0021 | 14.4262 | 0 | 0.5972 | 2.7937 | 0.0026511 | 0.0026511 | 0 | 0 | 0 | 0 | 0 | 1.2397 | 0 | 20.8118 | 0 | 20.8118 | 49.7855 | 1.2397 | 51.0251
2006 | Medium Office | 1B | 53627.8468 | 0.83686 | 0.10887 | 19.7772 | 9.9455 | 3.9971 | 14.4262 | 0 | 0.5972 | 2.7467 | 0.0026511 | 0.0026511 | 0 | 0 | 0 | 0 | 0 | 1.2441 | 0 | 23.3607 | 0.10887 | 23.4696 | 52.3293 | 1.3529 | 53.6822
2006 | Medium Office | 2A | 53627.8468 | 0.89059 | 0.49257 | 15.8392 | 9.9455 | 3.9957 | 14.4262 | 0 | 0.5972 | 2.3374 | 0.0026511 | 0.0026511 | 0 | 0 | 0 | 0 | 0 | 1.3017 | 0 | 19.0672 | 0.49257 | 19.5598 | 48.0345 | 1.7943 | 49.8288
2006 | Medium Office | 2B | 53627.8468 | 1.286 | 0.11736 | 11.1304 | 9.9455 | 3.9986 | 14.4262 | 0 | 0.5972 | 2.6018 | 0.0026511 | 0.0026511 | 0 | 0 | 0 | 0 | 0 | 1.305 | 0 | 15.0181 | 0.11736 | 15.1355 | 43.9882 | 1.4222 | 45.4104
2006 | Medium Office | 3A | 53627.8468 | 3.6606 | 3.4554 | 8.8836 | 9.9455 | 3.9979 | 14.4262 | 0 | 0.5972 | 1.9413 | 0.0026511 | 0.0026511 | 0 | 0 | 0 | 0 | 0 | 1.4141 | 0 | 14.4856 | 3.4554 | 17.941 | 43.4552 | 4.8695 | 48.3247
2006 | Medium Office | 3B | 53627.8468 | 2.1972 | 0.63732 | 7.6131 | 9.9455 | 3.9977 | 14.4262 | 0 | 0.5972 | 2.2745 | 0.0026511 | 0.0026511 | 0 | 0 | 0 | 0 | 0 | 1.3849 | 0 | 12.0848 | 0.63732 | 12.7221 | 41.054 | 2.0223 | 43.0762
2006 | Medium Office | 3C | 53627.8468 | 1.0504 | 0.22375 | 5.1894 | 9.9455 | 3.9971 | 14.4262 | 0 | 0.5972 | 1.678 | 0.0026511 | 0.0026511 | 0 | 0 | 0 | 0 | 0 | 1.4233 | 0 | 7.9178 | 0.22375 | 8.1415 | 36.8865 | 1.647 | 38.5335
2006 | Medium Office | 4A | 53627.8468 | 6.7773 | 6.0783 | 6.5889 | 9.9455 | 3.9918 | 14.4262 | 0 | 0.5972 | 1.8496 | 0.0026511 | 0.0026511 | 0 | 0 | 0 | 0 | 0 | 1.5051 | 0 | 15.2157 | 6.0783 | 21.294 | 44.1791 | 7.5832 | 51.7623
2006 | Medium Office | 4B | 53627.8468 | 3.5097 | 1.3908 | 5.4127 | 9.9455 | 3.9948 | 14.4262 | 0 | 0.5972 | 2.3386 | 0.0026511 | 0.0026511 | 0 | 0 | 0 | 0 | 0 | 1.4781 | 0 | 11.261 | 1.3908 | 12.6517 | 40.2272 | 2.8688 | 43.096
2006 | Medium Office | 4C | 53627.8468 | 5.0411 | 4.6242 | 2.1689 | 9.9455 | 3.9872 | 14.4262 | 0 | 0.5972 | 1.6106 | 0.0026511 | 0.0026511 | 0 | 0 | 0 | 0 | 0 | 1.5334 | 0 | 8.8207 | 4.6242 | 13.4449 | 37.7795 | 6.1576 | 43.9371
2006 | Medium Office | 5A | 53627.8468 | 8.3064 | 10.9595 | 3.5928 | 9.9455 | 3.9931 | 14.4262 | 0 | 0.5972 | 1.7071 | 0.0026511 | 0.0026511 | 0 | 0 | 0 | 0 | 0 | 1.5857 | 0 | 13.6063 | 10.9595 | 24.5658 | 42.5708 | 12.5452 | 55.1159
2006 | Medium Office | 5B | 53627.8468 | 5.2524 | 3.9966 | 3.9394 | 9.9455 | 3.9931 | 14.4262 | 0 | 0.5972 | 2.1582 | 0.0026511 | 0.0026511 | 0 | 0 | 0 | 0 | 0 | 1.5617 | 0 | 11.3499 | 3.9966 | 15.3465 | 40.3145 | 5.5583 | 45.8728
2006 | Medium Office | 5C | 53627.8468 | 5.2566 | 7.2408 | 1.3694 | 9.9455 | 3.9869 | 14.4262 | 0 | 0.5972 | 1.5919 | 0.0026511 | 0.0026511 | 0 | 0 | 0 | 0 | 0 | 1.5792 | 0 | 8.2179 | 7.2408 | 15.4587 | 37.1763 | 8.82 | 45.9963
2006 | Medium Office | 6A | 53627.8468 | 11.9271 | 14.4395 | 3.9208 | 9.9455 | 3.9911 | 14.4262 | 0 | 0.5972 | 1.8171 | 0.0026511 | 0.0026511 | 0 | 0 | 0 | 0 | 0 | 1.6456 | 0 | 17.665 | 14.4395 | 32.1044 | 46.6277 | 16.0851 | 62.7127
2006 | Medium Office | 6B | 53627.8468 | 9.0211 | 8.5341 | 2.5382 | 9.9455 | 3.9883 | 14.4262 | 0 | 0.5972 | 1.9146 | 0.0026511 | 0.0026511 | 0 | 0 | 0 | 0 | 0 | 1.6297 | 0 | 13.4739 | 8.5341 | 22.008 | 42.4338 | 10.1638 | 52.5976
2006 | Medium Office | 7 | 53627.8468 | 11.9282 | 18.9788 | 3.8685 | 9.9455 | 3.9858 | 14.4262 | 0 | 0.5972 | 1.8455 | 0.0026511 | 0.0026511 | 0 | 0 | 0 | 0 | 0 | 1.717 | 0 | 17.6422 | 18.9788 | 36.621 | 46.5995 | 20.6959 | 67.2954
2006 | Medium Office | 8 | 53627.8468 | 16.7198 | 27.4072 | 2.5442 | 9.9455 | 3.9639 | 14.4262 | 0 | 0.5972 | 1.91 | 0.0026511 | 0.0026511 | 0 | 0 | 0 | 0 | 0 | 1.8149 | 0 | 21.1739 | 27.4072 | 48.5812 | 50.1092 | 29.2221 | 79.3314
2009 | Medium Office | 0A | 53627.8468 | 0 | 0 | 24.7208 | 9.9455 | 2.2032 | 14.4262 | 0 | 0.5972 | 2.9378 | 0.0026511 | 0.0026511 | 0 | 0 | 0 | 0 | 0 | 1.1866 | 0 | 27.6585 | 0 | 27.6585 | 54.8333 | 1.1866 | 56.02
2009 | Medium Office | 0B | 53627.8468 | 0.11435 | 0 | 22.5092 | 9.9455 | 2.2036 | 14.4262 | 0 | 0.5972 | 2.5811 | 0.0026511 | 0.0026511 | 0 | 0 | 0 | 0 | 0 | 1.1948 | 0 | 25.2047 | 0 | 25.2047 | 52.3798 | 1.1948 | 53.5746
2009 | Medium Office | 1A | 53627.8468 | 0.010074 | 0 | 16.4287 | 9.9455 | 2.2039 | 14.4262 | 0 | 0.5972 | 2.4862 | 0.0026511 | 0.0026511 | 0 | 0 | 0 | 0 | 0 | 1.2398 | 0 | 18.9249 | 0 | 18.9249 | 46.1004 | 1.2398 | 47.3403
2009 | Medium Office | 1B | 53627.8468 | 0.5235 | 0.078649 | 18.0492 | 9.9455 | 2.2011 | 14.4262 | 0 | 0.5972 | 2.4341 | 0.0026511 | 0.0026511 | 0 | 0 | 0 | 0 | 0 | 1.2441 | 0 | 21.0068 | 0.078649 | 21.0854 | 48.1794 | 1.3225 | 49.502
2009 | Medium Office | 2A | 53627.8468 | 0.45069 | 0.4696 | 14.2724 | 9.9455 | 2.2004 | 14.4262 | 0 | 0.5972 | 2.0898 | 0.0026511 | 0.0026511 | 0 | 0 | 0 | 0 | 0 | 1.3017 | 0 | 16.8129 | 0.4696 | 17.2825 | 43.9849 | 1.7711 | 45.756
2009 | Medium Office | 2B | 53627.8468 | 0.6732 | 0.13362 | 10.3695 | 9.9455 | 2.202 | 14.4262 | 0 | 0.5972 | 2.337 | 0.0026511 | 0.0026511 | 0 | 0 | 0 | 0 | 0 | 1.3049 | 0 | 13.3797 | 0.13362 | 13.5133 | 40.5533 | 1.4387 | 41.9919
2009 | Medium Office | 3A | 53627.8468 | 1.9035 | 2.1373 | 7.4476 | 9.9455 | 2.2015 | 14.4262 | 0 | 0.5972 | 1.7474 | 0.0026511 | 0.0026511 | 0 | 0 | 0 | 0 | 0 | 1.4134 | 0 | 11.0985 | 2.1373 | 13.2359 | 38.2716 | 3.5509 | 41.8225
2009 | Medium Office | 3B | 53627.8468 | 1.0141 | 0.64298 | 7.0714 | 9.9455 | 2.2015 | 14.4262 | 0 | 0.5972 | 2.07 | 0.0026511 | 0.0026511 | 0 | 0 | 0 | 0 | 0 | 1.3844 | 0 | 10.1555 | 0.64298 | 10.7984 | 37.3285 | 2.0274 | 39.3559
2009 | Medium Office | 3C | 53627.8468 | 0.33457 | 0.29215 | 4.5997 | 9.9455 | 2.2011 | 14.4262 | 0 | 0.5972 | 1.5537 | 0.0026511 | 0.0026511 | 0 | 0 | 0 | 0 | 0 | 1.4226 | 0 | 6.4879 | 0.29215 | 6.7801 | 33.6606 | 1.7147 | 35.3753
2009 | Medium Office | 4A | 53627.8468 | 3.4528 | 5.2759 | 5.2752 | 9.9455 | 2.1981 | 14.4262 | 0 | 0.5972 | 1.658 | 0.0026511 | 0.0026511 | 0 | 0 | 0 | 0 | 0 | 1.5041 | 0 | 10.3859 | 5.2759 | 15.6618 | 37.5556 | 6.7799 | 44.3355
2009 | Medium Office | 4B | 53627.8468 | 1.5037 | 1.2875 | 5.0132 | 9.9455 | 2.1999 | 14.4262 | 0 | 0.5972 | 2.2276 | 0.0026511 | 0.0026511 | 0 | 0 | 0 | 0 | 0 | 1.4775 | 0 | 8.7446 | 1.2875 | 10.0321 | 35.916 | 2.7649 | 38.6809
2009 | Medium Office | 4C | 53627.8468 | 2.7108 | 3.4226 | 1.8667 | 9.9455 | 2.1956 | 14.4262 | 0 | 0.5972 | 1.5673 | 0.0026511 | 0.0026511 | 0 | 0 | 0 | 0 | 0 | 1.5329 | 0 | 6.1449 | 3.4226 | 9.5675 | 33.3119 | 4.9554 | 38.2673
2009 | Medium Office | 5A | 53627.8468 | 5.3176 | 8.688 | 3.2654 | 9.9455 | 2.1988 | 14.4262 | 0 | 0.5972 | 1.5687 | 0.0026511 | 0.0026511 | 0 | 0 | 0 | 0 | 0 | 1.5841 | 0 | 10.1518 | 8.688 | 18.8397 | 37.3223 | 10.2721 | 47.5944
2009 | Medium Office | 5B | 53627.8468 | 3.1794 | 3.3072 | 3.708 | 9.9455 | 2.199 | 14.4262 | 0 | 0.5972 | 2.0636 | 0.0026511 | 0.0026511 | 0 | 0 | 0 | 0 | 0 | 1.5608 | 0 | 8.951 | 3.3072 | 12.2581 | 36.1214 | 4.8679 | 40.9893
2009 | Medium Office | 5C | 53627.8468 | 2.4521 | 5.1854 | 1.0912 | 9.9455 | 2.1955 | 14.4262 | 0 | 0.5972 | 1.5408 | 0.0026511 | 0.0026511 | 0 | 0 | 0 | 0 | 0 | 1.5779 | 0 | 5.0841 | 5.1854 | 10.2695 | 32.2509 | 6.7635 | 39.0144
2009 | Medium Office | 6A | 53627.8468 | 8.2203 | 11.6813 | 3.6025 | 9.9455 | 2.1979 | 14.4262 | 0 | 0.5972 | 1.6813 | 0.0026511 | 0.0026511 | 0 | 0 | 0 | 0 | 0 | 1.6442 | 0 | 13.5042 | 11.6813 | 25.1854 | 40.6735 | 13.3253 | 53.9988
2009 | Medium Office | 6B | 53627.8468 | 5.8481 | 6.8218 | 2.3823 | 9.9455 | 2.1963 | 14.4262 | 0 | 0.5972 | 1.8429 | 0.0026511 | 0.0026511 | 0 | 0 | 0 | 0 | 0 | 1.6288 | 0 | 10.0733 | 6.8218 | 16.8951 | 37.241 | 8.4505 | 45.6915
2009 | Medium Office | 7 | 53627.8468 | 8.0622 | 14.6515 | 3.6969 | 9.9455 | 2.1949 | 14.4262 | 0 | 0.5972 | 1.7616 | 0.0026511 | 0.0026511 | 0 | 0 | 0 | 0 | 0 | 1.7154 | 0 | 13.5206 | 14.6515 | 28.1721 | 40.6873 | 16.367 | 57.0542
2009 | Medium Office | 8 | 53627.8468 | 11.884 | 21.4882 | 2.4821 | 9.9455 | 2.1827 | 14.4262 | 0 | 0.5972 | 1.8291 | 0.0026511 | 0.0026511 | 0 | 0 | 0 | 0 | 0 | 1.8128 | 0 | 16.1952 | 21.4882 | 37.6834 | 43.3497 | 23.301 | 66.6507
2012 | Medium Office | 0A | 53627.8468 | 0 | 0 | 19.3809 | 5.3658 | 2.2032 | 14.4262 | 0 | 0.3381 | 2.2144 | 0.0026511 | 0.0026511 | 0 | 0 | 0 | 0.34323 | 0 | 1.1865 | 0 | 21.9385 | 0 | 21.9385 | 44.2745 | 1.1865 | 45.461
2012 | Medium Office | 0B | 53627.8468 | 0.010428 | 0.00017674 | 18.0342 | 5.4074 | 2.2036 | 14.4262 | 0 | 0.3381 | 2.0915 | 0.0026511 | 0.0026511 | 0 | 0 | 0 | 0 | 0 | 1.1948 | 0 | 20.1361 | 0.00017674 | 20.1363 | 42.5142 | 1.1949 | 43.7091
2012 | Medium Office | 1A | 53627.8468 | 0.00017674 | 0 | 12.323 | 5.4598 | 2.2039 | 14.4262 | 0 | 0.33828 | 1.8817 | 0.0026511 | 0.0026511 | 0 | 0 | 0 | 0.66896 | 0 | 1.2389 | 0 | 14.8739 | 0 | 14.8739 | 37.3046 | 1.2389 | 38.5436
2012 | Medium Office | 1B | 53627.8468 | 0.062389 | 0.19972 | 14.4485 | 5.463 | 2.2011 | 14.4262 | 0 | 0.33828 | 1.8954 | 0.0026511 | 0.0026511 | 0 | 0 | 0 | 0 | 0 | 1.2435 | 0 | 16.4062 | 0.19972 | 16.6059 | 38.8375 | 1.4433 | 40.2808
2012 | Medium Office | 2A | 53627.8468 | 0.12549 | 0.10551 | 10.1019 | 5.4802 | 2.2004 | 14.4262 | 0 | 0.33828 | 1.6488 | 0.0026511 | 0.0026511 | 0 | 0 | 0 | 0.44786 | 0 | 1.3008 | 0 | 12.3241 | 0.10551 | 12.4296 | 34.7716 | 1.4065 | 36.1781
2012 | Medium Office | 2B | 53627.8468 | 0.17639 | 0.27324 | 8.346 | 5.5148 | 2.202 | 14.4262 | 0 | 0.33828 | 1.8833 | 0.0026511 | 0.0026511 | 0 | 0 | 0 | 0 | 0 | 1.3045 | 0 | 10.4057 | 0.27324 | 10.679 | 32.8895 | 1.5779 | 34.4674
2012 | Medium Office | 3A | 53627.8468 | 1.1769 | 2.0587 | 6.1368 | 5.5675 | 2.2015 | 14.4262 | 0 | 0.33846 | 1.4058 | 0.0026511 | 0.0026511 | 0 | 0 | 0 | 0.19583 | 0 | 1.4125 | 0 | 8.9153 | 2.0587 | 10.9739 | 31.4517 | 3.4712 | 34.9229
2012 | Medium Office | 3B | 53627.8468 | 0.43831 | 1.1032 | 5.7509 | 5.4966 | 2.2015 | 14.4262 | 0 | 0.33828 | 1.7073 | 0.0026511 | 0.0026511 | 0 | 0 | 0 | 0 | 0 | 1.3833 | 0 | 7.8966 | 1.1032 | 8.9998 | 30.3618 | 2.4866 | 32.8483
2012 | Medium Office | 3C | 53627.8468 | 0.13538 | 0.84323 | 3.7195 | 5.5088 | 2.2011 | 14.4262 | 0 | 0.33828 | 1.2826 | 0.0026511 | 0.0026511 | 0 | 0 | 0 | 0 | 0 | 1.4222 | 0 | 5.1375 | 0.84323 | 5.9807 | 27.6147 | 2.2654 | 29.8801
2012 | Medium Office | 4A | 53627.8468 | 1.843 | 4.6765 | 4.4641 | 5.4692 | 2.1981 | 14.4262 | 0 | 0.33828 | 1.3968 | 0.0026511 | 0.0026511 | 0 | 0 | 0 | 0.21014 | 0 | 1.5035 | 0 | 7.9141 | 4.6765 | 12.5906 | 30.3487 | 6.1801 | 36.5287
2012 | Medium Office | 4B | 53627.8468 | 0.5866 | 1.9123 | 4.2195 | 5.3736 | 2.1999 | 14.4262 | 0 | 0.3381 | 1.9143 | 0.0026511 | 0.0026511 | 0 | 0 | 0 | 0 | 0 | 1.477 | 0 | 6.7204 | 1.9123 | 8.6327 | 29.0608 | 3.3892 | 32.4499
2012 | Medium Office | 4C | 53627.8468 | 1.4489 | 6.1435 | 1.5748 | 5.5763 | 2.1956 | 14.4262 | 0 | 0.33846 | 1.3392 | 0.0026511 | 0.0026511 | 0 | 0 | 0 | 0 | 0 | 1.5327 | 0 | 4.3628 | 6.1435 | 10.5063 | 26.9023 | 7.6762 | 34.5784
2012 | Medium Office | 5A | 53627.8468 | 3.3225 | 4.0806 | 2.7059 | 5.4683 | 2.1988 | 14.4262 | 0 | 0.33828 | 1.3054 | 0.0026511 | 0.0026511 | 0 | 0 | 0 | 0.37027 | 0 | 1.5839 | 0 | 7.7041 | 4.0806 | 11.7847 | 30.1384 | 5.6645 | 35.8029
2012 | Medium Office | 5B | 53627.8468 | 1.7488 | 4.4738 | 3.1304 | 5.4372 | 2.199 | 14.4262 | 0 | 0.33828 | 1.7446 | 0.0026511 | 0.0026511 | 0 | 0 | 0 | 0 | 0 | 1.5604 | 0 | 6.6239 | 4.4738 | 11.0977 | 29.027 | 6.0342 | 35.0613
2012 | Medium Office | 5C | 53627.8468 | 1.7697 | 9.5201 | 0.91127 | 5.5832 | 2.1955 | 14.4262 | 0 | 0.33846 | 1.3984 | 0.0026511 | 0.0026511 | 0 | 0 | 0 | 0 | 0 | 1.5783 | 0 | 4.0793 | 9.5201 | 13.5994 | 26.6257 | 11.0984 | 37.724
2012 | Medium Office | 6A | 53627.8468 | 5.0539 | 10.4393 | 3.0044 | 5.486 | 2.1979 | 14.4262 | 0 | 0.33828 | 1.3789 | 0.0026511 | 0.0026511 | 0 | 0 | 0 | 0.18169 | 0 | 1.6433 | 0 | 9.6189 | 10.4393 | 20.0582 | 32.0698 | 12.0826 | 44.1524
2012 | Medium Office | 6B | 53627.8468 | 3.2953 | 8.9837 | 1.997 | 5.4913 | 2.1963 | 14.4262 | 0 | 0.33828 | 1.536 | 0.0026511 | 0.0026511 | 0 | 0 | 0 | 0 | 0 | 1.6279 | 0 | 6.8283 | 8.9837 | 15.812 | 29.2831 | 10.6118 | 39.8949
2012 | Medium Office | 7 | 53627.8468 | 4.7967 | 9.0505 | 2.3572 | 5.4765 | 2.1949 | 14.4262 | 0 | 0.33828 | 1.4532 | 0.0026511 | 0.0026511 | 0 | 0 | 0 | 0.36391 | 0 | 1.7151 | 0 | 8.971 | 9.0505 | 18.0214 | 31.4095 | 10.7654 | 42.1749
2012 | Medium Office | 8 | 53627.8468 | 6.9475 | 14.4216 | 0.9802 | 5.9324 | 2.1827 | 14.4262 | 0 | 0.33934 | 1.5244 | 0.0026511 | 0.0026511 | 0 | 0 | 0 | 0.37858 | 0 | 1.8123 | 0 | 9.8306 | 14.4216 | 24.2522 | 32.7142 | 16.2339 | 48.9481
2015 | Medium Office | 0A | 53627.8468 | 0 | 0 | 16.4877 | 5.8557 | 1.8043 | 14.2571 | 0 | 0.33351 | 2.0981 | 0.00035348 | 0.0026511 | -0.0022976 | 0 | 0 | 0.30346 | 0 | 0.96376 | 0 | 18.8869 | 0 | 18.8869 | 41.1404 | 0.96376 | 42.1042
2015 | Medium Office | 0B | 53627.8468 | 0.010604 | 0 | 15.6561 | 5.8572 | 1.804 | 14.2571 | 0 | 0.33351 | 1.9102 | 0.00035348 | 0.0026511 | -0.0022976 | 0 | 0 | 0 | 0 | 0.96252 | 0 | 17.5746 | 0 | 17.5746 | 39.8292 | 0.96252 | 40.7917
2015 | Medium Office | 1A | 53627.8468 | 0.00017674 | 0 | 11.6015 | 5.8639 | 1.8042 | 14.2571 | 0 | 0.33351 | 1.8116 | 0.00035348 | 0.0026511 | -0.0022976 | 0 | 0 | 0.29622 | 0 | 1.0276 | 0 | 13.7072 | 0 | 13.7072 | 35.9685 | 1.0276 | 36.996
2015 | Medium Office | 1B | 53627.8468 | 0.060622 | 0.021739 | 12.8258 | 5.8626 | 1.8015 | 14.2571 | 0 | 0.33351 | 1.8082 | 0.00035348 | 0.0026511 | -0.0022976 | 0 | 0 | 0 | 0 | 1.0313 | 0 | 14.6924 | 0.021739 | 14.7141 | 36.9497 | 1.053 | 38.0028
2015 | Medium Office | 2A | 53627.8468 | 0.097914 | 0.068222 | 9.7516 | 5.8596 | 1.8008 | 14.2571 | 0 | 0.33351 | 1.5963 | 0.00035348 | 0.0026511 | -0.0022976 | 0 | 0 | 0.19565 | 0 | 1.1018 | 0 | 11.6392 | 0.068222 | 11.7074 | 33.8928 | 1.1698 | 35.0627
2015 | Medium Office | 2B | 53627.8468 | 0.17798 | 0.071226 | 8.0054 | 5.8642 | 1.8024 | 14.2571 | 0 | 0.33368 | 1.7974 | 0.00035348 | 0.0026511 | -0.0022976 | 0 | 0 | 0 | 0 | 1.1067 | 0 | 9.9785 | 0.071226 | 10.0498 | 32.2386 | 1.178 | 33.4165
2015 | Medium Office | 3A | 53627.8468 | 0.92311 | 0.69618 | 5.7257 | 5.8685 | 1.8019 | 14.2571 | 0 | 0.33368 | 1.3945 | 0.00035348 | 0.0026511 | -0.0022976 | 0 | 0 | 0.17002 | 0 | 1.2301 | 0 | 8.211 | 0.69618 | 8.9072 | 30.4747 | 1.9263 | 32.401
2015 | Medium Office | 3B | 53627.8468 | 0.33262 | 0.36267 | 5.5945 | 5.8655 | 1.8019 | 14.2571 | 0 | 0.33368 | 1.6488 | 0.00035348 | 0.0026511 | -0.0022976 | 0 | 0 | 0 | 0 | 1.1972 | 0 | 7.5737 | 0.36267 | 7.9363 | 29.8344 | 1.5599 | 31.3943
2015 | Medium Office | 3C | 53627.8468 | 0.11029 | 0.039236 | 3.7418 | 5.8708 | 1.8049 | 14.2571 | 0 | 0.33368 | 1.2501 | 0.00035348 | 0.0026511 | -0.0022976 | 0 | 0 | 0 | 0 | 1.2444 | 0 | 5.0998 | 0.039236 | 5.1391 | 27.3689 | 1.2835 | 28.6523
2015 | Medium Office | 4A | 53627.8468 | 1.875 | 1.9678 | 4.1822 | 5.8693 | 1.8056 | 14.2571 | 0 | 0.33368 | 1.4037 | 0.00035348 | 0.0026511 | -0.0022976 | 0 | 0 | 0 | 0 | 1.3324 | 0 | 7.4586 | 1.9678 | 9.4264 | 29.7267 | 3.3003 | 33.027
2015 | Medium Office | 4B | 53627.8468 | 0.55125 | 0.62283 | 4.1456 | 5.8586 | 1.8012 | 14.2571 | 0 | 0.33351 | 1.8399 | 0.00035348 | 0.0026511 | -0.0022976 | 0 | 0 | 0 | 0 | 1.3026 | 0 | 6.5344 | 0.62283 | 7.1573 | 28.7875 | 1.9254 | 30.7129
2015 | Medium Office | 4C | 53627.8468 | 1.5366 | 0.84729 | 1.5873 | 5.8787 | 1.8052 | 14.2571 | 0 | 0.33368 | 1.3125 | 0.00035348 | 0.0026511 | -0.0022976 | 0 | 0 | 0 | 0 | 1.3632 | 0 | 4.434 | 0.84729 | 5.2813 | 26.7112 | 2.2105 | 28.9217
2015 | Medium Office | 5A | 53627.8468 | 3.3589 | 3.8494 | 2.7084 | 5.8656 | 1.8026 | 14.2571 | 0 | 0.33368 | 1.3483 | 0.00035348 | 0.0026511 | -0.0022976 | 0 | 0 | 0 | 0 | 1.4192 | 0 | 7.4133 | 3.8494 | 11.2627 | 29.675 | 5.2686 | 34.9436
2015 | Medium Office | 5B | 53627.8468 | 1.6515 | 1.915 | 3.0855 | 5.8669 | 1.8045 | 14.2571 | 0 | 0.33368 | 1.7002 | 0.00035348 | 0.0026511 | -0.0022976 | 0 | 0 | 0 | 0 | 1.3941 | 0 | 6.4349 | 1.915 | 8.3499 | 28.6995 | 3.3093 | 32.0088
2015 | Medium Office | 5C | 53627.8468 | 1.5088 | 1.1783 | 0.91074 | 5.8838 | 1.8043 | 14.2571 | 0 | 0.33368 | 1.3241 | 0.00035348 | 0.0026511 | -0.0022976 | 0 | 0 | 0 | 0 | 1.412 | 0 | 3.7414 | 1.1783 | 4.9197 | 26.0228 | 2.5903 | 28.6131
2015 | Medium Office | 6A | 53627.8468 | 5.165 | 6.164 | 2.9599 | 5.869 | 1.8036 | 14.2571 | 0 | 0.33368 | 1.4256 | 0.00035348 | 0.0026511 | -0.0022976 | 0 | 0 | 0 | 0 | 1.4843 | 0 | 9.5482 | 6.164 | 15.7122 | 31.814 | 7.6482 | 39.4623
2015 | Medium Office | 6B | 53627.8468 | 3.4183 | 3.842 | 1.9887 | 5.8725 | 1.8013 | 14.2571 | 0 | 0.33368 | 1.564 | 0.00035348 | 0.0026511 | -0.0022976 | 0 | 0 | 0 | 0 | 1.4671 | 0 | 6.9687 | 3.842 | 10.8106 | 29.2359 | 5.3091 | 34.545
2015 | Medium Office | 7 | 53627.8468 | 5.0217 | 2.7762 | 2.3171 | 5.8711 | 1.8043 | 14.2571 | 0 | 0.33368 | 1.5067 | 0.00035348 | 0.0026511 | -0.0022976 | 0 | 0 | 0.45475 | 0 | 1.5604 | 0 | 9.2979 | 2.7762 | 12.0742 | 31.5668 | 4.3367 | 35.9034
2015 | Medium Office | 8 | 53627.8468 | 7.5212 | 5.9443 | 1.0307 | 5.9611 | 1.8164 | 14.2571 | 0 | 0.33386 | 1.5892 | 0.00035348 | 0.0026511 | -0.0022976 | 0 | 0 | 0.46465 | 0 | 1.6644 | 0 | 10.6035 | 5.9443 | 16.5478 | 32.9743 | 7.6086 | 40.583
2018 | Medium Office | 0A | 53627.8468 | 0 | 0 | 15.8905 | 5.4402 | 1.1695 | 14.2571 | 0 | 0.22994 | 2.0945 | 0.00035348 | 0.0026511 | -0.0022976 | 0 | 0 | 0.30682 | 0 | 0.96358 | 0 | 18.2896 | 0 | 18.2896 | 39.3889 | 0.96358 | 40.3525
2018 | Medium Office | 0B | 53627.8468 | 0.0072463 | 0 | 15.5614 | 5.4415 | 1.1693 | 14.2571 | 0 | 0.22994 | 1.8955 | 0.00035348 | 0.0026511 | -0.0022976 | 0 | 0 | 0 | 0 | 0.96235 | 0 | 17.4619 | 0 | 17.4619 | 38.5623 | 0.96235 | 39.5247
2018 | Medium Office | 1A | 53627.8468 | 0.00017674 | 0 | 11.305 | 5.4476 | 1.1695 | 14.2571 | 0 | 0.22994 | 1.8033 | 0.00035348 | 0.0026511 | -0.0022976 | 0 | 0 | 0.29904 | 0 | 1.027 | 0 | 13.4052 | 0 | 13.4052 | 34.5118 | 1.027 | 35.5388
2018 | Medium Office | 1B | 53627.8468 | 0.036055 | 0.028278 | 12.697 | 5.4466 | 1.1677 | 14.2571 | 0 | 0.22994 | 1.7872 | 0.00035348 | 0.0026511 | -0.0022976 | 0 | 0 | 0 | 0 | 1.0306 | 0 | 14.5179 | 0.028278 | 14.5462 | 35.6215 | 1.0588 | 36.6804
2018 | Medium Office | 2A | 53627.8468 | 0.068928 | 0.079003 | 9.4994 | 5.4438 | 1.1672 | 14.2571 | 0 | 0.22994 | 1.5626 | 0.00035348 | 0.0026511 | -0.0022976 | 0 | 0 | 0.22092 | 0 | 1.1013 | 0 | 11.3495 | 0.079003 | 11.4285 | 32.4499 | 1.1803 | 33.6302
2018 | Medium Office | 2B | 53627.8468 | 0.098798 | 0.093495 | 7.925 | 5.448 | 1.1682 | 14.2571 | 0 | 0.22994 | 1.7506 | 0.00035348 | 0.0026511 | -0.0022976 | 0 | 0 | 0 | 0 | 1.1059 | 0 | 9.7721 | 0.093495 | 9.8656 | 30.878 | 1.1994 | 32.0774
2018 | Medium Office | 3A | 53627.8468 | 0.77783 | 0.72905 | 5.589 | 5.4519 | 1.1679 | 14.2571 | 0 | 0.22994 | 1.337 | 0.00035348 | 0.0026511 | -0.0022976 | 0 | 0 | 0.1755 | 0 | 1.2298 | 0 | 7.8771 | 0.72905 | 8.6062 | 28.9866 | 1.9588 | 30.9454
2018 | Medium Office | 3B | 53627.8468 | 0.22145 | 0.42877 | 5.5351 | 5.4492 | 1.1679 | 14.2571 | 0 | 0.22994 | 1.6006 | 0.00035348 | 0.0026511 | -0.0022976 | 0 | 0 | 0 | 0 | 1.1967 | 0 | 7.3548 | 0.42877 | 7.7836 | 28.4615 | 1.6255 | 30.0869
2018 | Medium Office | 3C | 53627.8468 | 0.092965 | 0.050548 | 3.6702 | 5.454 | 1.17 | 14.2571 | 0 | 0.22994 | 1.1935 | 0.00035348 | 0.0026511 | -0.0022976 | 0 | 0 | 0 | 0 | 1.2439 | 0 | 4.9544 | 0.050548 | 5.0049 | 26.068 | 1.2946 | 27.3627
2018 | Medium Office | 4A | 53627.8468 | 1.6797 | 2.1507 | 4.0127 | 5.4549 | 1.1705 | 14.2571 | 0 | 0.22994 | 1.2678 | 0.00035348 | 0.0026511 | -0.0022976 | 0 | 0 | 0 | 0 | 1.3316 | 0 | 6.9579 | 2.1507 | 9.1086 | 28.073 | 3.4823 | 31.5553
2018 | Medium Office | 4B | 53627.8468 | 0.40898 | 0.79886 | 3.9604 | 5.4446 | 1.1675 | 14.2571 | 0 | 0.22994 | 1.6681 | 0.00035348 | 0.0026511 | -0.0022976 | 0 | 0 | 0 | 0 | 1.3024 | 0 | 6.0351 | 0.79886 | 6.834 | 27.1368 | 2.1011 | 29.2379
2018 | Medium Office | 4C | 53627.8468 | 1.1076 | 1.0679 | 1.4859 | 5.4646 | 1.1704 | 14.2571 | 0 | 0.22994 | 1.141 | 0.00035348 | 0.0026511 | -0.0022976 | 0 | 0 | 0 | 0 | 1.3627 | 0 | 3.7322 | 1.0679 | 4.8001 | 24.8569 | 2.4305 | 27.2874
2018 | Medium Office | 5A | 53627.8468 | 3.0454 | 3.9431 | 2.6131 | 5.4505 | 1.1684 | 14.2571 | 0 | 0.22994 | 1.2186 | 0.00035348 | 0.0026511 | -0.0022976 | 0 | 0 | 0 | 0 | 1.4187 | 0 | 6.8748 | 3.9431 | 10.8179 | 27.9834 | 5.3618 | 33.3451
2018 | Medium Office | 5B | 53627.8468 | 1.3531 | 2.0834 | 2.9952 | 5.4514 | 1.1698 | 14.2571 | 0 | 0.22994 | 1.5815 | 0.00035348 | 0.0026511 | -0.0022976 | 0 | 0 | 0 | 0 | 1.3932 | 0 | 5.9275 | 2.0834 | 8.0109 | 27.0383 | 3.4768 | 30.5152
2018 | Medium Office | 5C | 53627.8468 | 1.0698 | 1.4275 | 0.8487 | 5.4674 | 1.1698 | 14.2571 | 0 | 0.22994 | 1.1732 | 0.00035348 | 0.0026511 | -0.0022976 | 0 | 0 | 0 | 0 | 1.4113 | 0 | 3.0894 | 1.4275 | 4.5169 | 24.2163 | 2.8388 | 27.0551
2018 | Medium Office | 6A | 53627.8468 | 4.6838 | 6.1254 | 2.913 | 5.4524 | 1.1691 | 14.2571 | 0 | 0.22994 | 1.296 | 0.00035348 | 0.0026511 | -0.0022976 | 0 | 0 | 0 | 0 | 1.4832 | 0 | 8.8905 | 6.1254 | 15.016 | 30.0017 | 7.6086 | 37.6104
2018 | Medium Office | 6B | 53627.8468 | 2.8816 | 3.9363 | 1.9609 | 5.4556 | 1.1677 | 14.2571 | 0 | 0.22994 | 1.419 | 0.00035348 | 0.0026511 | -0.0022976 | 0 | 0 | 0 | 0 | 1.4664 | 0 | 6.2592 | 3.9363 | 10.1956 | 27.372 | 5.4028 | 32.7748
2018 | Medium Office | 7 | 53627.8468 | 4.4296 | 1.4965 | 2.2621 | 5.4542 | 1.1698 | 14.2571 | 0 | 0.22994 | 1.3575 | 0.00035348 | 0.0026511 | -0.0022976 | 0 | 0 | 0.40986 | 0 | 1.5596 | 0 | 8.4568 | 1.4965 | 9.9533 | 29.5707 | 3.056 | 32.6267
2018 | Medium Office | 8 | 53627.8468 | 6.6458 | 3.3885 | 1.0099 | 5.5376 | 1.1785 | 14.2571 | 0 | 0.23012 | 1.3957 | 0.00035348 | 0.0026511 | -0.0022976 | 0 | 0 | 0.43124 | 0 | 1.6638 | 0 | 9.4803 | 3.3885 | 12.8688 | 30.6864 | 5.0523 | 35.7387
2006 | Mid-Rise Apartment | 0A | 33740.6612 | 0 | 0 | 21.5623 | 4.1106 | 2.0521 | 14.5412 | 0 | 0 | 4.9887 | 0 | 0 | 0 | 0 | 0 | 0 | 7.5936 | 0 | 0 | 26.551 | 0 | 26.551 | 54.8484 | 0 | 54.8484
2006 | Mid-Rise Apartment | 0B | 33740.6612 | 0 | 0.00084274 | 19.5939 | 4.1106 | 2.0523 | 14.5412 | 0 | 0 | 4.8758 | 0 | 0 | 0 | 0 | 0 | 0 | 7.5619 | 0 | 0 | 24.4697 | 0.00084274 | 24.4706 | 52.7357 | 0.00084274 | 52.7365
2006 | Mid-Rise Apartment | 1A | 33740.6612 | 0 | 0 | 14.5125 | 4.1106 | 2.0526 | 14.5412 | 0 | 0 | 4.0089 | 0 | 0 | 0 | 0 | 0 | 0 | 8.1875 | 0 | 0 | 18.5214 | 0 | 18.5214 | 47.4132 | 0 | 47.4132
2006 | Mid-Rise Apartment | 1B | 33740.6612 | 0 | 0.28147 | 14.8684 | 4.1106 | 2.0501 | 14.5412 | 0 | 0 | 4.2777 | 0 | 0 | 0 | 0 | 0 | 0 | 8.2114 | 0 | 0 | 19.1461 | 0.28147 | 19.4276 | 48.0593 | 0.28147 | 48.3408
2006 | Mid-Rise Apartment | 2A | 33740.6612 | 0 | 0.77335 | 11.5087 | 4.1106 | 2.0495 | 14.5412 | 0 | 0 | 3.4235 | 0 | 0 | 0 | 0 | 0 | 0 | 8.8771 | 0 | 0 | 14.9322 | 0.77335 | 15.7055 | 44.5109 | 0.77335 | 45.2842
2006 | Mid-Rise Apartment | 2B | 33740.6612 | 0 | 0.79948 | 9.4339 | 4.1106 | 2.0509 | 14.5412 | 0 | 0 | 3.5721 | 0 | 0 | 0 | 0 | 0 | 0 | 8.9235 | 0 | 0 | 13.006 | 0.79948 | 13.8054 | 42.6321 | 0.79948 | 43.4316
2006 | Mid-Rise Apartment | 3A | 33740.6612 | 0 | 6.9349 | 6.1197 | 4.1106 | 2.0504 | 14.5412 | 0 | 0 | 2.794 | 0 | 0 | 0 | 0 | 0 | 0 | 10.0626 | 0 | 0 | 8.9136 | 6.9349 | 15.8485 | 39.6786 | 6.9349 | 46.6135
2006 | Mid-Rise Apartment | 3B | 33740.6612 | 0 | 2.8369 | 6.5335 | 4.1106 | 2.0504 | 14.5412 | 0 | 0 | 3.1167 | 0 | 0 | 0 | 0 | 0 | 0 | 9.7583 | 0 | 0 | 9.6502 | 2.8369 | 12.4871 | 40.1109 | 2.8369 | 42.9479
2006 | Mid-Rise Apartment | 3C | 33740.6612 | 0 | 0.76296 | 3.0945 | 4.1106 | 2.0501 | 14.5412 | 0 | 0 | 2.0254 | 0 | 0 | 0 | 0 | 0 | 0 | 10.1817 | 0 | 0 | 5.1199 | 0.76296 | 5.8829 | 36.0034 | 0.76296 | 36.7664
2006 | Mid-Rise Apartment | 4A | 33740.6612 | 0 | 15.5496 | 4.3053 | 4.1106 | 2.0473 | 14.5412 | 0 | 0 | 2.6633 | 0 | 0 | 0 | 0 | 0 | 0 | 10.9929 | 0 | 0 | 6.9686 | 15.5496 | 22.5182 | 38.6606 | 15.5496 | 54.2102
2006 | Mid-Rise Apartment | 4B | 33740.6612 | 0 | 6.2829 | 4.6353 | 4.1106 | 2.049 | 14.5412 | 0 | 0 | 2.9296 | 0 | 0 | 0 | 0 | 0 | 0 | 10.7216 | 0 | 0 | 7.565 | 6.2829 | 13.8479 | 38.9873 | 6.2829 | 45.2702
2006 | Mid-Rise Apartment | 4C | 33740.6612 | 0 | 8.0085 | 1.5009 | 4.1106 | 2.045 | 14.5412 | 0 | 0 | 2.0434 | 0 | 0 | 0 | 0 | 0 | 0 | 11.2736 | 0 | 0 | 3.5443 | 8.0085 | 11.5528 | 35.5146 | 8.0085 | 43.5232
2006 | Mid-Rise Apartment | 5A | 33740.6612 | 0 | 21.7277 | 2.3962 | 4.1106 | 2.0481 | 14.5412 | 0 | 0 | 2.4768 | 0 | 0 | 0 | 0 | 0 | 0 | 11.7744 | 0 | 0 | 4.873 | 21.7277 | 26.6007 | 37.3473 | 21.7277 | 59.075
2006 | Mid-Rise Apartment | 5B | 33740.6612 | 0 | 11.232 | 3.2246 | 4.1106 | 2.0481 | 14.5412 | 0 | 0 | 2.685 | 0 | 0 | 0 | 0 | 0 | 0 | 11.5458 | 0 | 0 | 5.9096 | 11.232 | 17.1416 | 38.1552 | 11.232 | 49.3872
2006 | Mid-Rise Apartment | 5C | 33740.6612 | 0 | 7.8335 | 1.0161 | 4.1106 | 2.0448 | 14.5412 | 0 | 0 | 1.8995 | 0 | 0 | 0 | 0 | 0 | 0 | 11.7166 | 0 | 0 | 2.9156 | 7.8335 | 10.7491 | 35.3287 | 7.8335 | 43.1622
2006 | Mid-Rise Apartment | 6A | 33740.6612 | 0 | 31.3372 | 2.5737 | 4.1106 | 2.047 | 14.5412 | 0 | 0 | 2.6973 | 0 | 0 | 0 | 0 | 0 | 0 | 12.3509 | 0 | 0 | 5.271 | 31.3372 | 36.6082 | 38.3207 | 31.3372 | 69.6579
2006 | Mid-Rise Apartment | 6B | 33740.6612 | 0 | 21.2387 | 1.9549 | 4.1106 | 2.0456 | 14.5412 | 0 | 0 | 2.5543 | 0 | 0 | 0 | 0 | 0 | 0 | 12.2054 | 0 | 0 | 4.5092 | 21.2387 | 25.7479 | 37.4119 | 21.2387 | 58.6506
2006 | Mid-Rise Apartment | 7 | 33740.6612 | 0 | 31.9749 | 2.0439 | 4.1106 | 2.0442 | 14.5412 | 0 | 0 | 2.6844 | 0 | 0 | 0 | 0 | 0 | 0 | 13.0327 | 0 | 0 | 4.7283 | 31.9749 | 36.7032 | 38.4572 | 31.9749 | 70.432
2006 | Mid-Rise Apartment | 8 | 33740.6612 | 0 | 40.0429 | 1.3048 | 4.1106 | 2.033 | 14.5412 | 0 | 0 | 2.9105 | 0 | 0 | 0 | 0 | 0 | 0 | 13.9554 | 0 | 0 | 4.2154 | 40.0429 | 44.2583 | 38.8558 | 40.0429 | 78.8987
2009 | Mid-Rise Apartment | 0A | 33740.6612 | 0 | 0 | 17.6374 | 4.1106 | 1.1088 | 14.5412 | 0 | 0 | 4.9421 | 0 | 0 | 0 | 0 | 0 | 0 | 7.5936 | 0 | 0 | 22.5795 | 0 | 22.5795 | 49.9339 | 0 | 49.9339
2009 | Mid-Rise Apartment | 0B | 33740.6612 | 0 | 0.00028091 | 16.0342 | 4.1106 | 1.109 | 14.5412 | 0 | 0 | 4.8446 | 0 | 0 | 0 | 0 | 0 | 0 | 7.5616 | 0 | 0 | 20.8788 | 0.00028091 | 20.8791 | 48.2015 | 0.00028091 | 48.2018
2009 | Mid-Rise Apartment | 1A | 33740.6612 | 0 | 0 | 11.8868 | 4.1106 | 1.1093 | 14.5412 | 0 | 0 | 3.9802 | 0 | 0 | 0 | 0 | 0 | 0 | 8.1872 | 0 | 0 | 15.8671 | 0 | 15.8671 | 43.8153 | 0 | 43.8153
2009 | Mid-Rise Apartment | 1B | 33740.6612 | 0 | 0.20647 | 12.1554 | 4.1106 | 1.1079 | 14.5412 | 0 | 0 | 4.239 | 0 | 0 | 0 | 0 | 0 | 0 | 8.2111 | 0 | 0 | 16.3943 | 0.20647 | 16.6008 | 44.3648 | 0.20647 | 44.5712
2009 | Mid-Rise Apartment | 2A | 33740.6612 | 0 | 0.49918 | 9.1707 | 4.1106 | 1.1074 | 14.5412 | 0 | 0 | 3.2606 | 0 | 0 | 0 | 0 | 0 | 0 | 8.8751 | 0 | 0 | 12.4312 | 0.49918 | 12.9304 | 41.0655 | 0.49918 | 41.5646
2009 | Mid-Rise Apartment | 2B | 33740.6612 | 0 | 0.43457 | 7.3467 | 4.1106 | 1.1082 | 14.5412 | 0 | 0 | 3.3659 | 0 | 0 | 0 | 0 | 0 | 0 | 8.9201 | 0 | 0 | 10.7126 | 0.43457 | 11.1472 | 39.3923 | 0.43457 | 39.8269
2009 | Mid-Rise Apartment | 3A | 33740.6612 | 0 | 5.4432 | 4.8792 | 4.1106 | 1.1079 | 14.5412 | 0 | 0 | 2.6439 | 0 | 0 | 0 | 0 | 0 | 0 | 10.0598 | 0 | 0 | 7.5231 | 5.4432 | 12.9664 | 37.3425 | 5.4432 | 42.7858
2009 | Mid-Rise Apartment | 3B | 33740.6612 | 0 | 1.8389 | 5.1202 | 4.1106 | 1.1079 | 14.5412 | 0 | 0 | 2.9397 | 0 | 0 | 0 | 0 | 0 | 0 | 9.7547 | 0 | 0 | 8.0599 | 1.8389 | 9.8988 | 37.5743 | 1.8389 | 39.4131
2009 | Mid-Rise Apartment | 3C | 33740.6612 | 0 | 0.40058 | 2.6139 | 4.1106 | 1.1079 | 14.5412 | 0 | 0 | 2.0071 | 0 | 0 | 0 | 0 | 0 | 0 | 10.1763 | 0 | 0 | 4.621 | 0.40058 | 5.0216 | 34.557 | 0.40058 | 34.9576
2009 | Mid-Rise Apartment | 4A | 33740.6612 | 0 | 12.3287 | 3.5319 | 4.1106 | 1.1062 | 14.5412 | 0 | 0 | 2.533 | 0 | 0 | 0 | 0 | 0 | 0 | 10.9901 | 0 | 0 | 6.0649 | 12.3287 | 18.3936 | 36.8127 | 12.3287 | 49.1414
2009 | Mid-Rise Apartment | 4B | 33740.6612 | 0 | 4.1696 | 3.7864 | 4.1106 | 1.1071 | 14.5412 | 0 | 0 | 2.79 | 0 | 0 | 0 | 0 | 0 | 0 | 10.7165 | 0 | 0 | 6.5764 | 4.1696 | 10.746 | 37.0521 | 4.1696 | 41.2217
2009 | Mid-Rise Apartment | 4C | 33740.6612 | 0 | 7.0096 | 1.304 | 4.1106 | 1.1051 | 14.5412 | 0 | 0 | 2.0366 | 0 | 0 | 0 | 0 | 0 | 0 | 11.2708 | 0 | 0 | 3.3406 | 7.0096 | 10.3502 | 34.3682 | 7.0096 | 41.3778
2009 | Mid-Rise Apartment | 5A | 33740.6612 | 0 | 20.1917 | 2.0307 | 4.1106 | 1.1065 | 14.5412 | 0 | 0 | 2.4785 | 0 | 0 | 0 | 0 | 0 | 0 | 11.773 | 0 | 0 | 4.5092 | 20.1917 | 24.7009 | 36.0408 | 20.1917 | 56.2325
2009 | Mid-Rise Apartment | 5B | 33740.6612 | 0 | 9.9679 | 2.7133 | 4.1106 | 1.1068 | 14.5412 | 0 | 0 | 2.6869 | 0 | 0 | 0 | 0 | 0 | 0 | 11.5438 | 0 | 0 | 5.4003 | 9.9679 | 15.3682 | 36.7026 | 9.9679 | 46.6705
2009 | Mid-Rise Apartment | 5C | 33740.6612 | 0 | 6.6621 | 0.91297 | 4.1106 | 1.1048 | 14.5412 | 0 | 0 | 1.8998 | 0 | 0 | 0 | 0 | 0 | 0 | 11.7121 | 0 | 0 | 2.8128 | 6.6621 | 9.4749 | 34.2817 | 6.6621 | 40.9438
2009 | Mid-Rise Apartment | 6A | 33740.6612 | 0 | 28.8121 | 2.1804 | 4.1106 | 1.1062 | 14.5412 | 0 | 0 | 2.6403 | 0 | 0 | 0 | 0 | 0 | 0 | 12.3495 | 0 | 0 | 4.8207 | 28.8121 | 33.6328 | 36.9282 | 28.8121 | 65.7402
2009 | Mid-Rise Apartment | 6B | 33740.6612 | 0 | 18.9607 | 1.6619 | 4.1106 | 1.1054 | 14.5412 | 0 | 0 | 2.5383 | 0 | 0 | 0 | 0 | 0 | 0 | 12.2031 | 0 | 0 | 4.2002 | 18.9607 | 23.1609 | 36.1605 | 18.9607 | 55.1212
2009 | Mid-Rise Apartment | 7 | 33740.6612 | 0 | 29.2697 | 1.7931 | 4.1106 | 1.1045 | 14.5412 | 0 | 0 | 2.685 | 0 | 0 | 0 | 0 | 0 | 0 | 13.0304 | 0 | 0 | 4.478 | 29.2697 | 33.7477 | 37.2647 | 29.2697 | 66.5344
2009 | Mid-Rise Apartment | 8 | 33740.6612 | 0 | 35.3441 | 1.1602 | 4.1106 | 1.0986 | 14.5412 | 0 | 0 | 2.8577 | 0 | 0 | 0 | 0 | 0 | 0 | 13.9535 | 0 | 0 | 4.0179 | 35.3441 | 39.362 | 37.7218 | 35.3441 | 73.0659
2012 | Mid-Rise Apartment | 0A | 33740.6612 | 0 | 0 | 15.9937 | 3.0575 | 1.1088 | 14.5412 | 0 | 0 | 4.2488 | 0 | 0 | 0 | 0 | 0 | 0 | 7.5933 | 0 | 0 | 20.2425 | 0 | 20.2425 | 46.5433 | 0 | 46.5433
2012 | Mid-Rise Apartment | 0B | 33740.6612 | 0 | 0 | 14.3381 | 3.0575 | 1.109 | 14.5412 | 0 | 0 | 4.2162 | 0 | 0 | 0 | 0 | 0 | 0 | 7.5608 | 0 | 0 | 18.5543 | 0 | 18.5543 | 44.8224 | 0 | 44.8224
2012 | Mid-Rise Apartment | 1A | 33740.6612 | 0 | 0 | 10.7907 | 3.0575 | 1.1093 | 14.5412 | 0 | 0 | 3.4858 | 0 | 0 | 0 | 0 | 0 | 0 | 8.1875 | 0 | 0 | 14.2765 | 0 | 14.2765 | 41.1716 | 0 | 41.1716
2012 | Mid-Rise Apartment | 1B | 33740.6612 | 0 | 0.11686 | 10.8623 | 3.0575 | 1.1079 | 14.5412 | 0 | 0 | 3.7016 | 0 | 0 | 0 | 0 | 0 | 0 | 8.2085 | 0 | 0 | 14.5639 | 0.11686 | 14.6808 | 41.479 | 0.11686 | 41.5958
2012 | Mid-Rise Apartment | 2A | 33740.6612 | 0 | 0.51014 | 8.6706 | 3.0575 | 1.1074 | 14.5412 | 0 | 0 | 2.9985 | 0 | 0 | 0 | 0 | 0 | 0 | 8.8751 | 0 | 0 | 11.6691 | 0.51014 | 12.1792 | 39.2502 | 0.51014 | 39.7603
2012 | Mid-Rise Apartment | 2B | 33740.6612 | 0 | 0.44356 | 6.8155 | 3.0575 | 1.1082 | 14.5412 | 0 | 0 | 3.0917 | 0 | 0 | 0 | 0 | 0 | 0 | 8.9201 | 0 | 0 | 9.9072 | 0.44356 | 10.3508 | 37.5341 | 0.44356 | 37.9777
2012 | Mid-Rise Apartment | 3A | 33740.6612 | 0 | 5.3036 | 4.628 | 3.0575 | 1.1079 | 14.5412 | 0 | 0 | 2.4701 | 0 | 0 | 0 | 0 | 0 | 0 | 10.06 | 0 | 0 | 7.0981 | 5.3036 | 12.4017 | 35.8647 | 5.3036 | 41.1683
2012 | Mid-Rise Apartment | 3B | 33740.6612 | 0 | 1.8374 | 4.8235 | 3.0575 | 1.1079 | 14.5412 | 0 | 0 | 2.7499 | 0 | 0 | 0 | 0 | 0 | 0 | 9.7547 | 0 | 0 | 7.5734 | 1.8374 | 9.4108 | 36.0343 | 1.8374 | 37.8718
2012 | Mid-Rise Apartment | 3C | 33740.6612 | 0 | 0.43429 | 2.4296 | 3.0575 | 1.1079 | 14.5412 | 0 | 0 | 1.8883 | 0 | 0 | 0 | 0 | 0 | 0 | 10.1772 | 0 | 0 | 4.3179 | 0.43429 | 4.7522 | 33.2013 | 0.43429 | 33.6356
2012 | Mid-Rise Apartment | 4A | 33740.6612 | 0 | 8.3212 | 3.5027 | 3.0575 | 1.1062 | 14.5412 | 0 | 0 | 2.3602 | 0 | 0 | 0 | 0 | 0 | 0 | 10.9851 | 0 | 0 | 5.8629 | 8.3212 | 14.1841 | 35.5528 | 8.3212 | 43.874
2012 | Mid-Rise Apartment | 4B | 33740.6612 | 0 | 2.6934 | 3.8522 | 3.0575 | 1.1071 | 14.5412 | 0 | 0 | 2.6246 | 0 | 0 | 0 | 0 | 0 | 0 | 10.7106 | 0 | 0 | 6.4767 | 2.6934 | 9.1701 | 35.8933 | 2.6934 | 38.5867
2012 | Mid-Rise Apartment | 4C | 33740.6612 | 0 | 4.7429 | 1.4978 | 3.0575 | 1.1051 | 14.5412 | 0 | 0 | 1.9389 | 0 | 0 | 0 | 0 | 0 | 0 | 11.2635 | 0 | 0 | 3.4367 | 4.7429 | 8.1796 | 33.4039 | 4.7429 | 38.1468
2012 | Mid-Rise Apartment | 5A | 33740.6612 | 0 | 14.8246 | 2.0759 | 3.0575 | 1.1065 | 14.5412 | 0 | 0 | 2.2948 | 0 | 0 | 0 | 0 | 0 | 0 | 11.7688 | 0 | 0 | 4.3707 | 14.8246 | 19.1953 | 34.8447 | 14.8246 | 49.6692
2012 | Mid-Rise Apartment | 5B | 33740.6612 | 0 | 7.2739 | 2.7771 | 3.0575 | 1.1068 | 14.5412 | 0 | 0 | 2.4889 | 0 | 0 | 0 | 0 | 0 | 0 | 11.5388 | 0 | 0 | 5.266 | 7.2739 | 12.5399 | 35.5101 | 7.2739 | 42.7841
2012 | Mid-Rise Apartment | 5C | 33740.6612 | 0 | 5.2783 | 1.0762 | 3.0575 | 1.1048 | 14.5412 | 0 | 0 | 1.8217 | 0 | 0 | 0 | 0 | 0 | 0 | 11.7067 | 0 | 0 | 2.8979 | 5.2783 | 8.1762 | 33.3081 | 5.2783 | 38.5864
2012 | Mid-Rise Apartment | 6A | 33740.6612 | 0 | 20.9701 | 2.224 | 3.0575 | 1.1062 | 14.5412 | 0 | 0 | 2.399 | 0 | 0 | 0 | 0 | 0 | 0 | 12.3447 | 0 | 0 | 4.623 | 20.9701 | 25.5931 | 35.6728 | 20.9701 | 56.6429
2012 | Mid-Rise Apartment | 6B | 33740.6612 | 0 | 13.3624 | 1.7807 | 3.0575 | 1.1054 | 14.5412 | 0 | 0 | 2.3111 | 0 | 0 | 0 | 0 | 0 | 0 | 12.1964 | 0 | 0 | 4.0918 | 13.3624 | 17.4542 | 34.9919 | 13.3624 | 48.3543
2012 | Mid-Rise Apartment | 7 | 33740.6612 | 0 | 22.1898 | 1.9397 | 3.0575 | 1.1045 | 14.5412 | 0 | 0 | 2.517 | 0 | 0 | 0 | 0 | 0 | 0 | 13.0253 | 0 | 0 | 4.4567 | 22.1898 | 26.6465 | 36.1852 | 22.1898 | 58.375
2012 | Mid-Rise Apartment | 8 | 33740.6612 | 0 | 30.1762 | 1.34 | 3.0575 | 1.0986 | 14.5412 | 0 | 0 | 2.7128 | 0 | 0 | 0 | 0 | 0 | 0 | 13.9493 | 0 | 0 | 4.0527 | 30.1762 | 34.2289 | 36.699 | 30.1762 | 66.8751
2015 | Mid-Rise Apartment | 0A | 33740.6612 | 0 | 0 | 14.7513 | 3.4004 | 1.0846 | 14.4114 | 0 | 0 | 4.2193 | 0 | 0 | 0 | 0 | 0 | 0 | 7.5931 | 0 | 0 | 18.9706 | 0 | 18.9706 | 45.4598 | 0 | 45.4598
2015 | Mid-Rise Apartment | 0B | 33740.6612 | 0 | 0 | 13.1551 | 3.4004 | 1.0846 | 14.4114 | 0 | 0 | 4.1126 | 0 | 0 | 0 | 0 | 0 | 0 | 7.5602 | 0 | 0 | 17.2677 | 0 | 17.2677 | 43.7246 | 0 | 43.7246
2015 | Mid-Rise Apartment | 1A | 33740.6612 | 0 | 0 | 9.9769 | 3.4004 | 1.0849 | 14.4114 | 0 | 0 | 3.4819 | 0 | 0 | 0 | 0 | 0 | 0 | 8.1872 | 0 | 0 | 13.4588 | 0 | 13.4588 | 40.5427 | 0 | 40.5427
2015 | Mid-Rise Apartment | 1B | 33740.6612 | 0 | 0.065453 | 10.2089 | 3.4004 | 1.0835 | 14.4114 | 0 | 0 | 3.6575 | 0 | 0 | 0 | 0 | 0 | 0 | 8.2071 | 0 | 0 | 13.8664 | 0.065453 | 13.9319 | 40.9688 | 0.065453 | 41.0343
2015 | Mid-Rise Apartment | 2A | 33740.6612 | 0 | 0.2958 | 8.1939 | 3.4004 | 1.0832 | 14.4114 | 0 | 0 | 3.0021 | 0 | 0 | 0 | 0 | 0 | 0 | 8.8726 | 0 | 0 | 11.196 | 0.2958 | 11.4918 | 38.9637 | 0.2958 | 39.2595
2015 | Mid-Rise Apartment | 2B | 33740.6612 | 0 | 0.33513 | 6.5295 | 3.4004 | 1.0838 | 14.4114 | 0 | 0 | 3.0971 | 0 | 0 | 0 | 0 | 0 | 0 | 8.919 | 0 | 0 | 9.6266 | 0.33513 | 9.9617 | 37.4414 | 0.33513 | 37.7765
2015 | Mid-Rise Apartment | 3A | 33740.6612 | 0 | 3.5887 | 4.4769 | 3.4004 | 1.0838 | 14.4114 | 0 | 0 | 2.4403 | 0 | 0 | 0 | 0 | 0 | 0 | 10.0553 | 0 | 0 | 6.9172 | 3.5887 | 10.5058 | 35.868 | 3.5887 | 39.4567
2015 | Mid-Rise Apartment | 3B | 33740.6612 | 0 | 1.1692 | 4.6783 | 3.4004 | 1.0838 | 14.4114 | 0 | 0 | 2.7232 | 0 | 0 | 0 | 0 | 0 | 0 | 9.7502 | 0 | 0 | 7.4015 | 1.1692 | 8.5706 | 36.0467 | 1.1692 | 37.2158
2015 | Mid-Rise Apartment | 3C | 33740.6612 | 0 | 0.20085 | 2.5518 | 3.4004 | 1.0835 | 14.4114 | 0 | 0 | 1.9473 | 0 | 0 | 0 | 0 | 0 | 0 | 10.1727 | 0 | 0 | 4.4991 | 0.20085 | 4.6999 | 33.5668 | 0.20085 | 33.7676
2015 | Mid-Rise Apartment | 4A | 33740.6612 | 0 | 3.1052 | 3.4707 | 3.4004 | 1.0821 | 14.4114 | 0 | 0 | 2.2819 | 0 | 0 | 0 | 0 | 0 | 0 | 10.9705 | 0 | 0 | 5.7525 | 3.1052 | 8.8577 | 35.6169 | 3.1052 | 38.7221
2015 | Mid-Rise Apartment | 4B | 33740.6612 | 0 | 2.4302 | 3.7058 | 3.4004 | 1.0829 | 14.4114 | 0 | 0 | 2.6175 | 0 | 0 | 0 | 0 | 0 | 0 | 10.7098 | 0 | 0 | 6.3233 | 2.4302 | 8.7535 | 35.9276 | 2.4302 | 38.3577
2015 | Mid-Rise Apartment | 4C | 33740.6612 | 0 | 4.385 | 1.4658 | 3.4004 | 1.0807 | 14.4114 | 0 | 0 | 1.9304 | 0 | 0 | 0 | 0 | 0 | 0 | 11.2621 | 0 | 0 | 3.3962 | 4.385 | 7.7813 | 33.5508 | 4.385 | 37.9358
2015 | Mid-Rise Apartment | 5A | 33740.6612 | 0 | 6.5705 | 2.3032 | 3.4004 | 1.0824 | 14.4114 | 0 | 0 | 2.1684 | 0 | 0 | 0 | 0 | 0 | 0 | 11.7534 | 0 | 0 | 4.4716 | 6.5705 | 11.0421 | 35.1191 | 6.5705 | 41.6897
2015 | Mid-Rise Apartment | 5B | 33740.6612 | 0 | 6.8604 | 2.6793 | 3.4004 | 1.0824 | 14.4114 | 0 | 0 | 2.4785 | 0 | 0 | 0 | 0 | 0 | 0 | 11.5382 | 0 | 0 | 5.1578 | 6.8604 | 12.0183 | 35.5902 | 6.8604 | 42.4506
2015 | Mid-Rise Apartment | 5C | 33740.6612 | 0 | 4.8615 | 1.063 | 3.4004 | 1.0807 | 14.4114 | 0 | 0 | 1.8099 | 0 | 0 | 0 | 0 | 0 | 0 | 11.7051 | 0 | 0 | 2.8729 | 4.8615 | 7.7344 | 33.4704 | 4.8615 | 38.3319
2015 | Mid-Rise Apartment | 6A | 33740.6612 | 0 | 10.8713 | 2.3835 | 3.4004 | 1.0818 | 14.4114 | 0 | 0 | 2.2566 | 0 | 0 | 0 | 0 | 0 | 0 | 12.329 | 0 | 0 | 4.6401 | 10.8713 | 15.5114 | 35.8627 | 10.8713 | 46.734
2015 | Mid-Rise Apartment | 6B | 33740.6612 | 0 | 7.6706 | 2.0012 | 3.4004 | 1.081 | 14.4114 | 0 | 0 | 2.2816 | 0 | 0 | 0 | 0 | 0 | 0 | 12.1846 | 0 | 0 | 4.2828 | 7.6706 | 11.9534 | 35.3604 | 7.6706 | 43.031
2015 | Mid-Rise Apartment | 7 | 33740.6612 | 0 | 11.5531 | 2.1872 | 3.4004 | 1.0804 | 14.4114 | 0 | 0 | 2.3507 | 0 | 0 | 0 | 0 | 0 | 0 | 13.013 | 0 | 0 | 4.5379 | 11.5531 | 16.0909 | 36.4428 | 11.5531 | 47.9959
2015 | Mid-Rise Apartment | 8 | 33740.6612 | 0 | 16.9213 | 1.6815 | 3.4004 | 1.0745 | 14.4114 | 0 | 0 | 2.4616 | 0 | 0 | 0 | 0 | 0 | 0 | 13.9378 | 0 | 0 | 4.1432 | 16.9213 | 21.0645 | 36.9672 | 16.9213 | 53.8886
2018 | Mid-Rise Apartment | 0A | 33740.6612 | 0 | 0 | 14.7049 | 3.2457 | 0.70537 | 14.4114 | 0 | 0 | 4.1937 | 0 | 0 | 0 | 0 | 0 | 0 | 7.5931 | 0 | 0 | 18.8987 | 0 | 18.8987 | 44.8544 | 0 | 44.8544
2018 | Mid-Rise Apartment | 0B | 33740.6612 | 0 | 0 | 13.1091 | 3.2457 | 0.70565 | 14.4114 | 0 | 0 | 4.0873 | 0 | 0 | 0 | 0 | 0 | 0 | 7.5602 | 0 | 0 | 17.1963 | 0 | 17.1963 | 43.1192 | 0 | 43.1192
2018 | Mid-Rise Apartment | 1A | 33740.6612 | 0 | 0 | 9.9376 | 3.2457 | 0.70565 | 14.4114 | 0 | 0 | 3.4603 | 0 | 0 | 0 | 0 | 0 | 0 | 8.1872 | 0 | 0 | 13.3978 | 0 | 13.3978 | 39.948 | 0 | 39.948
2018 | Mid-Rise Apartment | 1B | 33740.6612 | 0 | 0.067419 | 10.1668 | 3.2457 | 0.70481 | 14.4114 | 0 | 0 | 3.6325 | 0 | 0 | 0 | 0 | 0 | 0 | 8.2074 | 0 | 0 | 13.7993 | 0.067419 | 13.8667 | 40.3688 | 0.067419 | 40.4362
2018 | Mid-Rise Apartment | 2A | 33740.6612 | 0 | 0.30001 | 8.156 | 3.2457 | 0.70453 | 14.4114 | 0 | 0 | 2.9771 | 0 | 0 | 0 | 0 | 0 | 0 | 8.8726 | 0 | 0 | 11.1331 | 0.30001 | 11.4331 | 38.3676 | 0.30001 | 38.6676
2018 | Mid-Rise Apartment | 2B | 33740.6612 | 0 | 0.34131 | 6.4933 | 3.2457 | 0.70509 | 14.4114 | 0 | 0 | 3.0721 | 0 | 0 | 0 | 0 | 0 | 0 | 8.9193 | 0 | 0 | 9.5653 | 0.34131 | 9.9067 | 36.847 | 0.34131 | 37.1883
2018 | Mid-Rise Apartment | 3A | 33740.6612 | 0 | 3.6322 | 4.448 | 3.2457 | 0.70509 | 14.4114 | 0 | 0 | 2.413 | 0 | 0 | 0 | 0 | 0 | 0 | 10.0555 | 0 | 0 | 6.861 | 3.6322 | 10.4932 | 35.2784 | 3.6322 | 38.9106
2018 | Mid-Rise Apartment | 3B | 33740.6612 | 0 | 1.1897 | 4.6463 | 3.2457 | 0.70481 | 14.4114 | 0 | 0 | 2.6965 | 0 | 0 | 0 | 0 | 0 | 0 | 9.7505 | 0 | 0 | 7.3428 | 1.1897 | 8.5324 | 35.4551 | 1.1897 | 36.6447
2018 | Mid-Rise Apartment | 3C | 33740.6612 | 0 | 0.20703 | 2.5187 | 3.2457 | 0.70481 | 14.4114 | 0 | 0 | 1.9155 | 0 | 0 | 0 | 0 | 0 | 0 | 10.173 | 0 | 0 | 4.4342 | 0.20703 | 4.6412 | 32.9693 | 0.20703 | 33.1763
2018 | Mid-Rise Apartment | 4A | 33740.6612 | 0 | 3.344 | 3.3016 | 3.2457 | 0.70397 | 14.4114 | 0 | 0 | 2.208 | 0 | 0 | 0 | 0 | 0 | 0 | 10.9722 | 0 | 0 | 5.5095 | 3.344 | 8.8535 | 34.8427 | 3.344 | 38.1867
2018 | Mid-Rise Apartment | 4B | 33740.6612 | 0 | 2.6726 | 3.4788 | 3.2457 | 0.70453 | 14.4114 | 0 | 0 | 2.5243 | 0 | 0 | 0 | 0 | 0 | 0 | 10.7118 | 0 | 0 | 6.0031 | 2.6726 | 8.6757 | 35.0761 | 2.6726 | 37.7487
2018 | Mid-Rise Apartment | 4C | 33740.6612 | 0 | 4.673 | 1.3282 | 3.2457 | 0.70312 | 14.4114 | 0 | 0 | 1.8568 | 0 | 0 | 0 | 0 | 0 | 0 | 11.2637 | 0 | 0 | 3.185 | 4.673 | 7.858 | 32.8089 | 4.673 | 37.4819
2018 | Mid-Rise Apartment | 5A | 33740.6612 | 0 | 6.7691 | 2.2237 | 3.2457 | 0.70425 | 14.4114 | 0 | 0 | 2.117 | 0 | 0 | 0 | 0 | 0 | 0 | 11.7542 | 0 | 0 | 4.3407 | 6.7691 | 11.1098 | 34.4562 | 6.7691 | 41.2253
2018 | Mid-Rise Apartment | 5B | 33740.6612 | 0 | 7.1076 | 2.5746 | 3.2457 | 0.70425 | 14.4114 | 0 | 0 | 2.4164 | 0 | 0 | 0 | 0 | 0 | 0 | 11.539 | 0 | 0 | 4.991 | 7.1076 | 12.0986 | 34.8913 | 7.1076 | 41.9989
2018 | Mid-Rise Apartment | 5C | 33740.6612 | 0 | 5.0744 | 0.98825 | 3.2457 | 0.70312 | 14.4114 | 0 | 0 | 1.7608 | 0 | 0 | 0 | 0 | 0 | 0 | 11.7065 | 0 | 0 | 2.749 | 5.0744 | 7.8234 | 32.8156 | 5.0744 | 37.89
2018 | Mid-Rise Apartment | 6A | 33740.6612 | 0 | 10.9573 | 2.3636 | 3.2457 | 0.70369 | 14.4114 | 0 | 0 | 2.2274 | 0 | 0 | 0 | 0 | 0 | 0 | 12.3292 | 0 | 0 | 4.591 | 10.9573 | 15.5482 | 35.2812 | 10.9573 | 46.2385
2018 | Mid-Rise Apartment | 6B | 33740.6612 | 0 | 7.7493 | 1.9807 | 3.2457 | 0.7034 | 14.4114 | 0 | 0 | 2.2504 | 0 | 0 | 0 | 0 | 0 | 0 | 12.1849 | 0 | 0 | 4.2311 | 7.7493 | 11.9804 | 34.7764 | 7.7493 | 42.5256
2018 | Mid-Rise Apartment | 7 | 33740.6612 | 0 | 11.6461 | 2.1675 | 3.2457 | 0.70284 | 14.4114 | 0 | 0 | 2.322 | 0 | 0 | 0 | 0 | 0 | 0 | 13.013 | 0 | 0 | 4.4895 | 11.6461 | 16.1356 | 35.8624 | 11.6461 | 47.5085
2018 | Mid-Rise Apartment | 8 | 33740.6612 | 0 | 17.0272 | 1.6652 | 3.2457 | 0.69891 | 14.4114 | 0 | 0 | 2.4403 | 0 | 0 | 0 | 0 | 0 | 0 | 13.9378 | 0 | 0 | 4.1055 | 17.0272 | 21.1328 | 36.3995 | 17.0272 | 53.4267
2006 | Outpatient Healthcare | 0A | 40946.0229 | 12.8786 | 12.5992 | 71.9874 | 12.9316 | 5.2608 | 42.9073 | 4.3604 | 0 | 26.0315 | 0.10926 | 0.00055808 | 0.1087 | 0 | 0 | 2.4655 | 0 | 5.4856 | 0 | 113.4717 | 12.5992 | 126.0709 | 174.5722 | 22.4452 | 197.0174
2006 | Outpatient Healthcare | 0B | 40946.0229 | 27.4345 | 11.9548 | 68.7321 | 12.9316 | 5.2618 | 42.9073 | 4.3604 | 0 | 29.1769 | 0.069444 | 0.00055808 | 0.068886 | 0 | 0.011805 | 2.8465 | 0 | 5.4856 | 0 | 128.2706 | 11.9548 | 140.2254 | 189.3721 | 21.801 | 211.1731
2006 | Outpatient Healthcare | 1A | 40946.0229 | 19.6244 | 11.7501 | 56.5158 | 12.9316 | 5.2625 | 42.9073 | 4.3604 | 0 | 24.6611 | 0.10694 | 0.00055808 | 0.10639 | 0 | 0 | 2.3331 | 0 | 5.4856 | 0 | 103.2408 | 11.7501 | 114.9909 | 164.3427 | 21.5961 | 185.9388
2006 | Outpatient Healthcare | 1B | 40946.0229 | 28.4539 | 9.7763 | 59.1576 | 12.9316 | 5.2557 | 42.9073 | 4.3604 | 0 | 28.55 | 0.083333 | 0.00055808 | 0.082775 | 0 | 0.0097221 | 2.8039 | 0 | 5.4856 | 0 | 119.058 | 9.7763 | 128.8343 | 180.1534 | 19.6225 | 199.776
2006 | Outpatient Healthcare | 2A | 40946.0229 | 25.0007 | 12.717 | 52.3255 | 12.9316 | 5.2541 | 42.9073 | 4.3604 | 0 | 25.1679 | 0.10903 | 0.00055808 | 0.10847 | 0 | 0.29074 | 2.4072 | 0 | 5.4856 | 0 | 105.3005 | 12.717 | 118.0175 | 166.3938 | 22.563 | 188.9568
2006 | Outpatient Healthcare | 2B | 40946.0229 | 34.3254 | 11.0272 | 39.0874 | 12.9316 | 5.2578 | 42.9073 | 4.3604 | 0 | 29.0722 | 0.097453 | 0.00055808 | 0.096895 | 0 | 4.6546 | 2.8444 | 0 | 5.4898 | 0 | 110.081 | 11.0272 | 121.1082 | 171.1785 | 20.8776 | 192.0561
2006 | Outpatient Healthcare | 3A | 40946.0229 | 33.9159 | 15.5307 | 37.759 | 12.9316 | 5.2569 | 42.9073 | 4.3604 | 0 | 25.3676 | 0.11921 | 0.00055808 | 0.11865 | 0 | 2.5243 | 2.4456 | 0 | 5.5662 | 0 | 102.131 | 15.5307 | 117.6617 | 163.2274 | 25.4574 | 188.6848
2006 | Outpatient Healthcare | 3B | 40946.0229 | 35.7018 | 13.6918 | 30.9516 | 12.9316 | 5.2567 | 42.9073 | 4.3604 | 0 | 28.9882 | 0.11204 | 0.00055808 | 0.11148 | 0 | 5.593 | 2.6301 | 0 | 5.5375 | 0 | 103.9762 | 13.6918 | 117.668 | 165.0721 | 23.5896 | 188.6617
2006 | Outpatient Healthcare | 3C | 40946.0229 | 29.1481 | 13.5385 | 30.2995 | 12.9316 | 5.2557 | 42.9073 | 4.3604 | 0 | 24.1966 | 0.11273 | 0.00055808 | 0.11217 | 0 | 0.75486 | 0 | 0 | 5.5152 | 0 | 84.5113 | 13.5385 | 98.0498 | 145.6067 | 23.4142 | 169.0209
2006 | Outpatient Healthcare | 4A | 40946.0229 | 38.2323 | 20.1677 | 30.5685 | 12.9316 | 5.2488 | 42.9073 | 4.3604 | 0 | 24.5054 | 0.15301 | 0.00055808 | 0.15245 | 0 | 3.9365 | 2.3456 | 0 | 5.6736 | 0 | 99.7408 | 20.1677 | 119.9084 | 160.829 | 30.2016 | 191.0307
2006 | Outpatient Healthcare | 4B | 40946.0229 | 37.5937 | 13.7557 | 22.5389 | 12.9316 | 5.2527 | 42.9073 | 4.3604 | 0 | 29.7836 | 0.11088 | 0.00055808 | 0.11032 | 0 | 7.8585 | 2.7041 | 0 | 5.6361 | 0 | 100.5892 | 13.7557 | 114.3448 | 161.6816 | 23.7521 | 185.4337
2006 | Outpatient Healthcare | 4C | 40946.0229 | 33.6254 | 16.7867 | 14.6589 | 12.9316 | 5.2428 | 42.9073 | 4.3604 | 0 | 23.6188 | 0.13657 | 0.00055808 | 0.13601 | 0 | 1.0627 | 1.9539 | 0 | 5.705 | 0 | 75.0558 | 16.7867 | 91.8425 | 136.138 | 26.8523 | 162.9904
2006 | Outpatient Healthcare | 5A | 40946.0229 | 36.8344 | 21.4755 | 16.7325 | 12.9316 | 5.2504 | 42.9073 | 4.3604 | 0 | 23.4704 | 0.14792 | 0.00055808 | 0.14736 | 0 | 4.9694 | 1.6852 | 0 | 5.8127 | 0 | 83.8393 | 21.4755 | 105.3148 | 144.9294 | 31.6488 | 176.5782
2006 | Outpatient Healthcare | 5B | 40946.0229 | 36.6495 | 16.4855 | 17.1325 | 12.9316 | 5.2507 | 42.9073 | 4.3604 | 0 | 28.4271 | 0.12199 | 0.00055808 | 0.12143 | 0 | 7.5837 | 2.5252 | 0 | 5.7678 | 0 | 92.4394 | 16.4855 | 108.925 | 153.5293 | 26.6137 | 180.143
2006 | Outpatient Healthcare | 5C | 40946.0229 | 32.5356 | 17.1767 | 10.3182 | 12.9316 | 5.2423 | 42.9073 | 4.3604 | 0 | 23.1329 | 0.14329 | 0.00055808 | 0.14273 | 0 | 0.36666 | 1.9148 | 0 | 5.8023 | 0 | 68.4109 | 17.1767 | 85.5877 | 129.493 | 27.3396 | 156.8326
2006 | Outpatient Healthcare | 6A | 40946.0229 | 40.9335 | 35.9641 | 17.6582 | 12.9316 | 5.2481 | 42.9073 | 4.3604 | 0 | 24.3748 | 0.21481 | 0.00055808 | 0.21426 | 0 | 8.1664 | 2.1294 | 0 | 5.9409 | 0 | 93.4765 | 35.9641 | 129.4405 | 154.5641 | 46.2656 | 200.8297
2006 | Outpatient Healthcare | 6B | 40946.0229 | 41.0194 | 29.9683 | 13.261 | 12.9316 | 5.2442 | 42.9073 | 4.3604 | 0 | 26.9306 | 0.19167 | 0.00055808 | 0.19111 | 0 | 10.0633 | 2.3666 | 0 | 5.9097 | 0 | 93.832 | 29.9683 | 123.8003 | 154.9157 | 40.2383 | 195.154
2006 | Outpatient Healthcare | 7 | 40946.0229 | 39.9659 | 43.626 | 21.1957 | 12.9316 | 5.2409 | 42.9073 | 4.3604 | 0 | 24.203 | 0.24143 | 0.00055808 | 0.24088 | 0 | 10.5969 | 2.2416 | 0 | 6.0932 | 0 | 98.444 | 43.626 | 142.0701 | 159.5244 | 54.0799 | 213.6043
2006 | Outpatient Healthcare | 8 | 40946.0229 | 47.5397 | 60.9305 | 16.242 | 12.9316 | 5.2122 | 42.9073 | 4.3604 | 0 | 24.5123 | 0.30463 | 0.00055808 | 0.30407 | 0 | 13.7811 | 2.2669 | 0 | 6.3055 | 0 | 104.6461 | 60.9305 | 165.5766 | 165.698 | 71.5964 | 237.2944
2009 | Outpatient Healthcare | 0A | 40946.0229 | 3.9435 | 11.8946 | 63.8733 | 12.9316 | 3.0859 | 42.9073 | 4.3604 | 0 | 14.9939 | 0.10486 | 0.00055808 | 0.1043 | 0 | 0 | 0 | 0 | 5.4856 | 0 | 82.915 | 11.8946 | 94.8096 | 141.8408 | 21.7408 | 163.5816
2009 | Outpatient Healthcare | 0B | 40946.0229 | 8.6682 | 11.6518 | 55.0466 | 12.9316 | 3.0865 | 42.9073 | 4.3604 | 0 | 13.4383 | 0.087036 | 0.00055808 | 0.086478 | 0 | 0.0087962 | 0 | 0 | 5.4856 | 0 | 77.2484 | 11.6518 | 88.9001 | 136.1746 | 21.4977 | 157.6724
2009 | Outpatient Healthcare | 1A | 40946.0229 | 3.5449 | 11.1638 | 47.367 | 12.9316 | 3.087 | 42.9073 | 4.3604 | 0 | 11.668 | 0.10255 | 0.00055808 | 0.10199 | 0 | 0 | 0 | 0 | 5.4856 | 0 | 62.6818 | 11.1638 | 73.8456 | 121.6085 | 21.01 | 142.6185
2009 | Outpatient Healthcare | 1B | 40946.0229 | 8.0152 | 8.7006 | 46.8654 | 12.9316 | 3.0831 | 42.9073 | 4.3604 | 0 | 12.8071 | 0.061111 | 0.00055808 | 0.060553 | 0 | 0.0071759 | 0 | 0 | 5.4856 | 0 | 67.7554 | 8.7006 | 76.456 | 126.6782 | 18.5468 | 145.225
2009 | Outpatient Healthcare | 2A | 40946.0229 | 7.3722 | 11.9578 | 43.0668 | 12.9316 | 3.0819 | 42.9073 | 4.3604 | 0 | 12.7226 | 0.082638 | 0.00055808 | 0.08208 | 0 | 0.22199 | 0 | 0 | 5.4856 | 0 | 63.4656 | 11.9578 | 75.4234 | 122.387 | 21.804 | 144.191
2009 | Outpatient Healthcare | 2B | 40946.0229 | 10.2397 | 9.5939 | 29.8954 | 12.9316 | 3.0842 | 42.9073 | 4.3604 | 0 | 13.0284 | 0.068055 | 0.00055808 | 0.067497 | 0 | 3.9433 | 0 | 0 | 5.4888 | 0 | 57.1742 | 9.5939 | 66.7681 | 116.0982 | 19.4431 | 135.5413
2009 | Outpatient Healthcare | 3A | 40946.0229 | 7.5611 | 17.3892 | 25.8241 | 12.9316 | 3.0835 | 42.9073 | 4.3604 | 0 | 11.1798 | 0.11481 | 0.00055808 | 0.11426 | 0 | 2.0375 | 0 | 0 | 5.5662 | 0 | 46.7167 | 17.3892 | 64.1059 | 105.6397 | 27.316 | 132.9557
2009 | Outpatient Healthcare | 3B | 40946.0229 | 9.23 | 9.3286 | 22.573 | 12.9316 | 3.0835 | 42.9073 | 4.3604 | 0 | 12.6596 | 0.071064 | 0.00055808 | 0.070506 | 0 | 3.7007 | 0 | 0 | 5.5363 | 0 | 48.2338 | 9.3286 | 57.5624 | 107.157 | 19.2255 | 126.3826
2009 | Outpatient Healthcare | 3C | 40946.0229 | 5.6379 | 12.1219 | 19.9177 | 12.9316 | 3.0831 | 42.9073 | 4.3604 | 0 | 11.8444 | 0.094907 | 0.00055808 | 0.094349 | 0 | 0.60462 | 0 | 0 | 5.5132 | 0 | 38.0989 | 12.1219 | 50.2208 | 97.0215 | 21.9954 | 119.0169
2009 | Outpatient Healthcare | 4A | 40946.0229 | 9.9911 | 26.8898 | 19.2392 | 12.9316 | 3.0789 | 42.9073 | 4.3604 | 0 | 11.8231 | 0.14583 | 0.00055808 | 0.14527 | 0 | 3.1118 | 0 | 0 | 5.675 | 0 | 44.3104 | 26.8898 | 71.2003 | 103.229 | 36.9252 | 140.1542
2009 | Outpatient Healthcare | 4B | 40946.0229 | 9.4569 | 9.965 | 16.3932 | 12.9316 | 3.0812 | 42.9073 | 4.3604 | 0 | 13.3011 | 0.072685 | 0.00055808 | 0.072127 | 0 | 5.5636 | 0 | 0 | 5.6349 | 0 | 44.7868 | 9.965 | 54.7518 | 103.7077 | 19.9605 | 123.6682
2009 | Outpatient Healthcare | 4C | 40946.0229 | 11.7298 | 11.77 | 11.4814 | 12.9316 | 3.0754 | 42.9073 | 4.3604 | 0 | 16.83 | 0.098842 | 0.00055808 | 0.098284 | 0 | 0.46389 | 1.4109 | 0 | 5.7023 | 0 | 42.0142 | 11.77 | 53.7842 | 100.9291 | 21.8329 | 122.762
2009 | Outpatient Healthcare | 5A | 40946.0229 | 11.8279 | 33.4923 | 13.17 | 12.9316 | 3.0798 | 42.9073 | 4.3604 | 0 | 11.446 | 0.17014 | 0.00055808 | 0.16958 | 0 | 4.006 | 0 | 0 | 5.8122 | 0 | 40.6195 | 33.4923 | 74.1118 | 99.5388 | 43.6649 | 143.2037
2009 | Outpatient Healthcare | 5B | 40946.0229 | 11.0728 | 16.0584 | 13.2295 | 12.9316 | 3.0801 | 42.9073 | 4.3604 | 0 | 13.2464 | 0.10764 | 0.00055808 | 0.10708 | 0 | 6.4819 | 0 | 0 | 5.7643 | 0 | 44.1377 | 16.0584 | 60.1962 | 103.0573 | 26.1831 | 129.2404
2009 | Outpatient Healthcare | 5C | 40946.0229 | 14.4816 | 16.3216 | 9.2596 | 12.9316 | 3.0752 | 42.9073 | 4.3604 | 0 | 22.3422 | 0.1375 | 0.00055808 | 0.13694 | 0 | 0.27778 | 1.7081 | 0 | 5.8009 | 0 | 48.2062 | 16.3216 | 64.5279 | 107.1209 | 26.4831 | 133.604
2009 | Outpatient Healthcare | 6A | 40946.0229 | 16.2274 | 45.5793 | 14.2867 | 12.9316 | 3.0784 | 42.9073 | 4.3604 | 0 | 12.4182 | 0.22916 | 0.00055808 | 0.22861 | 0 | 6.784 | 0 | 0 | 5.9412 | 0 | 49.9449 | 45.5793 | 95.5241 | 108.863 | 55.8808 | 164.7438
2009 | Outpatient Healthcare | 6B | 40946.0229 | 13.7649 | 32.2254 | 10.8177 | 12.9316 | 3.0761 | 42.9073 | 4.3604 | 0 | 13.1534 | 0.18009 | 0.00055808 | 0.17953 | 0 | 8.58 | 0 | 0 | 5.9069 | 0 | 46.4956 | 32.2254 | 78.721 | 105.4114 | 42.4929 | 147.9044
2009 | Outpatient Healthcare | 7 | 40946.0229 | 17.508 | 40.9606 | 16.2955 | 12.9316 | 3.0743 | 42.9073 | 4.3604 | 0 | 15.7476 | 0.22477 | 0.00055808 | 0.22421 | 0 | 8.8916 | 1.7546 | 0 | 6.0921 | 0 | 60.4214 | 40.9606 | 101.382 | 119.3352 | 51.4132 | 170.7484
2009 | Outpatient Healthcare | 8 | 40946.0229 | 29.5229 | 59.6602 | 13.7098 | 12.9316 | 3.0574 | 42.9073 | 4.3604 | 0 | 23.8176 | 0.29791 | 0.00055808 | 0.29736 | 0 | 11.4805 | 2.2653 | 0 | 6.305 | 0 | 81.0935 | 59.6602 | 140.7536 | 139.9903 | 70.3258 | 210.3162
2012 | Outpatient Healthcare | 0A | 40946.0229 | 9.546 | 12.8497 | 59.6967 | 10.2127 | 3.0859 | 42.9073 | 4.3604 | 0 | 21.9864 | 0.11134 | 0.00055808 | 0.11078 | 0 | 0 | 2.1046 | 0 | 5.4856 | 0 | 93.4445 | 12.8497 | 106.2942 | 149.6511 | 22.6959 | 172.347
2012 | Outpatient Healthcare | 0B | 40946.0229 | 5.5928 | 11.0918 | 49.4235 | 10.2127 | 3.0865 | 42.9073 | 4.3604 | 0 | 12.9147 | 0.088194 | 0.00055808 | 0.087636 | 0 | 0.0025463 | 0 | 0 | 5.4856 | 0 | 68.0211 | 11.0918 | 79.1129 | 124.2284 | 20.938 | 145.1664
2012 | Outpatient Healthcare | 1A | 40946.0229 | 15.4786 | 13.03 | 47.3915 | 10.2127 | 3.087 | 42.9073 | 4.3604 | 0 | 21.4378 | 0.1169 | 0.00055808 | 0.11634 | 0 | 0 | 2.0361 | 0 | 5.4856 | 0 | 86.4603 | 13.03 | 99.4903 | 142.6678 | 22.876 | 165.5438
2012 | Outpatient Healthcare | 1B | 40946.0229 | 5.2599 | 12.5895 | 42.6182 | 10.2127 | 3.0831 | 42.9073 | 4.3604 | 0 | 12.605 | 0.093749 | 0.00055808 | 0.093191 | 0 | 0.019676 | 0 | 0 | 5.4856 | 0 | 60.596 | 12.5895 | 73.1854 | 116.7998 | 22.4355 | 139.2352
2012 | Outpatient Healthcare | 2A | 40946.0229 | 9.7101 | 11.499 | 37.8893 | 10.2127 | 3.0819 | 42.9073 | 4.3604 | 0 | 15.0992 | 0.09699 | 0.00055808 | 0.096432 | 0 | 0.22199 | 1.5257 | 0 | 5.4856 | 0 | 64.5427 | 11.499 | 76.0417 | 120.7456 | 21.3452 | 142.0908
2012 | Outpatient Healthcare | 2B | 40946.0229 | 8.7763 | 9.0897 | 27.1336 | 10.2127 | 3.0842 | 42.9073 | 4.3604 | 0 | 12.1802 | 0.076851 | 0.00055808 | 0.076293 | 0 | 3.8935 | 0 | 0 | 5.4888 | 0 | 52.0599 | 9.0897 | 61.1497 | 108.2649 | 18.9392 | 127.2041
2012 | Outpatient Healthcare | 3A | 40946.0229 | 10.6881 | 13.1821 | 24.0804 | 10.2127 | 3.0835 | 42.9073 | 4.3604 | 0 | 14.6346 | 0.11134 | 0.00055808 | 0.11078 | 0 | 2.0553 | 1.4493 | 0 | 5.5648 | 0 | 53.0185 | 13.1821 | 66.2005 | 109.223 | 23.1075 | 132.3304
2012 | Outpatient Healthcare | 3B | 40946.0229 | 8.4025 | 12.3443 | 21.0966 | 10.2127 | 3.0835 | 42.9073 | 4.3604 | 0 | 12.0869 | 0.094675 | 0.00055808 | 0.094117 | 0 | 4.6636 | 0 | 0 | 5.5365 | 0 | 46.3437 | 12.3443 | 58.6881 | 102.5478 | 22.2415 | 124.7893
2012 | Outpatient Healthcare | 3C | 40946.0229 | 14.5508 | 12.0543 | 22.473 | 10.2127 | 3.0831 | 42.9073 | 4.3604 | 0 | 21.3306 | 0.10648 | 0.00055808 | 0.10592 | 0 | 0.59814 | 1.1991 | 0 | 5.5129 | 0 | 60.2575 | 12.0543 | 72.3118 | 116.4611 | 21.9276 | 138.3887
2012 | Outpatient Healthcare | 4A | 40946.0229 | 10.1247 | 15.3226 | 17.5642 | 10.2127 | 3.0789 | 42.9073 | 4.3604 | 0 | 13.8571 | 0.12454 | 0.00055808 | 0.12398 | 0 | 3.0497 | 1.3812 | 0 | 5.6715 | 0 | 46.1009 | 15.3226 | 61.4235 | 102.3006 | 25.3547 | 127.6552
2012 | Outpatient Healthcare | 4B | 40946.0229 | 8.3754 | 14.0844 | 15.5691 | 10.2127 | 3.0812 | 42.9073 | 4.3604 | 0 | 12.8423 | 0.098842 | 0.00055808 | 0.098284 | 0 | 6.7055 | 0 | 0 | 5.6354 | 0 | 43.5905 | 14.0844 | 57.6749 | 99.7927 | 24.0804 | 123.8731
2012 | Outpatient Healthcare | 4C | 40946.0229 | 13.9247 | 14.5591 | 11.8835 | 10.2127 | 3.0754 | 42.9073 | 4.3604 | 0 | 21.7299 | 0.1331 | 0.00055808 | 0.13254 | 0 | 0.46921 | 2.0868 | 0 | 5.7037 | 0 | 50.2266 | 14.5591 | 64.7857 | 106.4228 | 24.6232 | 131.046
2012 | Outpatient Healthcare | 5A | 40946.0229 | 17.9499 | 19.0948 | 14.258 | 10.2127 | 3.0798 | 42.9073 | 4.3604 | 0 | 21.6461 | 0.1412 | 0.00055808 | 0.14064 | 0 | 3.9046 | 1.7206 | 0 | 5.8122 | 0 | 59.6198 | 19.0948 | 78.7146 | 115.8201 | 29.2676 | 145.0877
2012 | Outpatient Healthcare | 5B | 40946.0229 | 10.0203 | 19.0265 | 12.3335 | 10.2127 | 3.0801 | 42.9073 | 4.3604 | 0 | 12.7293 | 0.11481 | 0.00055808 | 0.11426 | 0 | 6.5189 | 0 | 0 | 5.7643 | 0 | 41.7162 | 19.0265 | 60.7427 | 97.9168 | 29.1512 | 127.068
2012 | Outpatient Healthcare | 5C | 40946.0229 | 12.3376 | 13.7751 | 8.386 | 10.2127 | 3.0752 | 42.9073 | 4.3604 | 0 | 21.4535 | 0.13032 | 0.00055808 | 0.12976 | 0 | 0.28102 | 1.6271 | 0 | 5.8009 | 0 | 44.2151 | 13.7751 | 57.9902 | 100.4112 | 23.9366 | 124.3479
2012 | Outpatient Healthcare | 6A | 40946.0229 | 20.1535 | 30.9417 | 14.7973 | 10.2127 | 3.0784 | 42.9073 | 4.3604 | 0 | 22.1264 | 0.19629 | 0.00055808 | 0.19574 | 0 | 6.7715 | 1.7954 | 0 | 5.94 | 0 | 65.8399 | 30.9417 | 96.7815 | 122.0391 | 41.242 | 163.2811
2012 | Outpatient Healthcare | 6B | 40946.0229 | 15.0943 | 26.154 | 10.5543 | 10.2127 | 3.0761 | 42.9073 | 4.3604 | 0 | 18.5661 | 0.18102 | 0.00055808 | 0.18046 | 0 | 8.4698 | 1.7032 | 0 | 5.9067 | 0 | 54.5682 | 26.154 | 80.7222 | 110.7651 | 36.4212 | 147.1863
2012 | Outpatient Healthcare | 7 | 40946.0229 | 20.6091 | 37.9367 | 12.0964 | 10.2127 | 3.0743 | 42.9073 | 4.3604 | 0 | 22.2575 | 0.22199 | 0.00055808 | 0.22143 | 0 | 8.8847 | 1.8025 | 0 | 6.0925 | 0 | 65.8716 | 37.9367 | 103.8083 | 122.0666 | 48.3899 | 170.4565
2012 | Outpatient Healthcare | 8 | 40946.0229 | 25.0128 | 53.3056 | 6.8286 | 10.2127 | 3.0574 | 42.9073 | 4.3604 | 0 | 22.6119 | 0.28102 | 0.00055808 | 0.28046 | 0 | 11.5545 | 1.9972 | 0 | 6.305 | 0 | 68.2855 | 53.3056 | 121.5911 | 124.4634 | 63.9713 | 188.4346
2015 | Outpatient Healthcare | 0A | 40946.0229 | 3.2759 | 9.0678 | 47.4168 | 10.4876 | 3.0703 | 42.6124 | 4.3604 | 0 | 9.4624 | 0.07824 | 0.00055808 | 0.077682 | 0 | 0 | 0.6993 | 0 | 4.121 | 0 | 60.9321 | 9.0678 | 69.9998 | 117.1028 | 17.5494 | 134.6522
2015 | Outpatient Healthcare | 0B | 40946.0229 | 3.9775 | 9.1865 | 43.2527 | 10.4874 | 3.0708 | 42.6124 | 4.3604 | 0 | 9.3129 | 0.078472 | 0.00055808 | 0.077914 | 0 | 0.011343 | 0 | 0 | 4.1391 | 0 | 56.6323 | 9.1865 | 65.8188 | 112.803 | 17.686 | 130.489
2015 | Outpatient Healthcare | 1A | 40946.0229 | 3.7169 | 9.2451 | 35.6245 | 10.5015 | 3.0713 | 42.6124 | 4.3604 | 0 | 9.1647 | 0.084027 | 0.00055808 | 0.083469 | 0 | 0 | 0.6993 | 0 | 4.121 | 0 | 49.2889 | 9.2451 | 58.5339 | 105.4744 | 17.7265 | 123.2009
2015 | Outpatient Healthcare | 1B | 40946.0229 | 4.2465 | 9.0296 | 37.211 | 10.4964 | 3.0673 | 42.6124 | 4.3604 | 0 | 9.0215 | 0.069907 | 0.00055808 | 0.069349 | 0 | 0.053472 | 0 | 0 | 4.1993 | 0 | 50.6018 | 9.0296 | 59.6314 | 106.7786 | 17.5892 | 124.3678
2015 | Outpatient Healthcare | 2A | 40946.0229 | 4.8511 | 9.436 | 31.6727 | 10.4997 | 3.0662 | 42.6124 | 4.3604 | 0 | 8.9856 | 0.075694 | 0.00055808 | 0.075136 | 0 | 0.50532 | 0.5831 | 0 | 4.237 | 0 | 46.6729 | 9.436 | 56.109 | 102.8517 | 18.0337 | 120.8854
2015 | Outpatient Healthcare | 2B | 40946.0229 | 6.7564 | 6.9388 | 23.7669 | 10.5076 | 3.0685 | 42.6124 | 4.3604 | 0 | 9.337 | 0.057175 | 0.00055808 | 0.056617 | 0 | 6.0199 | 0 | 0 | 4.2622 | 0 | 45.9368 | 6.9388 | 52.8756 | 102.1258 | 15.5617 | 117.6875
2015 | Outpatient Healthcare | 3A | 40946.0229 | 5.9912 | 8.3189 | 20.2978 | 10.5064 | 3.0678 | 42.6124 | 4.3604 | 0 | 9.3175 | 0.065509 | 0.00055808 | 0.064951 | 0 | 2.2576 | 0.49513 | 0 | 4.4532 | 0 | 38.4241 | 8.3189 | 46.7431 | 94.6115 | 17.1325 | 111.744
2015 | Outpatient Healthcare | 3B | 40946.0229 | 6.0881 | 7.3259 | 17.9776 | 10.5025 | 3.0678 | 42.6124 | 4.3604 | 0 | 9.2809 | 0.059259 | 0.00055808 | 0.058701 | 0 | 5.6465 | 0 | 0 | 4.39 | 0 | 39.0519 | 7.3259 | 46.3778 | 95.2349 | 16.0763 | 111.3112
2015 | Outpatient Healthcare | 3C | 40946.0229 | 4.3669 | 9.5071 | 16.3168 | 10.5001 | 3.0673 | 42.6124 | 4.3604 | 0 | 8.8939 | 0.078935 | 0.00055808 | 0.078376 | 0 | 1.0007 | 0 | 0 | 4.4731 | 0 | 30.6566 | 9.5071 | 40.1637 | 86.8368 | 18.3408 | 105.1776
2015 | Outpatient Healthcare | 4A | 40946.0229 | 7.046 | 11.8106 | 15.3615 | 10.4863 | 3.0632 | 42.6124 | 4.3604 | 0 | 9.4858 | 0.091666 | 0.00055808 | 0.091108 | 0 | 3.6766 | 0.48842 | 0 | 4.6518 | 0 | 36.1494 | 11.8106 | 47.9599 | 92.312 | 20.823 | 113.135
2015 | Outpatient Healthcare | 4B | 40946.0229 | 6.1752 | 7.6874 | 13.5237 | 10.4793 | 3.0655 | 42.6124 | 4.3604 | 0 | 10.1918 | 0.05949 | 0.00055808 | 0.058932 | 0 | 7.8893 | 0 | 0 | 4.5919 | 0 | 37.839 | 7.6874 | 45.5264 | 93.9965 | 16.6397 | 110.6362
2015 | Outpatient Healthcare | 4C | 40946.0229 | 4.7794 | 11.677 | 9.1888 | 10.4969 | 3.0597 | 42.6124 | 4.3604 | 0 | 9.3844 | 0.091666 | 0.00055808 | 0.091108 | 0 | 0.77985 | 0 | 0 | 4.7125 | 0 | 24.2236 | 11.677 | 35.9005 | 80.3929 | 20.7498 | 101.1427
2015 | Outpatient Healthcare | 5A | 40946.0229 | 8.0372 | 14.599 | 10.8784 | 10.487 | 3.0641 | 42.6124 | 4.3604 | 0 | 9.4657 | 0.10347 | 0.00055808 | 0.10291 | 0 | 4.6252 | 0.46458 | 0 | 4.8266 | 0 | 33.5739 | 14.599 | 48.1729 | 89.7379 | 23.7862 | 113.5241
2015 | Outpatient Healthcare | 5B | 40946.0229 | 7.4002 | 10.6256 | 10.8437 | 10.4826 | 3.0643 | 42.6124 | 4.3604 | 0 | 10.3532 | 0.072916 | 0.00055808 | 0.072358 | 0 | 7.8094 | 0 | 0 | 4.7759 | 0 | 36.4788 | 10.6256 | 47.1044 | 92.6384 | 19.7619 | 112.4003
2015 | Outpatient Healthcare | 5C | 40946.0229 | 4.4025 | 11.5219 | 6.799 | 10.4951 | 3.0595 | 42.6124 | 4.3604 | 0 | 9.7064 | 0.094212 | 0.00055808 | 0.093654 | 0 | 0.53055 | 0 | 0 | 4.8157 | 0 | 21.5321 | 11.5219 | 33.054 | 77.6994 | 20.6982 | 98.3976
2015 | Outpatient Healthcare | 6A | 40946.0229 | 9.6705 | 24.8459 | 11.3981 | 10.4881 | 3.0627 | 42.6124 | 4.3604 | 0 | 9.9777 | 0.1618 | 0.00055808 | 0.16125 | 0 | 8.1941 | 0.48518 | 0 | 4.9588 | 0 | 39.8869 | 24.8459 | 64.7327 | 96.0506 | 34.1652 | 130.2159
2015 | Outpatient Healthcare | 6B | 40946.0229 | 8.8002 | 22.7595 | 8.8196 | 10.4876 | 3.0606 | 42.6124 | 4.3604 | 0 | 10.492 | 0.15741 | 0.00055808 | 0.15685 | 0 | 10.5455 | 0 | 0 | 4.925 | 0 | 38.8142 | 22.7595 | 61.5737 | 94.9752 | 32.0451 | 127.0203
2015 | Outpatient Healthcare | 7 | 40946.0229 | 10.1265 | 30.0787 | 9.4793 | 10.4849 | 3.0588 | 42.6124 | 4.3604 | 0 | 10.2603 | 0.18287 | 0.00055808 | 0.18231 | 0 | 10.6411 | 0.48819 | 0 | 5.1171 | 0 | 41.1778 | 30.0787 | 71.2565 | 97.3339 | 39.5562 | 136.8901
2015 | Outpatient Healthcare | 8 | 40946.0229 | 12.314 | 40.364 | 5.5581 | 10.5194 | 3.0419 | 42.6124 | 4.3604 | 0 | 10.3363 | 0.22129 | 0.00055808 | 0.22074 | 0 | 13.4261 | 0.47523 | 0 | 5.3347 | 0 | 42.3304 | 40.364 | 82.6944 | 98.5048 | 50.0593 | 148.5641
2018 | Outpatient Healthcare | 0A | 40946.0229 | 2.8886 | 8.2254 | 46.3112 | 9.5863 | 2.0694 | 42.6124 | 4.3604 | 0 | 9.2393 | 0.072453 | 0.00055808 | 0.071895 | 0 | 0 | 0.6993 | 0 | 4.121 | 0 | 59.2103 | 8.2254 | 67.4357 | 113.4792 | 16.7068 | 130.186
2018 | Outpatient Healthcare | 0B | 40946.0229 | 3.384 | 8.2745 | 42.4089 | 9.586 | 2.0699 | 42.6124 | 4.3604 | 0 | 8.9481 | 0.072685 | 0.00055808 | 0.072127 | 0 | 0.021065 | 0 | 0 | 4.1391 | 0 | 54.8342 | 8.2745 | 63.1087 | 109.1031 | 16.7742 | 125.8772
2018 | Outpatient Healthcare | 1A | 40946.0229 | 3.297 | 8.5087 | 34.7414 | 9.5985 | 2.0701 | 42.6124 | 4.3604 | 0 | 8.7893 | 0.079398 | 0.00055808 | 0.078839 | 0 | 0 | 0.6993 | 0 | 4.121 | 0 | 47.6058 | 8.5087 | 56.1145 | 101.8872 | 16.9901 | 118.8773
2018 | Outpatient Healthcare | 1B | 40946.0229 | 3.7146 | 8.0307 | 36.449 | 9.5944 | 2.0676 | 42.6124 | 4.3604 | 0 | 8.6201 | 0.065277 | 0.00055808 | 0.064719 | 0 | 0.11204 | 0 | 0 | 4.1993 | 0 | 48.9604 | 8.0307 | 56.9911 | 103.2351 | 16.5906 | 119.8257
2018 | Outpatient Healthcare | 2A | 40946.0229 | 4.3789 | 8.3664 | 30.7636 | 9.5971 | 2.0667 | 42.6124 | 4.3604 | 0 | 8.5217 | 0.068749 | 0.00055808 | 0.068191 | 0 | 0.628 | 0.57615 | 0 | 4.2368 | 0 | 44.9366 | 8.3664 | 53.303 | 99.2133 | 16.9638 | 116.1771
2018 | Outpatient Healthcare | 2B | 40946.0229 | 6.0057 | 6.1011 | 23.1487 | 9.6041 | 2.0683 | 42.6124 | 4.3604 | 0 | 8.8439 | 0.05324 | 0.00055808 | 0.052682 | 0 | 6.7761 | 0 | 0 | 4.2622 | 0 | 44.8271 | 6.1011 | 50.9282 | 99.1122 | 14.724 | 113.8361
2018 | Outpatient Healthcare | 3A | 40946.0229 | 5.4414 | 7.4569 | 19.6579 | 9.6032 | 2.0678 | 42.6124 | 4.3604 | 0 | 8.8166 | 0.061805 | 0.00055808 | 0.061247 | 0 | 2.5396 | 0.47291 | 0 | 4.4532 | 0 | 36.9897 | 7.4569 | 44.4465 | 91.2736 | 16.2705 | 107.5441
2018 | Outpatient Healthcare | 3B | 40946.0229 | 5.4817 | 6.7289 | 17.4316 | 9.5992 | 2.0678 | 42.6124 | 4.3604 | 0 | 8.7671 | 0.05625 | 0.00055808 | 0.055691 | 0 | 6.4129 | 0 | 0 | 4.3898 | 0 | 38.1489 | 6.7289 | 44.8778 | 92.4287 | 15.479 | 107.9077
2018 | Outpatient Healthcare | 3C | 40946.0229 | 3.943 | 8.5228 | 15.7158 | 9.5974 | 2.0676 | 42.6124 | 4.3604 | 0 | 8.393 | 0.070833 | 0.00055808 | 0.070275 | 0 | 1.1727 | 0 | 0 | 4.4731 | 0 | 29.2948 | 8.5228 | 37.8177 | 83.5727 | 17.3563 | 100.9291
2018 | Outpatient Healthcare | 4A | 40946.0229 | 6.4428 | 11.561 | 14.7274 | 9.5897 | 2.0648 | 42.6124 | 4.3604 | 0 | 8.8252 | 0.091434 | 0.00055808 | 0.090876 | 0 | 3.9643 | 0.45601 | 0 | 4.6518 | 0 | 34.5066 | 11.561 | 46.0676 | 88.7738 | 20.5732 | 109.347
2018 | Outpatient Healthcare | 4B | 40946.0229 | 5.5835 | 7.4965 | 12.9386 | 9.5837 | 2.0662 | 42.6124 | 4.3604 | 0 | 9.5152 | 0.058796 | 0.00055808 | 0.058238 | 0 | 8.6647 | 0 | 0 | 4.5919 | 0 | 36.7603 | 7.4965 | 44.2567 | 91.0231 | 16.4487 | 107.4718
2018 | Outpatient Healthcare | 4C | 40946.0229 | 4.2981 | 11.0006 | 8.5951 | 9.6002 | 2.0623 | 42.6124 | 4.3604 | 0 | 8.7541 | 0.087731 | 0.00055808 | 0.087173 | 0 | 0.953 | 0 | 0 | 4.7125 | 0 | 22.6875 | 11.0006 | 33.6881 | 76.9628 | 20.0735 | 97.0363
2018 | Outpatient Healthcare | 5A | 40946.0229 | 7.3696 | 14.3478 | 10.4022 | 9.5881 | 2.0653 | 42.6124 | 4.3604 | 0 | 8.7881 | 0.10463 | 0.00055808 | 0.10407 | 0 | 4.934 | 0.4324 | 0 | 4.8266 | 0 | 32.0304 | 14.3478 | 46.3782 | 86.2965 | 23.535 | 109.8315
2018 | Outpatient Healthcare | 5B | 40946.0229 | 6.7409 | 10.6071 | 10.4145 | 9.5837 | 2.0655 | 42.6124 | 4.3604 | 0 | 9.6546 | 0.073611 | 0.00055808 | 0.073052 | 0 | 8.6173 | 0 | 0 | 4.7759 | 0 | 35.5003 | 10.6071 | 46.1074 | 89.7625 | 19.7436 | 109.5061
2018 | Outpatient Healthcare | 5C | 40946.0229 | 3.9889 | 11.1525 | 6.3326 | 9.5955 | 2.0623 | 42.6124 | 4.3604 | 0 | 9.0847 | 0.09236 | 0.00055808 | 0.091802 | 0 | 0.67453 | 0 | 0 | 4.8157 | 0 | 20.1724 | 11.1525 | 31.3249 | 74.4432 | 20.3285 | 94.7717
2018 | Outpatient Healthcare | 6A | 40946.0229 | 8.8668 | 24.7368 | 10.9719 | 9.5867 | 2.0643 | 42.6124 | 4.3604 | 0 | 9.3513 | 0.16921 | 0.00055808 | 0.16865 | 0 | 8.5025 | 0.46851 | 0 | 4.959 | 0 | 38.3297 | 24.7368 | 63.0665 | 92.5937 | 34.0564 | 126.6502
2018 | Outpatient Healthcare | 6B | 40946.0229 | 8.2222 | 22.57 | 8.4458 | 9.5863 | 2.0629 | 42.6124 | 4.3604 | 0 | 9.8284 | 0.16551 | 0.00055808 | 0.16495 | 0 | 11.2161 | 0 | 0 | 4.925 | 0 | 37.8774 | 22.57 | 60.4473 | 92.1393 | 31.8555 | 123.9948
2018 | Outpatient Healthcare | 7 | 40946.0229 | 9.2904 | 29.9 | 9.1261 | 9.5837 | 2.0616 | 42.6124 | 4.3604 | 0 | 9.668 | 0.18958 | 0.00055808 | 0.18902 | 0 | 10.99 | 0.46828 | 0 | 5.1169 | 0 | 39.7318 | 29.9 | 69.6318 | 93.9902 | 39.3772 | 133.3675
2018 | Outpatient Healthcare | 8 | 40946.0229 | 11.2985 | 40.3295 | 5.3338 | 9.6147 | 2.0502 | 42.6124 | 4.3604 | 0 | 9.7194 | 0.23009 | 0.00055808 | 0.22953 | 0 | 13.98 | 0.46111 | 0 | 5.3347 | 0 | 41.0223 | 40.3295 | 81.3518 | 95.3002 | 50.0246 | 145.3248
2006 | Primary School | 0A | 73958.8285 | 0 | 0.47507 | 48.1312 | 15.6742 | 1.0684 | 16.7339 | 4.6268 | 0.61566 | 16.7202 | 0.0035883 | 0.00018411 | 0.0034042 | 0 | 0 | 4.6034 | 0.3309 | 1.0666 | 1.0181 | 69.4582 | 0.47507 | 69.9333 | 104.8995 | 6.1685 | 111.068
2006 | Primary School | 0B | 73958.8285 | 0 | 1.7872 | 41.1624 | 15.6742 | 1.0687 | 16.7339 | 4.6268 | 0.61566 | 15.6777 | 0.0093553 | 0.00018411 | 0.0091712 | 0 | 0 | 4.2927 | 0.3309 | 1.0962 | 1.0081 | 61.1419 | 1.7872 | 62.9292 | 96.5733 | 7.5104 | 104.0837
2006 | Primary School | 1A | 73958.8285 | 0 | 0.18787 | 30.492 | 15.6742 | 1.0687 | 16.7339 | 4.6268 | 0.61566 | 11.8277 | 0.0026912 | 0.00018411 | 0.0025071 | 0 | 0 | 3.199 | 0.33102 | 1.153 | 0.99961 | 45.5211 | 0.18787 | 45.709 | 80.9443 | 5.9677 | 86.9119
2006 | Primary School | 1B | 73958.8285 | 0 | 5.0183 | 34.3851 | 15.6742 | 1.0674 | 16.7339 | 4.6268 | 0.61566 | 15.1758 | 0.02358 | 0.00018411 | 0.023396 | 0 | 0 | 4.1381 | 0.33102 | 1.193 | 1.0006 | 53.7224 | 5.0183 | 58.7407 | 89.1454 | 10.838 | 99.9835
2006 | Primary School | 2A | 73958.8285 | 0 | 2.6346 | 26.0036 | 15.6742 | 1.067 | 16.7339 | 4.6268 | 0.61566 | 11.7645 | 0.013328 | 0.00018411 | 0.013144 | 0 | 0 | 3.1653 | 0.33115 | 1.2657 | 0.99756 | 40.9465 | 2.6346 | 43.5811 | 76.3661 | 8.5272 | 84.8933
2006 | Primary School | 2B | 73958.8285 | 0 | 4.9734 | 19.6693 | 15.6742 | 1.0678 | 16.7339 | 4.6268 | 0.61566 | 13.1106 | 0.023965 | 0.00018411 | 0.023781 | 0 | 0 | 2.0391 | 0.33115 | 1.2845 | 0.97667 | 34.8428 | 4.9734 | 39.8162 | 70.2422 | 10.8847 | 81.1269
2006 | Primary School | 3A | 73958.8285 | 0 | 10.6919 | 15.2892 | 15.6742 | 1.0677 | 16.7339 | 4.6268 | 0.61566 | 10.7924 | 0.045751 | 0.00018411 | 0.045567 | 0 | 0 | 2.8866 | 0.33128 | 1.4394 | 0.98564 | 29.0138 | 10.6919 | 39.7057 | 64.4221 | 16.7581 | 81.1802
2006 | Primary School | 3B | 73958.8285 | 0 | 7.8778 | 14.2475 | 15.6742 | 1.0675 | 16.7339 | 4.6268 | 0.61566 | 12.381 | 0.037165 | 0.00018411 | 0.036981 | 0 | 0 | 2.3987 | 0.33128 | 1.3977 | 0.97513 | 29.0641 | 7.8778 | 36.9419 | 64.4619 | 13.9022 | 78.3642
2006 | Primary School | 3C | 73958.8285 | 0 | 4.4206 | 11.1156 | 15.6742 | 1.0674 | 16.7339 | 4.6268 | 0.61566 | 9.4586 | 0.019095 | 0.00018411 | 0.018911 | 0 | 0 | 0 | 0.33128 | 1.4271 | 0.98653 | 20.5931 | 4.4206 | 25.0137 | 56.0022 | 10.4745 | 66.4767
2006 | Primary School | 4A | 73958.8285 | 0 | 19.79 | 10.3317 | 15.6742 | 1.066 | 16.7339 | 4.6268 | 0.61566 | 10.4715 | 0.080353 | 0.00018411 | 0.080169 | 0 | 0 | 2.8094 | 0.33141 | 1.5661 | 0.98154 | 23.6928 | 19.79 | 43.4828 | 59.0955 | 25.9829 | 85.0783
2006 | Primary School | 4B | 73958.8285 | 0 | 11.551 | 9.7102 | 15.6742 | 1.0668 | 16.7339 | 4.6268 | 0.61566 | 12.2732 | 0.053697 | 0.00018411 | 0.053513 | 0 | 0 | 2.2718 | 0.33128 | 1.5281 | 0.9718 | 24.3087 | 11.551 | 35.8597 | 59.7027 | 17.7059 | 77.4085
2006 | Primary School | 4C | 73958.8285 | 0 | 13.2076 | 3.9982 | 15.6742 | 1.0647 | 16.7339 | 4.6268 | 0.61566 | 8.9498 | 0.058054 | 0.00018411 | 0.05787 | 0 | 0 | 1.3616 | 0.33141 | 1.5837 | 0.9759 | 14.3675 | 13.2076 | 27.5751 | 49.7635 | 19.418 | 69.1815
2006 | Primary School | 5A | 73958.8285 | 0 | 22.6252 | 5.7222 | 15.6742 | 1.0662 | 16.7339 | 4.6268 | 0.61566 | 9.892 | 0.090477 | 0.00018411 | 0.090293 | 0 | 0 | 1.8199 | 0.33141 | 1.6691 | 0.9759 | 17.5245 | 22.6252 | 40.1497 | 52.922 | 28.9211 | 81.843
2006 | Primary School | 5B | 73958.8285 | 0 | 15.5596 | 6.6658 | 15.6742 | 1.0664 | 16.7339 | 4.6268 | 0.61566 | 11.4465 | 0.072536 | 0.00018411 | 0.072351 | 0 | 0 | 2.0555 | 0.33141 | 1.6353 | 0.9709 | 20.2402 | 15.5596 | 35.7998 | 55.6327 | 21.8217 | 77.4544
2006 | Primary School | 5C | 73958.8285 | 0 | 13.9721 | 2.4802 | 15.6742 | 1.0647 | 16.7339 | 4.6268 | 0.61566 | 8.425 | 0.059848 | 0.00018411 | 0.059664 | 0 | 0 | 1.7626 | 0.33154 | 1.6388 | 0.97436 | 12.7275 | 13.9721 | 26.6996 | 48.122 | 20.2377 | 68.3596
2006 | Primary School | 6A | 73958.8285 | 0 | 35.6511 | 6.1623 | 15.6742 | 1.0659 | 16.7339 | 4.6268 | 0.61566 | 10.9057 | 0.14135 | 0.00018411 | 0.14117 | 0 | 0 | 1.7943 | 0.33154 | 1.7537 | 0.97269 | 19.0035 | 35.6511 | 54.6546 | 54.3973 | 42.0315 | 96.4288
2006 | Primary School | 6B | 73958.8285 | 0 | 27.369 | 4.2599 | 15.6742 | 1.0651 | 16.7339 | 4.6268 | 0.61566 | 11.2347 | 0.11303 | 0.00018411 | 0.11285 | 0 | 0 | 2.051 | 0.33154 | 1.7289 | 0.9668 | 17.6584 | 27.369 | 45.0274 | 53.0458 | 33.7245 | 86.7703
2006 | Primary School | 7 | 73958.8285 | 0 | 51.5314 | 4.9316 | 15.6742 | 1.0643 | 16.7339 | 4.6268 | 0.61566 | 10.6334 | 0.18967 | 0.00018411 | 0.18948 | 0 | 0 | 2.8933 | 0.33154 | 1.8444 | 0.97167 | 18.6479 | 51.5314 | 70.1792 | 54.0394 | 58.0027 | 112.0421
2006 | Primary School | 8 | 73958.8285 | 0 | 85.8335 | 2.4574 | 15.6742 | 1.0586 | 16.7339 | 4.6268 | 0.61566 | 11.7547 | 0.31424 | 0.00018411 | 0.31405 | 0 | 0 | 3.2296 | 0.33166 | 1.9564 | 0.96488 | 17.7558 | 85.8335 | 103.5893 | 53.1347 | 92.4167 | 145.5514
2009 | Primary School | 0A | 73958.8285 | 0 | 0.59592 | 46.5149 | 15.6742 | 0.68204 | 16.7339 | 4.6268 | 0.61566 | 14.7492 | 0.004101 | 0.00018411 | 0.0039168 | 0 | 0 | 3.9549 | 0.3309 | 1.0673 | 1.0179 | 65.2229 | 0.59592 | 65.8188 | 100.2776 | 6.2898 | 106.5674
2009 | Primary School | 0B | 73958.8285 | 0 | 1.5332 | 39.2542 | 15.6742 | 0.68217 | 16.7339 | 4.6268 | 0.61566 | 13.7102 | 0.0082019 | 0.00018411 | 0.0080178 | 0 | 0 | 3.6942 | 0.3309 | 1.0964 | 1.0081 | 56.6666 | 1.5332 | 58.1999 | 91.7117 | 7.2564 | 98.9681
2009 | Primary School | 1A | 73958.8285 | 0 | 0.19108 | 29.1991 | 15.6742 | 0.6823 | 16.7339 | 4.6268 | 0.61566 | 10.3116 | 0.0025631 | 0.00018411 | 0.002379 | 0 | 0 | 2.6742 | 0.33102 | 1.1529 | 0.99961 | 42.1873 | 0.19108 | 42.3784 | 77.2244 | 5.9707 | 83.1951
2009 | Primary School | 1B | 73958.8285 | 0 | 3.5005 | 33.0679 | 15.6742 | 0.6814 | 16.7339 | 4.6268 | 0.61566 | 13.5281 | 0.016532 | 0.00018411 | 0.016348 | 0 | 0 | 3.5895 | 0.33102 | 1.1929 | 1.0005 | 50.2019 | 3.5005 | 53.7024 | 85.2386 | 9.3202 | 94.5588
2009 | Primary School | 2A | 73958.8285 | 0 | 0.92323 | 23.6313 | 15.6742 | 0.68114 | 16.7339 | 4.6268 | 0.61566 | 9.7987 | 0.0062796 | 0.00018411 | 0.0060955 | 0 | 0 | 2.524 | 0.33115 | 1.2644 | 0.9973 | 35.9602 | 0.92323 | 36.8834 | 70.9936 | 6.8144 | 77.808
2009 | Primary School | 2B | 73958.8285 | 0 | 2.0414 | 17.5586 | 15.6742 | 0.68165 | 16.7339 | 4.6268 | 0.61566 | 10.9081 | 0.011149 | 0.00018411 | 0.010965 | 0 | 0 | 1.8071 | 0.33115 | 1.2828 | 0.97654 | 30.2848 | 2.0414 | 32.3262 | 65.298 | 7.9511 | 73.2491
2009 | Primary School | 3A | 73958.8285 | 0 | 4.5298 | 12.5948 | 15.6742 | 0.68153 | 16.7339 | 4.6268 | 0.61566 | 8.6758 | 0.024221 | 0.00018411 | 0.024037 | 0 | 0 | 1.6196 | 0.33128 | 1.437 | 0.98513 | 22.9143 | 4.5298 | 27.444 | 57.9359 | 10.5935 | 68.5294
2009 | Primary School | 3B | 73958.8285 | 0 | 2.9376 | 12.3046 | 15.6742 | 0.68153 | 16.7339 | 4.6268 | 0.61566 | 10.1013 | 0.018326 | 0.00018411 | 0.018142 | 0 | 0 | 1.7525 | 0.33128 | 1.395 | 0.97462 | 24.1766 | 2.9376 | 27.1141 | 59.1879 | 8.9593 | 68.1472
2009 | Primary School | 3C | 73958.8285 | 0 | 1.8071 | 9.0572 | 15.6742 | 0.6814 | 16.7339 | 4.6268 | 0.61566 | 7.7707 | 0.01179 | 0.00018411 | 0.011606 | 0 | 0 | 0 | 0.33128 | 1.4246 | 0.98653 | 16.8395 | 1.8071 | 18.6466 | 51.8624 | 7.8584 | 59.7209
2009 | Primary School | 4A | 73958.8285 | 0 | 9.0425 | 8.4294 | 15.6742 | 0.6805 | 16.7339 | 4.6268 | 0.61566 | 8.293 | 0.045239 | 0.00018411 | 0.045055 | 0 | 0 | 1.5407 | 0.33141 | 1.5625 | 0.98077 | 18.3081 | 9.0425 | 27.3506 | 53.3245 | 15.2317 | 68.5562
2009 | Primary School | 4B | 73958.8285 | 0 | 4.3793 | 8.2617 | 15.6742 | 0.68101 | 16.7339 | 4.6268 | 0.61566 | 9.917 | 0.024093 | 0.00018411 | 0.023909 | 0 | 0 | 2.0503 | 0.33128 | 1.5248 | 0.97103 | 20.253 | 4.3793 | 24.6323 | 55.2604 | 10.5307 | 65.7912
2009 | Primary School | 4C | 73958.8285 | 0 | 7.2634 | 3.18 | 15.6742 | 0.67973 | 16.7339 | 4.6268 | 0.61566 | 7.7416 | 0.035755 | 0.00018411 | 0.035571 | 0 | 0 | 1.3313 | 0.33141 | 1.581 | 0.97564 | 12.2884 | 7.2634 | 19.5519 | 47.2991 | 13.4712 | 60.7703
2009 | Primary School | 5A | 73958.8285 | 0 | 14.8463 | 5.1525 | 15.6742 | 0.68063 | 16.7339 | 4.6268 | 0.61566 | 8.4736 | 0.070101 | 0.00018411 | 0.069917 | 0 | 0 | 1.2527 | 0.33141 | 1.6663 | 0.97615 | 14.9487 | 14.8463 | 29.795 | 49.9608 | 21.1394 | 71.1002
2009 | Primary School | 5B | 73958.8285 | 0 | 9.3976 | 6.0577 | 15.6742 | 0.68076 | 16.7339 | 4.6268 | 0.61566 | 9.8926 | 0.054209 | 0.00018411 | 0.054025 | 0 | 0 | 1.7344 | 0.33141 | 1.6327 | 0.97077 | 17.7389 | 9.3976 | 27.1364 | 52.7455 | 15.657 | 68.4026
2009 | Primary School | 5C | 73958.8285 | 0 | 7.6505 | 1.7781 | 15.6742 | 0.6796 | 16.7339 | 4.6268 | 0.61566 | 7.3044 | 0.042163 | 0.00018411 | 0.041979 | 0 | 0 | 1.2535 | 0.33141 | 1.6362 | 0.9741 | 10.378 | 7.6505 | 18.0285 | 45.387 | 13.9134 | 59.3004
2009 | Primary School | 6A | 73958.8285 | 0 | 25.3452 | 5.6643 | 15.6742 | 0.68037 | 16.7339 | 4.6268 | 0.61566 | 9.4567 | 0.10457 | 0.00018411 | 0.10439 | 0 | 0 | 1.4365 | 0.33154 | 1.7507 | 0.97333 | 16.6618 | 25.3452 | 42.007 | 51.6708 | 31.7226 | 83.3935
2009 | Primary School | 6B | 73958.8285 | 0 | 18.1787 | 3.898 | 15.6742 | 0.67986 | 16.7339 | 4.6268 | 0.61566 | 9.7736 | 0.08266 | 0.00018411 | 0.082476 | 0 | 0 | 1.718 | 0.33154 | 1.7262 | 0.96706 | 15.4721 | 18.1787 | 33.6508 | 50.4744 | 24.5318 | 75.0061
2009 | Primary School | 7 | 73958.8285 | 0 | 43.9467 | 4.7683 | 15.6742 | 0.67948 | 16.7339 | 4.6268 | 0.61566 | 9.3063 | 0.1798 | 0.00018411 | 0.17962 | 0 | 0 | 2.4503 | 0.33154 | 1.8409 | 0.97244 | 16.7045 | 43.9467 | 60.6512 | 51.7117 | 50.4144 | 102.1261
2009 | Primary School | 8 | 73958.8285 | 0 | 76.089 | 2.1926 | 15.6742 | 0.67576 | 16.7339 | 4.6268 | 0.61566 | 10.1747 | 0.31103 | 0.00018411 | 0.31085 | 0 | 0 | 2.7357 | 0.33166 | 1.9537 | 0.9659 | 15.4139 | 76.089 | 91.5029 | 50.4113 | 82.6694 | 133.0807
2012 | Primary School | 0A | 73958.8285 | 0 | 0.20466 | 34.7161 | 11.136 | 0.68204 | 16.7339 | 4.6268 | 0.35102 | 11.4861 | 0.0026912 | 0.00018411 | 0.0025071 | 0 | 0 | 3.3178 | 0.3309 | 1.066 | 1.0182 | 49.5225 | 0.20466 | 49.7272 | 79.7748 | 5.8974 | 85.6722
2012 | Primary School | 0B | 73958.8285 | 0 | 0.15891 | 27.9414 | 11.1369 | 0.68217 | 16.7339 | 4.6268 | 0.35102 | 10.0318 | 0.0026912 | 0.00018411 | 0.0025071 | 0 | 0 | 2.6194 | 0.3309 | 1.0948 | 1.0086 | 40.5951 | 0.15891 | 40.754 | 70.8389 | 5.8806 | 76.7195
2012 | Primary School | 1A | 73958.8285 | 0 | 0.0073048 | 21.1756 | 11.1246 | 0.6823 | 16.7339 | 4.6268 | 0.35102 | 7.8623 | 0.0019223 | 0.00018411 | 0.0017382 | 0 | 0 | 2.2108 | 0.33102 | 1.1516 | 1.0008 | 31.2505 | 0.0073048 | 31.2578 | 61.4743 | 5.7855 | 67.2598
2012 | Primary School | 1B | 73958.8285 | 0 | 0.83467 | 23.5339 | 11.1268 | 0.6814 | 16.7339 | 4.6268 | 0.35102 | 9.9818 | 0.005767 | 0.00018411 | 0.0055829 | 0 | 0 | 2.574 | 0.33102 | 1.1916 | 1.0011 | 36.0954 | 0.83467 | 36.93 | 66.3209 | 6.653 | 72.974
2012 | Primary School | 2A | 73958.8285 | 0 | 0.45021 | 16.7448 | 11.1323 | 0.68114 | 16.7339 | 4.6268 | 0.35102 | 7.6781 | 0.0052543 | 0.00018411 | 0.0050702 | 0 | 0 | 1.3743 | 0.33115 | 1.2639 | 0.99922 | 25.8024 | 0.45021 | 26.2526 | 56.0312 | 6.3408 | 62.372
2012 | Primary School | 2B | 73958.8285 | 0 | 0.838 | 13.5116 | 11.109 | 0.68165 | 16.7339 | 4.6268 | 0.35102 | 8.5883 | 0.0065359 | 0.00018411 | 0.0063518 | 0 | 0 | 1.4769 | 0.33115 | 1.2826 | 0.97769 | 23.5831 | 0.838 | 24.4211 | 53.7677 | 6.7473 | 60.515
2012 | Primary School | 3A | 73958.8285 | 0 | 3.1075 | 9.9034 | 11.1286 | 0.68153 | 16.7339 | 4.6268 | 0.35102 | 7.0559 | 0.019351 | 0.00018411 | 0.019167 | 0 | 0 | 1.3065 | 0.33128 | 1.4364 | 0.98615 | 18.2851 | 3.1075 | 21.3926 | 48.4976 | 9.1706 | 57.6682
2012 | Primary School | 3B | 73958.8285 | 0 | 1.7597 | 9.6203 | 11.1055 | 0.68153 | 16.7339 | 4.6268 | 0.35102 | 8.1155 | 0.011918 | 0.00018411 | 0.011734 | 0 | 0 | 1.6267 | 0.33128 | 1.3942 | 0.97577 | 19.3742 | 1.7597 | 21.1339 | 49.5533 | 7.7807 | 57.334
2012 | Primary School | 3C | 73958.8285 | 0 | 0.78495 | 6.3519 | 11.1184 | 0.6814 | 16.7339 | 4.6268 | 0.35102 | 6.3599 | 0.0073048 | 0.00018411 | 0.0071207 | 0 | 0 | 0.55273 | 0.33115 | 1.4244 | 0.98782 | 13.2716 | 0.78495 | 14.0566 | 43.4757 | 6.8362 | 50.3119
2012 | Primary School | 4A | 73958.8285 | 0 | 5.476 | 7.0471 | 11.1174 | 0.6805 | 16.7339 | 4.6268 | 0.35102 | 7.0272 | 0.030245 | 0.00018411 | 0.03006 | 0 | 0 | 1.4424 | 0.33128 | 1.5612 | 0.98154 | 15.5468 | 5.476 | 21.0228 | 45.7428 | 11.664 | 57.4068
2012 | Primary School | 4B | 73958.8285 | 0 | 2.3661 | 6.9291 | 11.0756 | 0.68101 | 16.7339 | 4.6268 | 0.35102 | 8.4923 | 0.019992 | 0.00018411 | 0.019808 | 0 | 0 | 1.4539 | 0.33128 | 1.5236 | 0.97205 | 16.8951 | 2.3661 | 19.2612 | 47.0402 | 8.5165 | 55.5567
2012 | Primary School | 4C | 73958.8285 | 0 | 4.4949 | 2.6605 | 11.1225 | 0.67973 | 16.7339 | 4.6268 | 0.35102 | 6.6621 | 0.026528 | 0.00018411 | 0.026344 | 0 | 0 | 1.167 | 0.33141 | 1.5799 | 0.97615 | 10.5159 | 4.4949 | 15.0108 | 40.7108 | 10.7016 | 51.4123
2012 | Primary School | 5A | 73958.8285 | 0 | 9.7704 | 4.2887 | 11.1196 | 0.68063 | 16.7339 | 4.6268 | 0.35102 | 7.0916 | 0.047033 | 0.00018411 | 0.046849 | 0 | 0 | 1.3506 | 0.33141 | 1.6643 | 0.97782 | 12.7777 | 9.7704 | 22.5481 | 42.9724 | 16.0615 | 59.0339
2012 | Primary School | 5B | 73958.8285 | 0 | 5.97 | 5.1059 | 11.1027 | 0.68076 | 16.7339 | 4.6268 | 0.35102 | 8.2878 | 0.034602 | 0.00018411 | 0.034418 | 0 | 0 | 1.6779 | 0.33128 | 1.6312 | 0.97193 | 15.1061 | 5.97 | 21.076 | 45.2778 | 12.2279 | 57.5057
2012 | Primary School | 5C | 73958.8285 | 0 | 5.0629 | 1.4657 | 11.121 | 0.6796 | 16.7339 | 4.6268 | 0.35102 | 6.3911 | 0.030373 | 0.00018411 | 0.030189 | 0 | 0 | 1.116 | 0.33141 | 1.635 | 0.97462 | 9.0029 | 5.0629 | 14.0658 | 39.195 | 11.3246 | 50.5196
2012 | Primary School | 6A | 73958.8285 | 0 | 16.1369 | 4.4813 | 11.1369 | 0.68037 | 16.7339 | 4.6268 | 0.35102 | 7.5128 | 0.07292 | 0.00018411 | 0.072736 | 0 | 0 | 1.4845 | 0.33141 | 1.7482 | 0.97744 | 13.5514 | 16.1369 | 29.6883 | 43.7626 | 22.5119 | 66.2746
2012 | Primary School | 6B | 73958.8285 | 0 | 10.7681 | 3.1267 | 11.1369 | 0.67986 | 16.7339 | 4.6268 | 0.35102 | 7.7494 | 0.056132 | 0.00018411 | 0.055948 | 0 | 0 | 1.4066 | 0.33141 | 1.723 | 0.96911 | 12.3387 | 10.7681 | 23.1067 | 42.5412 | 17.118 | 59.6592
2012 | Primary School | 7 | 73958.8285 | 0 | 18.6511 | 3.7005 | 11.1369 | 0.67948 | 16.7339 | 4.6268 | 0.35102 | 7.5866 | 0.081635 | 0.00018411 | 0.08145 | 0 | 0 | 1.4651 | 0.33141 | 1.8383 | 0.975 | 12.8336 | 18.6511 | 31.4847 | 43.0414 | 25.116 | 68.1574
2012 | Primary School | 8 | 73958.8285 | 0 | 35.3221 | 1.5384 | 11.1369 | 0.67576 | 16.7339 | 4.6268 | 0.35102 | 8.1641 | 0.13828 | 0.00018411 | 0.13809 | 0 | 0 | 1.482 | 0.33154 | 1.9506 | 0.96949 | 11.3225 | 35.3221 | 46.6447 | 41.5214 | 41.8995 | 83.4209
2015 | Primary School | 0A | 73958.8285 | 0 | 0.062796 | 28.6191 | 9.5691 | 0.56529 | 16.573 | 4.6268 | 0.34704 | 6.0994 | 0.00038446 | 0.00018411 | 0.00020036 | 0 | 0 | 1.9515 | 0.33102 | 1.0245 | 0.83211 | 36.6703 | 0.062796 | 36.7331 | 64.8881 | 5.714 | 70.6021
2015 | Primary School | 0B | 73958.8285 | 0 | 0.057541 | 25.1563 | 9.598 | 0.56529 | 16.573 | 4.6268 | 0.34717 | 7.2889 | 0.00051262 | 0.00018411 | 0.00032851 | 0 | 0 | 1.6881 | 0.3309 | 1.0484 | 0.82634 | 34.1336 | 0.057541 | 34.1911 | 62.3743 | 5.7327 | 68.107
2015 | Primary School | 1A | 73958.8285 | 0 | 0.0025631 | 18.7643 | 9.6397 | 0.56529 | 16.573 | 4.6268 | 0.34717 | 5.9168 | 0.00025631 | 0.00018411 | 7.2204e-05 | 0 | 0 | 1.6618 | 0.33102 | 1.1074 | 0.82352 | 26.3429 | 0.0025631 | 26.3455 | 54.6226 | 5.7367 | 60.3593
2015 | Primary School | 1B | 73958.8285 | 0 | 0.24926 | 20.4698 | 9.6354 | 0.56452 | 16.573 | 4.6268 | 0.34717 | 5.8836 | 0.0011534 | 0.00018411 | 0.00096929 | 0 | 0 | 1.5179 | 0.33102 | 1.1448 | 0.82173 | 27.8722 | 0.24926 | 28.1214 | 56.1451 | 6.0208 | 62.1659
2015 | Primary School | 2A | 73958.8285 | 0 | 0.16545 | 14.3108 | 9.6467 | 0.56427 | 16.573 | 4.6268 | 0.34717 | 5.523 | 0.0021786 | 0.00018411 | 0.0019945 | 0 | 0 | 0.9504 | 0.33102 | 1.2194 | 0.82211 | 20.7861 | 0.16545 | 20.9516 | 49.0706 | 6.0116 | 55.0822
2015 | Primary School | 2B | 73958.8285 | 0 | 0.31949 | 11.9867 | 9.6738 | 0.56478 | 16.573 | 4.6268 | 0.34717 | 5.9505 | 0.0025631 | 0.00018411 | 0.002379 | 0 | 0 | 0.81148 | 0.33115 | 1.2358 | 0.80737 | 18.751 | 0.31949 | 19.0705 | 47.0483 | 6.1822 | 53.2305
2015 | Primary School | 3A | 73958.8285 | 0 | 1.2726 | 8.3636 | 9.689 | 0.56465 | 16.573 | 4.6268 | 0.34717 | 4.678 | 0.010381 | 0.00018411 | 0.010196 | 0 | 0 | 0.81417 | 0.33115 | 1.392 | 0.81468 | 13.866 | 1.2726 | 15.1386 | 42.1857 | 7.2912 | 49.4769
2015 | Primary School | 3B | 73958.8285 | 0 | 1.1325 | 8.6046 | 9.667 | 0.56452 | 16.573 | 4.6268 | 0.34717 | 5.516 | 0.0065359 | 0.00018411 | 0.0063518 | 0 | 0 | 0 | 0.33115 | 1.3488 | 0.80648 | 14.1269 | 1.1325 | 15.2595 | 42.4164 | 7.1082 | 49.5246
2015 | Primary School | 3C | 73958.8285 | 0 | 0.5066 | 5.6068 | 9.665 | 0.56555 | 16.573 | 4.6268 | 0.34717 | 4.3416 | 0.0038446 | 0.00018411 | 0.0036605 | 0 | 0 | 0 | 0.33115 | 1.381 | 0.81494 | 9.9521 | 0.5066 | 10.4586 | 38.2488 | 6.5145 | 44.7633
2015 | Primary School | 4A | 73958.8285 | 0 | 2.8157 | 6.0302 | 9.6435 | 0.56567 | 16.573 | 4.6268 | 0.34717 | 4.6127 | 0.022683 | 0.00018411 | 0.022499 | 0 | 0 | 0.92848 | 0.33115 | 1.5175 | 0.81365 | 11.5938 | 2.8157 | 14.4095 | 39.8678 | 8.9601 | 48.8278
2015 | Primary School | 4B | 73958.8285 | 0 | 2.3143 | 6.1309 | 9.6029 | 0.56439 | 16.573 | 4.6268 | 0.34717 | 5.7015 | 0.012431 | 0.00018411 | 0.012247 | 0 | 0 | 0 | 0.33115 | 1.4784 | 0.80481 | 11.8446 | 2.3143 | 14.159 | 40.0679 | 8.4194 | 48.4873
2015 | Primary School | 4C | 73958.8285 | 0 | 5.8481 | 2.3451 | 9.7022 | 0.56555 | 16.573 | 4.6268 | 0.34717 | 4.3849 | 0.032295 | 0.00018411 | 0.032111 | 0 | 0 | 0 | 0.33115 | 1.5358 | 0.81199 | 6.7622 | 5.8481 | 12.6102 | 35.0932 | 12.0107 | 47.1039
2015 | Primary School | 5A | 73958.8285 | 0 | 5.9456 | 3.7207 | 9.6463 | 0.56478 | 16.573 | 4.6268 | 0.34717 | 4.4662 | 0.03127 | 0.00018411 | 0.031086 | 0 | 0 | 0.90272 | 0.33115 | 1.6213 | 0.81301 | 9.1207 | 5.9456 | 15.0663 | 37.3961 | 12.1938 | 49.5898
2015 | Primary School | 5B | 73958.8285 | 0 | 6.207 | 4.5009 | 9.632 | 0.56529 | 16.573 | 4.6268 | 0.34717 | 5.4116 | 0.031142 | 0.00018411 | 0.030957 | 0 | 0 | 0 | 0.33115 | 1.5875 | 0.80622 | 9.9435 | 6.207 | 16.1505 | 38.1983 | 12.4213 | 50.6196
2015 | Primary School | 5C | 73958.8285 | 0 | 3.8299 | 1.3941 | 9.6905 | 0.56529 | 16.573 | 4.6268 | 0.34717 | 4.2392 | 0.024093 | 0.00018411 | 0.023909 | 0 | 0 | 0.79533 | 0.33115 | 1.5932 | 0.81237 | 6.4525 | 3.8299 | 10.2824 | 34.7721 | 10.0498 | 44.8218
2015 | Primary School | 6A | 73958.8285 | 0 | 12.0978 | 4.0111 | 9.6557 | 0.56503 | 16.573 | 4.6268 | 0.34717 | 4.9396 | 0.057798 | 0.00018411 | 0.057614 | 0 | 0 | 0.9923 | 0.33115 | 1.7061 | 0.81301 | 10.0006 | 12.0978 | 22.0984 | 38.2858 | 18.4307 | 56.7165
2015 | Primary School | 6B | 73958.8285 | 0 | 9.4031 | 2.8002 | 9.6577 | 0.56439 | 16.573 | 4.6268 | 0.34717 | 5.1989 | 0.051006 | 0.00018411 | 0.050821 | 0 | 0 | 0.853 | 0.33115 | 1.6806 | 0.80661 | 8.9029 | 9.4031 | 18.3059 | 37.1831 | 15.7105 | 52.8935
2015 | Primary School | 7 | 73958.8285 | 0 | 14.4637 | 3.2817 | 9.6512 | 0.56529 | 16.573 | 4.6268 | 0.34717 | 4.9906 | 0.065103 | 0.00018411 | 0.064918 | 0 | 0 | 0.97052 | 0.33115 | 1.7966 | 0.81186 | 9.3077 | 14.4637 | 23.7714 | 37.5874 | 20.887 | 58.4744
2015 | Primary School | 8 | 73958.8285 | 0 | 28.2316 | 1.4038 | 9.8387 | 0.56875 | 16.573 | 4.6268 | 0.3473 | 5.4718 | 0.1197 | 0.00018411 | 0.11951 | 0 | 0 | 1.0114 | 0.33128 | 1.9095 | 0.80776 | 8.0065 | 28.2316 | 36.2381 | 36.4732 | 34.7679 | 71.2411
2018 | Primary School | 0A | 73958.8285 | 0 | 0.095347 | 25.3161 | 7.688 | 0.39369 | 16.573 | 4.6268 | 0.249 | 5.7866 | 0.00051262 | 0.00018411 | 0.00032851 | 0 | 0 | 1.9199 | 0.33102 | 1.0237 | 0.83224 | 33.0228 | 0.095347 | 33.1182 | 59.0898 | 5.7458 | 64.8356
2018 | Primary School | 0B | 73958.8285 | 0 | 0.069075 | 23.2907 | 7.7099 | 0.39369 | 16.573 | 4.6268 | 0.249 | 6.9295 | 0.00051262 | 0.00018411 | 0.00032851 | 0 | 0 | 1.5622 | 0.3309 | 1.0483 | 0.8266 | 31.7827 | 0.069075 | 31.8518 | 57.8659 | 5.7443 | 63.6102
2018 | Primary School | 1A | 73958.8285 | 0 | 0.0025631 | 16.9664 | 7.7421 | 0.39369 | 16.573 | 4.6268 | 0.249 | 5.637 | 0.00025631 | 0.00018411 | 7.2204e-05 | 0 | 0 | 1.5347 | 0.33102 | 1.1084 | 0.82352 | 24.1381 | 0.0025631 | 24.1407 | 50.2505 | 5.7377 | 55.9882
2018 | Primary School | 1B | 73958.8285 | 0 | 0.35037 | 19.2691 | 7.7384 | 0.39305 | 16.573 | 4.6268 | 0.249 | 5.8965 | 0.0015379 | 0.00018411 | 0.0013538 | 0 | 0 | 1.473 | 0.33102 | 1.1447 | 0.82186 | 26.64 | 0.35037 | 26.9903 | 52.7464 | 6.1218 | 58.8682
2018 | Primary School | 2A | 73958.8285 | 0 | 0.17339 | 14.0164 | 7.7468 | 0.39292 | 16.573 | 4.6268 | 0.249 | 5.3776 | 0.0024349 | 0.00018411 | 0.0022508 | 0 | 0 | 1.2057 | 0.33102 | 1.2213 | 0.82224 | 20.602 | 0.17339 | 20.7754 | 46.7171 | 6.0215 | 52.7386
2018 | Primary School | 2B | 73958.8285 | 0 | 0.34781 | 11.4393 | 7.7673 | 0.39331 | 16.573 | 4.6268 | 0.249 | 5.6726 | 0.0021786 | 0.00018411 | 0.0019945 | 0 | 0 | 0.83262 | 0.33115 | 1.2361 | 0.80725 | 17.9466 | 0.34781 | 18.2944 | 44.0678 | 6.2106 | 50.2784
2018 | Primary School | 3A | 73958.8285 | 0 | 1.5347 | 7.845 | 7.7791 | 0.39318 | 16.573 | 4.6268 | 0.249 | 4.457 | 0.013584 | 0.00018411 | 0.0134 | 0 | 0 | 0.90439 | 0.33115 | 1.395 | 0.81494 | 13.2197 | 1.5347 | 14.7544 | 39.3602 | 7.5564 | 46.9165
2018 | Primary School | 3B | 73958.8285 | 0 | 1.3337 | 8.2302 | 7.7622 | 0.39318 | 16.573 | 4.6268 | 0.249 | 5.1868 | 0.0076893 | 0.00018411 | 0.0075052 | 0 | 0 | 0 | 0.33115 | 1.3495 | 0.80648 | 13.4245 | 1.3337 | 14.7582 | 39.5396 | 7.3099 | 46.8495
2018 | Primary School | 3C | 73958.8285 | 0 | 0.55606 | 5.2579 | 7.7607 | 0.39382 | 16.573 | 4.6268 | 0.249 | 4.1354 | 0.004101 | 0.00018411 | 0.0039168 | 0 | 0 | 0 | 0.33115 | 1.3824 | 0.81494 | 9.3973 | 0.55606 | 9.9533 | 35.5199 | 6.5652 | 42.0851
2018 | Primary School | 4A | 73958.8285 | 0 | 3.5623 | 5.5249 | 7.7584 | 0.39395 | 16.573 | 4.6268 | 0.249 | 4.3182 | 0.022427 | 0.00018411 | 0.022243 | 0 | 0 | 1.1144 | 0.33115 | 1.5208 | 0.81404 | 10.9797 | 3.5623 | 14.542 | 37.0992 | 9.7099 | 46.8091
2018 | Primary School | 4B | 73958.8285 | 0 | 2.7881 | 5.7309 | 7.7295 | 0.39305 | 16.573 | 4.6268 | 0.249 | 5.2687 | 0.015122 | 0.00018411 | 0.014938 | 0 | 0 | 0 | 0.33115 | 1.4789 | 0.80494 | 11.0146 | 2.7881 | 13.8027 | 37.0953 | 8.8937 | 45.989
2018 | Primary School | 4C | 73958.8285 | 0 | 6.7985 | 2.1147 | 7.806 | 0.39395 | 16.573 | 4.6268 | 0.249 | 4.0952 | 0.038831 | 0.00018411 | 0.038647 | 0 | 0 | 0 | 0.33115 | 1.54 | 0.81224 | 6.2485 | 6.7985 | 13.047 | 32.414 | 12.9653 | 45.3793
2018 | Primary School | 5A | 73958.8285 | 0 | 7.6294 | 3.4092 | 7.7531 | 0.39331 | 16.573 | 4.6268 | 0.249 | 4.2442 | 0.044854 | 0.00018411 | 0.04467 | 0 | 0 | 1.001 | 0.33115 | 1.625 | 0.8134 | 8.6991 | 7.6294 | 16.3285 | 34.8122 | 13.8812 | 48.6934
2018 | Primary School | 5B | 73958.8285 | 0 | 6.9998 | 4.1552 | 7.7422 | 0.39369 | 16.573 | 4.6268 | 0.249 | 5.0301 | 0.035755 | 0.00018411 | 0.035571 | 0 | 0 | 0 | 0.33115 | 1.5883 | 0.80635 | 9.2208 | 6.9998 | 16.2206 | 35.3164 | 13.2149 | 48.5313
2018 | Primary School | 5C | 73958.8285 | 0 | 4.3192 | 1.3049 | 7.7871 | 0.39369 | 16.573 | 4.6268 | 0.249 | 4.0127 | 0.033448 | 0.00018411 | 0.033264 | 0 | 0 | 0.92284 | 0.33115 | 1.5957 | 0.81263 | 6.2736 | 4.3192 | 10.5928 | 32.4202 | 10.5416 | 42.9618
2018 | Primary School | 6A | 73958.8285 | 0 | 16.8768 | 3.6637 | 7.7523 | 0.39356 | 16.573 | 4.6268 | 0.249 | 4.7021 | 0.093168 | 0.00018411 | 0.092984 | 0 | 0 | 1.2864 | 0.33115 | 1.7097 | 0.81301 | 9.7452 | 16.8768 | 26.622 | 35.8573 | 23.2133 | 59.0706
2018 | Primary School | 6B | 73958.8285 | 0 | 10.9749 | 2.5739 | 7.7539 | 0.39305 | 16.573 | 4.6268 | 0.249 | 4.9357 | 0.060617 | 0.00018411 | 0.060433 | 0 | 0 | 1.0878 | 0.33115 | 1.6838 | 0.80686 | 8.6578 | 10.9749 | 19.6327 | 34.7649 | 17.2855 | 52.0504
2018 | Primary School | 7 | 73958.8285 | 0 | 22.5055 | 3.0637 | 7.7486 | 0.39369 | 16.573 | 4.6268 | 0.249 | 4.8027 | 0.027041 | 0.00018411 | 0.026857 | 0 | 0 | 1.274 | 0.33115 | 1.8002 | 0.81186 | 9.1672 | 22.5055 | 31.6727 | 35.2746 | 28.9323 | 64.2069
2018 | Primary School | 8 | 73958.8285 | 0 | 41.223 | 1.3383 | 7.8937 | 0.39625 | 16.573 | 4.6268 | 0.24913 | 5.3197 | 0.058439 | 0.00018411 | 0.058254 | 0 | 0 | 1.5271 | 0.33128 | 1.9131 | 0.80737 | 8.2434 | 41.223 | 49.4664 | 34.4941 | 47.7627 | 82.2569
2006 | Quick Service Restaurant | 0A | 2500.8869 | 0 | 0 | 189.9965 | 24.1418 | 10.392 | 104.9354 | 180.84 | 0 | 56.7238 | 0 | 0 | 0 | 0 | 0 | 0 | 0 | 47.2262 | 26.5181 | 246.7202 | 0 | 246.7202 | 412.7113 | 228.0662 | 640.7776
2006 | Quick Service Restaurant | 0B | 2500.8869 | 0 | 0.15539 | 172.2255 | 24.1418 | 10.3958 | 104.9354 | 180.84 | 0 | 65.9371 | 0 | 0 | 0 | 0 | 0 | 0 | 0 | 47.0064 | 26.321 | 238.1626 | 0.15539 | 238.318 | 403.9604 | 227.998 | 631.9584
2006 | Quick Service Restaurant | 1A | 2500.8869 | 0 | 0.0075798 | 122.0242 | 24.1418 | 10.3958 | 104.9354 | 180.84 | 0 | 52.1759 | 0 | 0 | 0 | 0 | 0 | 0 | 0 | 51.4596 | 26.1164 | 174.2001 | 0.0075798 | 174.2076 | 339.7932 | 232.3034 | 572.0966
2006 | Quick Service Restaurant | 1B | 2500.8869 | 0 | 5.9616 | 139.1622 | 24.1418 | 10.3844 | 104.9354 | 180.84 | 0 | 64.3605 | 0 | 0 | 0 | 0 | 0 | 0 | 0 | 51.5695 | 26.0633 | 203.5227 | 5.9616 | 209.4842 | 369.0476 | 238.371 | 607.4187
2006 | Quick Service Restaurant | 2A | 2500.8869 | 0 | 14.3714 | 104.5867 | 24.1418 | 10.3806 | 104.9354 | 180.84 | 0 | 54.0557 | 0 | 0 | 0 | 0 | 0 | 0 | 0 | 56.2538 | 25.9458 | 158.6424 | 14.3714 | 173.0138 | 324.0461 | 251.4614 | 575.5075
2006 | Quick Service Restaurant | 2B | 2500.8869 | 0 | 12.2907 | 70.8413 | 24.1418 | 10.3882 | 104.9354 | 180.84 | 0 | 63.5078 | 0 | 0 | 0 | 0 | 0 | 0 | 0 | 56.5684 | 25.4986 | 134.349 | 12.2907 | 146.6397 | 299.313 | 249.6953 | 549.0084
2006 | Quick Service Restaurant | 3A | 2500.8869 | 0 | 60.9761 | 58.8954 | 24.1418 | 10.3844 | 104.9354 | 180.84 | 0 | 53.9571 | 0 | 0 | 0 | 0 | 0 | 0 | 0 | 64.5272 | 25.275 | 112.8526 | 60.9761 | 173.8286 | 277.5892 | 306.3433 | 583.9325
2006 | Quick Service Restaurant | 3B | 2500.8869 | 0 | 32.0211 | 49.2463 | 24.1418 | 10.3844 | 104.9354 | 180.84 | 0 | 61.3248 | 0 | 0 | 0 | 0 | 0 | 0 | 0 | 62.3935 | 25.2977 | 110.571 | 32.0211 | 142.5921 | 275.3342 | 275.2508 | 550.585
2006 | Quick Service Restaurant | 3C | 2500.8869 | 0 | 21.2842 | 15.3568 | 24.1418 | 10.3844 | 104.9354 | 180.84 | 0 | 49.9322 | 0 | 0 | 0 | 0 | 0 | 0 | 0 | 65.3724 | 25.6502 | 65.289 | 21.2842 | 86.5732 | 230.4008 | 267.4928 | 497.8936
2006 | Quick Service Restaurant | 4A | 2500.8869 | 0 | 129.7026 | 36.5766 | 24.1418 | 10.3692 | 104.9354 | 180.84 | 0 | 50.1066 | 0 | 0 | 0 | 0 | 0 | 0 | 0 | 71.0952 | 24.6307 | 86.6831 | 129.7026 | 216.3857 | 250.7603 | 381.6377 | 632.398
2006 | Quick Service Restaurant | 4B | 2500.8869 | 0 | 65.9447 | 28.197 | 24.1418 | 10.3768 | 104.9354 | 180.84 | 0 | 59.1948 | 0 | 0 | 0 | 0 | 0 | 0 | 0 | 69.1737 | 24.8657 | 87.3919 | 65.9447 | 153.3365 | 251.7116 | 315.9584 | 567.6699
2006 | Quick Service Restaurant | 4C | 2500.8869 | 0 | 103.0063 | 6.6854 | 24.1418 | 10.3579 | 104.9354 | 180.84 | 0 | 47.3248 | 0 | 0 | 0 | 0 | 0 | 0 | 0 | 73.0243 | 24.6648 | 54.0102 | 103.0063 | 157.0165 | 218.1101 | 356.8706 | 574.9807
2006 | Quick Service Restaurant | 5A | 2500.8869 | 0 | 194.7793 | 20.386 | 24.1418 | 10.373 | 104.9354 | 180.84 | 0 | 47.8933 | 0 | 0 | 0 | 0 | 0 | 0 | 0 | 76.6019 | 24.2783 | 68.2793 | 194.7793 | 263.0586 | 232.0078 | 452.2213 | 684.229
2006 | Quick Service Restaurant | 5B | 2500.8869 | 0 | 124.0139 | 18.8473 | 24.1418 | 10.373 | 104.9354 | 180.84 | 0 | 57.008 | 0 | 0 | 0 | 0 | 0 | 0 | 0 | 74.995 | 24.464 | 75.8553 | 124.0139 | 199.8692 | 239.7657 | 379.8489 | 619.6146
2006 | Quick Service Restaurant | 5C | 2500.8869 | 0 | 135.5087 | 2.0541 | 24.1418 | 10.3579 | 104.9354 | 180.84 | 0 | 43.2089 | 0 | 0 | 0 | 0 | 0 | 0 | 0 | 76.185 | 24.3654 | 45.2631 | 135.5087 | 180.7718 | 209.0636 | 392.5338 | 601.5973
2006 | Quick Service Restaurant | 6A | 2500.8869 | 0 | 271.4343 | 22.1369 | 24.1418 | 10.3654 | 104.9354 | 180.84 | 0 | 49.4547 | 0 | 0 | 0 | 0 | 0 | 0 | 0 | 80.6609 | 24.1153 | 71.5917 | 271.4343 | 343.026 | 235.1496 | 532.9353 | 768.0849
2006 | Quick Service Restaurant | 6B | 2500.8869 | 0 | 198.9066 | 11.7829 | 24.1418 | 10.3579 | 104.9354 | 180.84 | 0 | 54.3134 | 0 | 0 | 0 | 0 | 0 | 0 | 0 | 79.6073 | 24.0888 | 66.0963 | 198.9066 | 265.0028 | 229.6201 | 459.3501 | 688.9702
2006 | Quick Service Restaurant | 7 | 2500.8869 | 0 | 345.5766 | 16.3043 | 24.1418 | 10.3541 | 104.9354 | 180.84 | 0 | 47.8933 | 0 | 0 | 0 | 0 | 0 | 0 | 0 | 85.4969 | 23.8765 | 64.1975 | 345.5766 | 409.7741 | 227.5053 | 611.9135 | 839.4188
2006 | Quick Service Restaurant | 8 | 2500.8869 | 0 | 472.0805 | 5.9426 | 24.1418 | 10.2972 | 104.9354 | 180.84 | 0 | 44.9712 | 0 | 0 | 0 | 0 | 0 | 0 | 0 | 92.0004 | 23.5544 | 50.9138 | 472.0805 | 522.9943 | 213.8464 | 744.9171 | 958.7635
2009 | Quick Service Restaurant | 0A | 2500.8869 | 0 | 0 | 177.3419 | 24.1418 | 6.9015 | 104.9354 | 180.84 | 0 | 56.6594 | 0 | 0 | 0 | 0 | 0 | 0 | 0 | 47.1542 | 26.7607 | 234.0013 | 0 | 234.0013 | 396.7406 | 227.9942 | 624.7348
2009 | Quick Service Restaurant | 0B | 2500.8869 | 0 | 0 | 158.2937 | 24.1418 | 6.9015 | 104.9354 | 180.84 | 0 | 65.7931 | 0 | 0 | 0 | 0 | 0 | 0 | 0 | 46.9761 | 26.465 | 224.0868 | 0 | 224.0868 | 386.5343 | 227.8161 | 614.3504
2009 | Quick Service Restaurant | 1A | 2500.8869 | 0 | 0 | 117.2034 | 24.1418 | 6.9015 | 104.9354 | 180.84 | 0 | 52.1645 | 0 | 0 | 0 | 0 | 0 | 0 | 0 | 51.4596 | 26.1391 | 169.3679 | 0 | 169.3679 | 331.4895 | 232.2996 | 563.7891
2009 | Quick Service Restaurant | 1B | 2500.8869 | 0 | 1.6789 | 126.6517 | 24.1418 | 6.8939 | 104.9354 | 180.84 | 0 | 64.2013 | 0 | 0 | 0 | 0 | 0 | 0 | 0 | 51.5771 | 26.0557 | 190.853 | 1.6789 | 192.5319 | 352.876 | 234.096 | 586.972
2009 | Quick Service Restaurant | 2A | 2500.8869 | 0 | 7.6973 | 98.322 | 24.1418 | 6.8901 | 104.9354 | 180.84 | 0 | 53.8397 | 0 | 0 | 0 | 0 | 0 | 0 | 0 | 56.2917 | 25.8208 | 152.1616 | 7.6973 | 159.859 | 313.9535 | 244.8291 | 558.7826
2009 | Quick Service Restaurant | 2B | 2500.8869 | 0 | 4.5252 | 67.0059 | 24.1418 | 6.8977 | 104.9354 | 180.84 | 0 | 63.1894 | 0 | 0 | 0 | 0 | 0 | 0 | 0 | 56.6442 | 25.1992 | 130.1952 | 4.5252 | 134.7204 | 291.3693 | 242.0056 | 533.3749
2009 | Quick Service Restaurant | 3A | 2500.8869 | 0 | 49.1894 | 50.3605 | 24.1418 | 6.8939 | 104.9354 | 180.84 | 0 | 53.8965 | 0 | 0 | 0 | 0 | 0 | 0 | 0 | 64.6182 | 24.9377 | 104.257 | 49.1894 | 153.4464 | 265.1658 | 294.6476 | 559.8134
2009 | Quick Service Restaurant | 3B | 2500.8869 | 0 | 20.1738 | 47.033 | 24.1418 | 6.8939 | 104.9354 | 180.84 | 0 | 61.0898 | 0 | 0 | 0 | 0 | 0 | 0 | 0 | 62.4996 | 24.8581 | 108.1227 | 20.1738 | 128.2965 | 268.9557 | 263.5096 | 532.4653
2009 | Quick Service Restaurant | 3C | 2500.8869 | 0 | 6.6324 | 14.6177 | 24.1418 | 6.8939 | 104.9354 | 180.84 | 0 | 49.5343 | 0 | 0 | 0 | 0 | 0 | 0 | 0 | 65.5126 | 25.131 | 64.152 | 6.6324 | 70.7844 | 225.2541 | 252.9812 | 478.2353
2009 | Quick Service Restaurant | 4A | 2500.8869 | 0 | 114.4102 | 30.7287 | 24.1418 | 6.8863 | 104.9354 | 180.84 | 0 | 50.027 | 0 | 0 | 0 | 0 | 0 | 0 | 0 | 71.1861 | 24.2783 | 80.7557 | 114.4102 | 195.1659 | 240.9975 | 366.4326 | 607.43
2009 | Quick Service Restaurant | 4B | 2500.8869 | 0 | 53.6388 | 27.5641 | 24.1418 | 6.8901 | 104.9354 | 180.84 | 0 | 59.0053 | 0 | 0 | 0 | 0 | 0 | 0 | 0 | 69.2988 | 24.3578 | 86.5694 | 53.6388 | 140.2082 | 246.8946 | 303.7738 | 550.6683
2009 | Quick Service Restaurant | 4C | 2500.8869 | 0 | 75.0784 | 6.2117 | 24.1418 | 6.8749 | 104.9354 | 180.84 | 0 | 46.8814 | 0 | 0 | 0 | 0 | 0 | 0 | 0 | 73.1948 | 24.0054 | 53.093 | 75.0784 | 128.1714 | 213.0544 | 329.1094 | 542.1637
2009 | Quick Service Restaurant | 5A | 2500.8869 | 0 | 176.258 | 15.8154 | 24.1418 | 6.8863 | 104.9354 | 180.84 | 0 | 47.7265 | 0 | 0 | 0 | 0 | 0 | 0 | 0 | 76.6929 | 23.922 | 63.5419 | 176.258 | 239.7998 | 223.4312 | 433.7871 | 657.2183
2009 | Quick Service Restaurant | 5B | 2500.8869 | 0 | 107.4026 | 18.4039 | 24.1418 | 6.8863 | 104.9354 | 180.84 | 0 | 56.6745 | 0 | 0 | 0 | 0 | 0 | 0 | 0 | 75.0973 | 24.0205 | 75.0784 | 107.4026 | 182.481 | 235.0624 | 363.34 | 598.4024
2009 | Quick Service Restaurant | 5C | 2500.8869 | 0 | 103.427 | 1.732 | 24.1418 | 6.8749 | 104.9354 | 180.84 | 0 | 42.8186 | 0 | 0 | 0 | 0 | 0 | 0 | 0 | 76.3632 | 23.6719 | 44.5506 | 103.427 | 147.9776 | 204.1784 | 360.6302 | 564.8085
2009 | Quick Service Restaurant | 6A | 2500.8869 | 0 | 244.1658 | 18.2106 | 24.1418 | 6.8825 | 104.9354 | 180.84 | 0 | 49.6935 | 0 | 0 | 0 | 0 | 0 | 0 | 0 | 80.7292 | 23.8386 | 67.9041 | 244.1658 | 312.0699 | 227.7062 | 505.735 | 733.4412
2009 | Quick Service Restaurant | 6B | 2500.8869 | 0 | 172.3657 | 11.1424 | 24.1418 | 6.8787 | 104.9354 | 180.84 | 0 | 53.798 | 0 | 0 | 0 | 0 | 0 | 0 | 0 | 79.7059 | 23.6719 | 64.9403 | 172.3657 | 237.3061 | 224.5719 | 432.9116 | 657.4835
2009 | Quick Service Restaurant | 7 | 2500.8869 | 0 | 312.0168 | 15.0725 | 24.1418 | 6.8749 | 104.9354 | 180.84 | 0 | 48.2571 | 0 | 0 | 0 | 0 | 0 | 0 | 0 | 85.5575 | 23.6074 | 63.3296 | 312.0168 | 375.3465 | 222.8854 | 578.4144 | 801.2998
2009 | Quick Service Restaurant | 8 | 2500.8869 | 0 | 450.1027 | 4.4797 | 24.1418 | 6.837 | 104.9354 | 180.84 | 0 | 45.047 | 0 | 0 | 0 | 0 | 0 | 0 | 0 | 92.0762 | 23.2209 | 49.5267 | 450.1027 | 499.6294 | 208.6618 | 723.0189 | 931.6807
2012 | Quick Service Restaurant | 0A | 2500.8869 | 0 | 0 | 151.036 | 14.4586 | 6.9015 | 104.9354 | 180.84 | 0 | 52.9528 | 0 | 0 | 0 | 0 | 0 | 0 | 0 | 47.1315 | 26.8137 | 203.9889 | 0 | 203.9889 | 357.0942 | 227.9715 | 585.0657
2012 | Quick Service Restaurant | 0B | 2500.8869 | 0 | 0 | 139.6928 | 14.4586 | 6.9015 | 104.9354 | 180.84 | 0 | 61.3968 | 0 | 0 | 0 | 0 | 0 | 0 | 0 | 46.9572 | 26.5219 | 201.0896 | 0 | 201.0896 | 353.9069 | 227.7972 | 581.704
2012 | Quick Service Restaurant | 1A | 2500.8869 | 0 | 0 | 100.0654 | 14.4586 | 6.9015 | 104.9354 | 180.84 | 0 | 49.0037 | 0 | 0 | 0 | 0 | 0 | 0 | 0 | 51.4406 | 26.2149 | 149.0691 | 0 | 149.0691 | 301.5794 | 232.2806 | 533.86
2012 | Quick Service Restaurant | 1B | 2500.8869 | 0 | 1.6562 | 106.1179 | 14.4586 | 6.8939 | 104.9354 | 180.84 | 0 | 60.0513 | 0 | 0 | 0 | 0 | 0 | 0 | 0 | 51.5543 | 26.1429 | 166.1692 | 1.6562 | 167.8254 | 318.5999 | 234.0505 | 552.6505
2012 | Quick Service Restaurant | 2A | 2500.8869 | 0 | 8.0195 | 80.3729 | 14.4586 | 6.8901 | 104.9354 | 180.84 | 0 | 51.0503 | 0 | 0 | 0 | 0 | 0 | 0 | 0 | 56.2766 | 25.9041 | 131.4232 | 8.0195 | 139.4427 | 283.6076 | 245.1323 | 528.7398
2012 | Quick Service Restaurant | 2B | 2500.8869 | 0 | 4.4228 | 57.6599 | 14.4586 | 6.8977 | 104.9354 | 180.84 | 0 | 60.419 | 0 | 0 | 0 | 0 | 0 | 0 | 0 | 56.6253 | 25.275 | 118.0789 | 4.4228 | 122.5017 | 269.6417 | 241.8881 | 511.5298
2012 | Quick Service Restaurant | 3A | 2500.8869 | 0 | 48.4466 | 42.8489 | 14.4586 | 6.8939 | 104.9354 | 180.84 | 0 | 51.0958 | 0 | 0 | 0 | 0 | 0 | 0 | 0 | 64.6068 | 24.9908 | 93.9446 | 48.4466 | 142.3912 | 245.2232 | 293.8934 | 539.1167
2012 | Quick Service Restaurant | 3B | 2500.8869 | 0 | 20.0525 | 40.3741 | 14.4586 | 6.8939 | 104.9354 | 180.84 | 0 | 57.8835 | 0 | 0 | 0 | 0 | 0 | 0 | 0 | 62.4845 | 24.9187 | 98.2576 | 20.0525 | 118.31 | 249.4641 | 263.3732 | 512.8373
2012 | Quick Service Restaurant | 3C | 2500.8869 | 0 | 7.5495 | 12.7152 | 14.4586 | 6.8939 | 104.9354 | 180.84 | 0 | 47.0102 | 0 | 0 | 0 | 0 | 0 | 0 | 0 | 65.5013 | 25.1803 | 59.7254 | 7.5495 | 67.2749 | 211.1897 | 253.8908 | 465.0805
2012 | Quick Service Restaurant | 4A | 2500.8869 | 0 | 111.0599 | 26.628 | 14.4586 | 6.8863 | 104.9354 | 180.84 | 0 | 47.8061 | 0 | 0 | 0 | 0 | 0 | 0 | 0 | 71.171 | 24.3465 | 74.4341 | 111.0599 | 185.494 | 225.0608 | 363.0671 | 588.1279
2012 | Quick Service Restaurant | 4B | 2500.8869 | 0 | 49.5267 | 24.0092 | 14.4586 | 6.8901 | 104.9354 | 180.84 | 0 | 56.1629 | 0 | 0 | 0 | 0 | 0 | 0 | 0 | 69.276 | 24.4336 | 80.172 | 49.5267 | 129.6988 | 230.8897 | 299.6427 | 530.5325
2012 | Quick Service Restaurant | 4C | 2500.8869 | 0 | 76.5186 | 5.5257 | 14.4586 | 6.8749 | 104.9354 | 180.84 | 0 | 44.9068 | 0 | 0 | 0 | 0 | 0 | 0 | 0 | 73.1834 | 24.0546 | 50.4325 | 76.5186 | 126.9511 | 200.7598 | 330.542 | 531.3018
2012 | Quick Service Restaurant | 5A | 2500.8869 | 0 | 173.912 | 13.8256 | 14.4586 | 6.8863 | 104.9354 | 180.84 | 0 | 45.7823 | 0 | 0 | 0 | 0 | 0 | 0 | 0 | 76.6777 | 23.9826 | 59.6079 | 173.912 | 233.5199 | 209.867 | 431.426 | 641.293
2012 | Quick Service Restaurant | 5B | 2500.8869 | 0 | 104.5754 | 16.0427 | 14.4586 | 6.8863 | 104.9354 | 180.84 | 0 | 54.3513 | 0 | 0 | 0 | 0 | 0 | 0 | 0 | 75.086 | 24.0774 | 70.394 | 104.5754 | 174.9694 | 220.7517 | 360.5013 | 581.253
2012 | Quick Service Restaurant | 5C | 2500.8869 | 0 | 105.6365 | 1.5501 | 14.4586 | 6.8749 | 104.9354 | 180.84 | 0 | 41.5072 | 0 | 0 | 0 | 0 | 0 | 0 | 0 | 76.3556 | 23.7136 | 43.0573 | 105.6365 | 148.6939 | 193.0398 | 362.8283 | 555.8681
2012 | Quick Service Restaurant | 6A | 2500.8869 | 0 | 240.4441 | 15.6296 | 14.4586 | 6.8825 | 104.9354 | 180.84 | 0 | 47.0481 | 0 | 0 | 0 | 0 | 0 | 0 | 0 | 80.7178 | 23.8917 | 62.6778 | 240.4441 | 303.1219 | 212.8421 | 502.0019 | 714.844
2012 | Quick Service Restaurant | 6B | 2500.8869 | 0 | 169.7848 | 9.8083 | 14.4586 | 6.8787 | 104.9354 | 180.84 | 0 | 51.543 | 0 | 0 | 0 | 0 | 0 | 0 | 0 | 79.6983 | 23.7211 | 61.3513 | 169.7848 | 231.1361 | 211.3413 | 430.3193 | 641.6606
2012 | Quick Service Restaurant | 7 | 2500.8869 | 0 | 306.0856 | 10.4791 | 14.4586 | 6.8749 | 104.9354 | 180.84 | 0 | 46.0097 | 0 | 0 | 0 | 0 | 0 | 0 | 0 | 85.5462 | 23.6719 | 56.4888 | 306.0856 | 362.5744 | 206.4296 | 572.4718 | 778.9013
2012 | Quick Service Restaurant | 8 | 2500.8869 | 0 | 441.9809 | 2.7401 | 14.4586 | 6.837 | 104.9354 | 180.84 | 0 | 43.0346 | 0 | 0 | 0 | 0 | 0 | 0 | 0 | 92.0648 | 23.2739 | 45.7747 | 441.9809 | 487.7556 | 195.2796 | 714.8819 | 910.1616
2015 | Quick Service Restaurant | 0A | 2500.8869 | 0 | 0 | 135.5845 | 12.0709 | 5.719 | 100.8688 | 180.84 | 0 | 29.7585 | 0 | 0 | 0 | 0 | 0 | 0 | 0 | 47.1467 | 22.2431 | 165.343 | 0 | 165.343 | 306.2448 | 227.9867 | 534.2314
2015 | Quick Service Restaurant | 0B | 2500.8869 | 0 | 0.01895 | 121.0312 | 12.0633 | 5.7152 | 100.8688 | 180.84 | 0 | 29.6372 | 0 | 0 | 0 | 0 | 0 | 0 | 0 | 46.9609 | 21.974 | 150.6684 | 0.01895 | 150.6874 | 291.2897 | 227.8199 | 519.1096
2015 | Quick Service Restaurant | 1A | 2500.8869 | 0 | 0 | 85.4552 | 12.0633 | 5.7152 | 100.8688 | 180.84 | 0 | 22.6448 | 0 | 0 | 0 | 0 | 0 | 0 | 0 | 51.4444 | 21.6405 | 108.1 | 0 | 108.1 | 248.3916 | 232.2806 | 480.6722
2015 | Quick Service Restaurant | 1B | 2500.8869 | 0 | 3.0509 | 92.0762 | 12.0861 | 5.7076 | 100.8688 | 180.84 | 0 | 28.2122 | 0 | 0 | 0 | 0 | 0 | 0 | 0 | 51.543 | 21.6443 | 120.2884 | 3.0509 | 123.3393 | 260.5914 | 235.4339 | 496.0252
2015 | Quick Service Restaurant | 2A | 2500.8869 | 0 | 8.8457 | 72.2322 | 12.0557 | 5.7076 | 100.8688 | 180.84 | 0 | 24.1721 | 0 | 0 | 0 | 0 | 0 | 0 | 0 | 56.2538 | 21.4169 | 96.4043 | 8.8457 | 105.25 | 236.4496 | 245.9395 | 482.3891
2015 | Quick Service Restaurant | 2B | 2500.8869 | 0 | 7.3183 | 49.2425 | 12.0482 | 5.7114 | 100.8688 | 180.84 | 0 | 25.3546 | 0 | 0 | 0 | 0 | 0 | 0 | 0 | 56.6101 | 20.7574 | 74.5971 | 7.3183 | 81.9154 | 213.9867 | 244.7684 | 458.7551
2015 | Quick Service Restaurant | 3A | 2500.8869 | 0 | 46.6881 | 38.4071 | 12.0671 | 5.7076 | 100.8688 | 180.84 | 0 | 22.4401 | 0 | 0 | 0 | 0 | 0 | 0 | 0 | 64.5727 | 20.53 | 60.8472 | 46.6881 | 107.5353 | 200.0246 | 292.1008 | 492.1254
2015 | Quick Service Restaurant | 3B | 2500.8869 | 0 | 24.6876 | 34.2306 | 12.0671 | 5.7076 | 100.8688 | 180.84 | 0 | 23.8955 | 0 | 0 | 0 | 0 | 0 | 0 | 0 | 62.4693 | 20.3822 | 58.1261 | 24.6876 | 82.8136 | 197.1518 | 267.9969 | 465.1487
2015 | Quick Service Restaurant | 3C | 2500.8869 | 0 | 11.1765 | 14.1326 | 12.0974 | 5.719 | 100.8688 | 180.84 | 0 | 19.1467 | 0 | 0 | 0 | 0 | 0 | 0 | 0 | 65.4217 | 20.8901 | 33.2793 | 11.1765 | 44.4558 | 172.8584 | 257.4344 | 430.2928
2015 | Quick Service Restaurant | 4A | 2500.8869 | 0 | 100.1336 | 24.3313 | 12.0899 | 5.7228 | 100.8688 | 180.84 | 0 | 21.2236 | 0 | 0 | 0 | 0 | 0 | 0 | 0 | 71.1331 | 19.8744 | 45.5549 | 100.1336 | 145.6885 | 184.1107 | 352.1067 | 536.2174
2015 | Quick Service Restaurant | 4B | 2500.8869 | 0 | 58.0578 | 20.6854 | 12.052 | 5.7076 | 100.8688 | 180.84 | 0 | 23.562 | 0 | 0 | 0 | 0 | 0 | 0 | 0 | 69.2798 | 19.8175 | 44.2474 | 58.0578 | 102.3052 | 182.6971 | 308.1776 | 490.8747
2015 | Quick Service Restaurant | 4C | 2500.8869 | 0 | 71.6712 | 6.0563 | 12.0974 | 5.7228 | 100.8688 | 180.84 | 0 | 19.033 | 0 | 0 | 0 | 0 | 0 | 0 | 0 | 73.1038 | 19.7455 | 25.0893 | 71.6712 | 96.7605 | 163.5238 | 325.6151 | 489.1389
2015 | Quick Service Restaurant | 5A | 2500.8869 | 0 | 157.3614 | 13.1472 | 12.0709 | 5.7114 | 100.8688 | 180.84 | 0 | 20.4694 | 0 | 0 | 0 | 0 | 0 | 0 | 0 | 76.6436 | 19.4954 | 33.6166 | 157.3614 | 190.978 | 171.7669 | 414.8413 | 586.6082
2015 | Quick Service Restaurant | 5B | 2500.8869 | 0 | 114.3193 | 14.0492 | 12.0671 | 5.719 | 100.8688 | 180.84 | 0 | 23.5278 | 0 | 0 | 0 | 0 | 0 | 0 | 0 | 75.086 | 19.4461 | 37.5771 | 114.3193 | 151.8964 | 175.6781 | 370.2452 | 545.9234
2015 | Quick Service Restaurant | 5C | 2500.8869 | 0 | 94.5434 | 2.3952 | 12.0974 | 5.719 | 100.8688 | 180.84 | 0 | 17.9339 | 0 | 0 | 0 | 0 | 0 | 0 | 0 | 76.2684 | 19.4196 | 20.3292 | 94.5434 | 114.8726 | 158.4378 | 351.6519 | 510.0896
2015 | Quick Service Restaurant | 6A | 2500.8869 | 0 | 222.5633 | 14.5381 | 12.0747 | 5.7152 | 100.8688 | 180.84 | 0 | 21.6859 | 0 | 0 | 0 | 0 | 0 | 0 | 0 | 80.6913 | 19.3665 | 36.2241 | 222.5633 | 258.7874 | 174.2493 | 484.0907 | 658.3401
2015 | Quick Service Restaurant | 6B | 2500.8869 | 0 | 169.5422 | 8.8267 | 12.0557 | 5.7076 | 100.8688 | 180.84 | 0 | 22.8002 | 0 | 0 | 0 | 0 | 0 | 0 | 0 | 79.6794 | 19.1619 | 31.6269 | 169.5422 | 201.1692 | 169.4248 | 430.0578 | 599.4826
2015 | Quick Service Restaurant | 7 | 2500.8869 | 0 | 281.5383 | 10.2517 | 12.0633 | 5.719 | 100.8688 | 180.84 | 0 | 21.5343 | 0 | 0 | 0 | 0 | 0 | 0 | 0 | 85.5196 | 19.1353 | 31.7861 | 281.5383 | 313.3244 | 169.5726 | 547.8979 | 717.4705
2015 | Quick Service Restaurant | 8 | 2500.8869 | 0 | 393.5116 | 3.176 | 12.1694 | 5.7569 | 100.8688 | 180.84 | 0 | 20.7119 | 0 | 0 | 0 | 0 | 0 | 0 | 0 | 92.0307 | 18.7677 | 23.8879 | 393.5116 | 417.3995 | 161.4545 | 666.3823 | 827.8368
2018 | Quick Service Restaurant | 0A | 2500.8869 | 0 | 0 | 134.9554 | 10.9188 | 3.7141 | 100.8688 | 180.84 | 0 | 29.6599 | 0 | 0 | 0 | 0 | 0 | 0 | 0 | 47.1429 | 22.2469 | 164.6153 | 0 | 164.6153 | 302.3639 | 227.9829 | 530.3468
2018 | Quick Service Restaurant | 0B | 2500.8869 | 0 | 0.01895 | 120.5272 | 10.9112 | 3.7103 | 100.8688 | 180.84 | 0 | 29.55 | 0 | 0 | 0 | 0 | 0 | 0 | 0 | 46.9609 | 21.974 | 150.0772 | 0.01895 | 150.0961 | 287.5415 | 227.8199 | 515.3614
2018 | Quick Service Restaurant | 1A | 2500.8869 | 0 | 0 | 85.0156 | 10.9112 | 3.7103 | 100.8688 | 180.84 | 0 | 22.5614 | 0 | 0 | 0 | 0 | 0 | 0 | 0 | 51.4444 | 21.6443 | 107.577 | 0 | 107.577 | 244.7154 | 232.2806 | 476.996
2018 | Quick Service Restaurant | 1B | 2500.8869 | 0 | 3.066 | 91.6441 | 10.9339 | 3.7065 | 100.8688 | 180.84 | 0 | 28.1137 | 0 | 0 | 0 | 0 | 0 | 0 | 0 | 51.543 | 21.648 | 119.7578 | 3.066 | 122.8238 | 256.9151 | 235.449 | 492.3642
2018 | Quick Service Restaurant | 2A | 2500.8869 | 0 | 8.8571 | 71.8759 | 10.9036 | 3.7065 | 100.8688 | 180.84 | 0 | 24.085 | 0 | 0 | 0 | 0 | 0 | 0 | 0 | 56.2538 | 21.4206 | 95.9609 | 8.8571 | 104.8179 | 232.8605 | 245.9509 | 478.8114
2018 | Quick Service Restaurant | 2B | 2500.8869 | 0 | 7.3373 | 49.0189 | 10.8998 | 3.7065 | 100.8688 | 180.84 | 0 | 25.2826 | 0 | 0 | 0 | 0 | 0 | 0 | 0 | 56.6101 | 20.7574 | 74.3015 | 7.3373 | 81.6387 | 210.5378 | 244.7874 | 455.3252
2018 | Quick Service Restaurant | 3A | 2500.8869 | 0 | 46.6312 | 38.2062 | 10.915 | 3.7065 | 100.8688 | 180.84 | 0 | 22.3681 | 0 | 0 | 0 | 0 | 0 | 0 | 0 | 64.5727 | 20.5338 | 60.5744 | 46.6312 | 107.2056 | 196.5985 | 292.0439 | 488.6424
2018 | Quick Service Restaurant | 3B | 2500.8869 | 0 | 24.6156 | 34.0979 | 10.915 | 3.7065 | 100.8688 | 180.84 | 0 | 24.0584 | 0 | 0 | 0 | 0 | 0 | 0 | 0 | 62.4693 | 20.3822 | 58.1564 | 24.6156 | 82.7719 | 194.0365 | 267.9249 | 461.9614
2018 | Quick Service Restaurant | 3C | 2500.8869 | 0 | 11.2333 | 14.0455 | 10.9453 | 3.7141 | 100.8688 | 180.84 | 0 | 19.0785 | 0 | 0 | 0 | 0 | 0 | 0 | 0 | 65.4217 | 20.8938 | 33.1239 | 11.2333 | 44.3573 | 169.546 | 257.4912 | 427.0372
2018 | Quick Service Restaurant | 4A | 2500.8869 | 0 | 100.5543 | 24.0319 | 10.9453 | 3.7179 | 100.8688 | 180.84 | 0 | 21.0833 | 0 | 0 | 0 | 0 | 0 | 0 | 0 | 71.1331 | 19.8744 | 45.1153 | 100.5543 | 145.6695 | 180.5216 | 352.5235 | 533.0452
2018 | Quick Service Restaurant | 4B | 2500.8869 | 0 | 58.6718 | 20.4277 | 10.9036 | 3.7065 | 100.8688 | 180.84 | 0 | 23.4066 | 0 | 0 | 0 | 0 | 0 | 0 | 0 | 69.2798 | 19.8175 | 43.8343 | 58.6718 | 102.5061 | 179.1307 | 308.7916 | 487.9224
2018 | Quick Service Restaurant | 4C | 2500.8869 | 0 | 72.2511 | 5.9464 | 10.9567 | 3.7179 | 100.8688 | 180.84 | 0 | 18.8625 | 0 | 0 | 0 | 0 | 0 | 0 | 0 | 73.1038 | 19.7455 | 24.8088 | 72.2511 | 97.0599 | 160.0977 | 326.1912 | 486.2889
2018 | Quick Service Restaurant | 5A | 2500.8869 | 0 | 157.2743 | 13.0146 | 10.9226 | 3.7103 | 100.8688 | 180.84 | 0 | 20.3633 | 0 | 0 | 0 | 0 | 0 | 0 | 0 | 76.6436 | 19.4954 | 33.3779 | 157.2743 | 190.6521 | 168.3787 | 414.7579 | 583.1366
2018 | Quick Service Restaurant | 5B | 2500.8869 | 0 | 114.4519 | 13.9166 | 10.9188 | 3.7141 | 100.8688 | 180.84 | 0 | 23.4066 | 0 | 0 | 0 | 0 | 0 | 0 | 0 | 75.086 | 19.4461 | 37.3232 | 114.4519 | 151.7751 | 172.271 | 370.3779 | 542.6489
2018 | Quick Service Restaurant | 5C | 2500.8869 | 0 | 94.8845 | 2.3573 | 10.9491 | 3.7141 | 100.8688 | 180.84 | 0 | 17.8126 | 0 | 0 | 0 | 0 | 0 | 0 | 0 | 76.2684 | 19.4234 | 20.17 | 94.8845 | 115.0545 | 155.1292 | 351.993 | 507.1221
2018 | Quick Service Restaurant | 6A | 2500.8869 | 0 | 221.7863 | 14.451 | 10.9226 | 3.7141 | 100.8688 | 180.84 | 0 | 21.6101 | 0 | 0 | 0 | 0 | 0 | 0 | 0 | 80.6913 | 19.3665 | 36.0611 | 221.7863 | 257.8475 | 170.9331 | 483.3138 | 654.247
2018 | Quick Service Restaurant | 6B | 2500.8869 | 0 | 168.9396 | 8.7775 | 10.9074 | 3.7065 | 100.8688 | 180.84 | 0 | 22.7168 | 0 | 0 | 0 | 0 | 0 | 0 | 0 | 79.6794 | 19.1619 | 31.4943 | 168.9396 | 200.4339 | 166.1389 | 429.459 | 595.5979
2018 | Quick Service Restaurant | 7 | 2500.8869 | 0 | 280.4923 | 10.1873 | 10.9112 | 3.7141 | 100.8688 | 180.84 | 0 | 21.4548 | 0 | 0 | 0 | 0 | 0 | 0 | 0 | 85.5196 | 19.1353 | 31.6421 | 280.4923 | 312.1343 | 166.2715 | 546.8519 | 713.1234
2018 | Quick Service Restaurant | 8 | 2500.8869 | 0 | 392.132 | 3.1494 | 11.0135 | 3.7444 | 100.8688 | 180.84 | 0 | 20.6399 | 0 | 0 | 0 | 0 | 0 | 0 | 0 | 92.0307 | 18.7677 | 23.7894 | 392.132 | 415.9214 | 158.1876 | 665.0028 | 823.1904
2006 | Secondary School | 0A | 210886.5329 | 0 | 2.0889 | 52.8731 | 15.6741 | 0.9757 | 11.7615 | 2.447 | 0.35735 | 11.8422 | 1.9478 | 0.00033579 | 1.9475 | 0 | 0 | 3.6103 | 0.69821 | 1.4704 | 0.74185 | 70.2731 | 2.0889 | 72.3621 | 100.4822 | 6.0064 | 106.4886
2006 | Secondary School | 0B | 210886.5329 | 0 | 1.1925 | 43.365 | 15.6741 | 0.97588 | 11.7615 | 2.447 | 0.35735 | 11.0898 | 1.5788 | 0.00033579 | 1.5785 | 0 | 0 | 3.383 | 0.69826 | 1.5104 | 0.7339 | 59.4162 | 1.1925 | 60.6087 | 89.6175 | 5.15 | 94.7675
2006 | Secondary School | 1A | 210886.5329 | 0 | 0.29407 | 31.5772 | 15.6741 | 0.97601 | 11.7615 | 2.447 | 0.35735 | 9.8999 | 1.0995 | 0.00033579 | 1.0991 | 0 | 0 | 3.0605 | 0.6983 | 1.6047 | 0.72711 | 45.6368 | 0.29407 | 45.9308 | 75.8315 | 4.3458 | 80.1773
2006 | Secondary School | 1B | 210886.5329 | 0 | 3.2056 | 36.5055 | 15.6741 | 0.9748 | 11.7615 | 2.447 | 0.35735 | 11.4771 | 1.3784 | 0.00033579 | 1.3781 | 0 | 0 | 3.4365 | 0.69826 | 1.6645 | 0.73003 | 52.7972 | 3.2056 | 56.0028 | 82.9936 | 7.3171 | 90.3107
2006 | Secondary School | 2A | 210886.5329 | 0 | 1.591 | 28.1981 | 15.6741 | 0.97444 | 11.7615 | 2.447 | 0.35735 | 9.8216 | 1.1222 | 0.00033579 | 1.1219 | 0 | 0 | 2.832 | 0.6983 | 1.7847 | 0.72769 | 41.9736 | 1.591 | 43.5646 | 72.1673 | 5.8227 | 77.9901
2006 | Secondary School | 2B | 210886.5329 | 0 | 2.5445 | 20.6613 | 15.6741 | 0.97516 | 11.7615 | 2.447 | 0.35735 | 10.5137 | 0.79641 | 0.00033579 | 0.79608 | 0 | 0 | 2.1929 | 0.69835 | 1.8109 | 0.71241 | 34.1639 | 2.5445 | 36.7084 | 64.3432 | 6.8024 | 71.1456
2006 | Secondary School | 3A | 210886.5329 | 0 | 6.5387 | 16.8212 | 15.6741 | 0.97498 | 11.7615 | 2.447 | 0.35735 | 9.9672 | 0.75722 | 0.00033579 | 0.75689 | 0 | 0 | 2.8533 | 0.6983 | 2.0588 | 0.71718 | 30.3986 | 6.5387 | 36.9373 | 60.5824 | 11.0445 | 71.627
2006 | Secondary School | 3B | 210886.5329 | 0 | 3.815 | 14.8744 | 15.6741 | 0.97493 | 11.7615 | 2.447 | 0.35735 | 10.4404 | 0.59848 | 0.00033579 | 0.59814 | 0 | 0 | 1.9828 | 0.69835 | 1.9915 | 0.71116 | 27.8958 | 3.815 | 31.7107 | 58.0735 | 8.2535 | 66.327
2006 | Secondary School | 3C | 210886.5329 | 0 | 2.9756 | 10.5496 | 15.6741 | 0.9748 | 11.7615 | 2.447 | 0.35735 | 8.9843 | 0.48374 | 0.00033579 | 0.4834 | 0 | 0 | 0 | 0.6983 | 2.0413 | 0.71938 | 20.0173 | 2.9756 | 22.993 | 50.2031 | 7.464 | 57.6671
2006 | Secondary School | 4A | 210886.5329 | 0 | 11.4942 | 11.2777 | 15.6741 | 0.9735 | 11.7615 | 2.447 | 0.35735 | 10.0904 | 0.55286 | 0.00033579 | 0.55253 | 0 | 0 | 3.0951 | 0.69835 | 2.259 | 0.71358 | 25.0158 | 11.4942 | 36.51 | 55.1944 | 16.2002 | 71.3946
2006 | Secondary School | 4B | 210886.5329 | 0 | 6.1642 | 10.0922 | 15.6741 | 0.97422 | 11.7615 | 2.447 | 0.35735 | 10.6789 | 0.43942 | 0.00033579 | 0.43909 | 0 | 0 | 2.2372 | 0.69835 | 2.1994 | 0.70859 | 23.4474 | 6.1642 | 29.6116 | 53.6219 | 10.8107 | 64.4325
2006 | Secondary School | 4C | 210886.5329 | 0 | 6.7372 | 4.1545 | 15.6741 | 0.97237 | 11.7615 | 2.447 | 0.35735 | 8.9308 | 0.26598 | 0.00033579 | 0.26565 | 0 | 0 | 1.9425 | 0.69835 | 2.2882 | 0.71111 | 15.2935 | 6.7372 | 22.0307 | 45.4686 | 11.4724 | 56.941
2006 | Secondary School | 5A | 210886.5329 | 0 | 13.2902 | 6.5475 | 15.6741 | 0.97377 | 11.7615 | 2.447 | 0.35735 | 9.8733 | 0.38967 | 0.00033579 | 0.38933 | 0 | 0 | 2.3149 | 0.69835 | 2.4223 | 0.7108 | 19.125 | 13.2902 | 32.4152 | 49.3013 | 18.1595 | 67.4608
2006 | Secondary School | 5B | 210886.5329 | 0 | 9.1445 | 7.1945 | 15.6741 | 0.97381 | 11.7615 | 2.447 | 0.35735 | 10.7081 | 0.3387 | 0.00033579 | 0.33837 | 0 | 0 | 2.0935 | 0.69835 | 2.3704 | 0.70765 | 20.3345 | 9.1445 | 29.479 | 50.5076 | 13.9619 | 64.4696
2006 | Secondary School | 5C | 210886.5329 | 0 | 7.147 | 2.4365 | 15.6741 | 0.97228 | 11.7615 | 2.447 | 0.35735 | 8.6177 | 0.18598 | 0.00033579 | 0.18564 | 0 | 0 | 1.9902 | 0.69835 | 2.3756 | 0.70976 | 13.23 | 7.147 | 20.377 | 43.4037 | 11.9696 | 55.3734
2006 | Secondary School | 6A | 210886.5329 | 0 | 23.5059 | 7.1401 | 15.6741 | 0.97332 | 11.7615 | 2.447 | 0.35735 | 10.595 | 0.46252 | 0.00033579 | 0.46219 | 0 | 0 | 2.2281 | 0.69839 | 2.5559 | 0.71003 | 20.4255 | 23.5059 | 43.9313 | 50.6006 | 28.5089 | 79.1094
2006 | Secondary School | 6B | 210886.5329 | 0 | 17.9725 | 4.6856 | 15.6741 | 0.97264 | 11.7615 | 2.447 | 0.35735 | 10.5837 | 0.28926 | 0.00033579 | 0.28893 | 0 | 0 | 2.1996 | 0.69839 | 2.5174 | 0.70572 | 17.7579 | 17.9725 | 35.7303 | 47.9279 | 22.9369 | 70.8648
2006 | Secondary School | 7 | 210886.5329 | 0 | 37.023 | 5.5936 | 15.6741 | 0.97201 | 11.7615 | 2.447 | 0.35735 | 10.4518 | 0.40005 | 0.00033579 | 0.39971 | 0 | 0 | 3.2554 | 0.69839 | 2.7 | 0.70913 | 19.7005 | 37.023 | 56.7234 | 49.8734 | 42.17 | 92.0434
2006 | Secondary School | 8 | 210886.5329 | 0 | 64.7309 | 2.56 | 15.6741 | 0.96666 | 11.7615 | 2.447 | 0.35735 | 11.2954 | 0.34971 | 0.00033579 | 0.34938 | 0 | 0 | 3.5279 | 0.69839 | 2.8766 | 0.70684 | 17.7327 | 64.7309 | 82.4636 | 47.8979 | 70.0545 | 117.9524
2009 | Secondary School | 0A | 210886.5329 | 0 | 2.0191 | 45.9531 | 15.6741 | 0.63614 | 11.7615 | 2.447 | 0.35735 | 10.0929 | 1.8167 | 0.00033579 | 1.8163 | 0 | 0 | 1.7592 | 0.69821 | 1.4618 | 0.74217 | 59.6216 | 2.0191 | 61.6407 | 89.4914 | 5.9279 | 95.4193
2009 | Secondary School | 0B | 210886.5329 | 0 | 0.70653 | 37.3362 | 15.6741 | 0.63623 | 11.7615 | 2.447 | 0.35735 | 8.5626 | 1.4389 | 0.00033579 | 1.4386 | 0 | 0 | 1.9047 | 0.69826 | 1.5011 | 0.73426 | 49.2422 | 0.70653 | 49.9487 | 79.1043 | 4.6547 | 83.7589
2009 | Secondary School | 1A | 210886.5329 | 0 | 0.2098 | 26.3456 | 15.6741 | 0.63632 | 11.7615 | 2.447 | 0.35735 | 7.416 | 1.0119 | 0.00033579 | 1.0115 | 0 | 0 | 1.9558 | 0.6983 | 1.601 | 0.72743 | 36.729 | 0.2098 | 36.9388 | 66.5843 | 4.2579 | 70.8422
2009 | Secondary School | 1B | 210886.5329 | 0 | 1.7856 | 31.9635 | 15.6741 | 0.63551 | 11.7615 | 2.447 | 0.35735 | 9.4434 | 1.1877 | 0.00033579 | 1.1874 | 0 | 0 | 1.5941 | 0.69826 | 1.6542 | 0.7303 | 44.1883 | 1.7856 | 45.974 | 74.0457 | 5.8869 | 79.9326
2009 | Secondary School | 2A | 210886.5329 | 0 | 0.54657 | 23.3696 | 15.6741 | 0.63529 | 11.7615 | 2.447 | 0.35735 | 7.7032 | 1.0168 | 0.00033579 | 1.0165 | 0 | 0 | 1.9948 | 0.6983 | 1.7835 | 0.72778 | 34.0841 | 0.54657 | 34.6307 | 63.9388 | 4.7771 | 68.716
2009 | Secondary School | 2B | 210886.5329 | 0 | 0.87498 | 16.8862 | 15.6741 | 0.63578 | 11.7615 | 2.447 | 0.35735 | 7.7737 | 0.64005 | 0.00033579 | 0.63972 | 0 | 0 | 0.98806 | 0.69835 | 1.8029 | 0.71277 | 26.2877 | 0.87498 | 27.1627 | 56.128 | 5.1249 | 61.2529
2009 | Secondary School | 3A | 210886.5329 | 0 | 2.197 | 13.1744 | 15.6741 | 0.63565 | 11.7615 | 2.447 | 0.35735 | 7.6059 | 0.62882 | 0.00033579 | 0.62848 | 0 | 0 | 1.3356 | 0.6983 | 2.0566 | 0.71758 | 22.7444 | 2.197 | 24.9414 | 52.5892 | 6.7006 | 59.2899
2009 | Secondary School | 3B | 210886.5329 | 0 | 1.5599 | 11.8728 | 15.6741 | 0.6356 | 11.7615 | 2.447 | 0.35735 | 7.3841 | 0.46499 | 0.00033579 | 0.46466 | 0 | 0 | 1.0267 | 0.69835 | 1.9839 | 0.71156 | 20.7482 | 1.5599 | 22.3081 | 50.5871 | 5.9908 | 56.5779
2009 | Secondary School | 3C | 210886.5329 | 0 | 1.1735 | 8.6977 | 15.6741 | 0.63551 | 11.7615 | 2.447 | 0.35735 | 6.9402 | 0.38333 | 0.00033579 | 0.383 | 0 | 0 | 0 | 0.6983 | 2.0395 | 0.71965 | 16.0209 | 1.1735 | 17.1943 | 45.8677 | 5.66 | 51.5276
2009 | Secondary School | 4A | 210886.5329 | 0 | 4.6663 | 8.9802 | 15.6741 | 0.63466 | 11.7615 | 2.447 | 0.35735 | 7.5344 | 0.44378 | 0.00033579 | 0.44345 | 0 | 0 | 1.4537 | 0.69835 | 2.2558 | 0.71363 | 18.4118 | 4.6663 | 23.078 | 48.2517 | 9.3691 | 57.6208
2009 | Secondary School | 4B | 210886.5329 | 0 | 2.4077 | 8.0929 | 15.6741 | 0.63515 | 11.7615 | 2.447 | 0.35735 | 7.4612 | 0.34441 | 0.00033579 | 0.34407 | 0 | 0 | 0.93857 | 0.69835 | 2.1898 | 0.70909 | 16.8367 | 2.4077 | 19.2444 | 46.6726 | 7.0445 | 53.7171
2009 | Secondary School | 4C | 210886.5329 | 0 | 3.2385 | 3.4516 | 15.6741 | 0.63394 | 11.7615 | 2.447 | 0.35735 | 7.122 | 0.19128 | 0.00033579 | 0.19095 | 0 | 0 | 1.4504 | 0.69835 | 2.2861 | 0.71111 | 12.2149 | 3.2385 | 15.4534 | 42.0516 | 7.9717 | 50.0233
2009 | Secondary School | 5A | 210886.5329 | 0 | 8.5479 | 5.6424 | 15.6741 | 0.63488 | 11.7615 | 2.447 | 0.35735 | 7.9138 | 0.3294 | 0.00033579 | 0.32906 | 0 | 0 | 1.2847 | 0.69835 | 2.4198 | 0.71053 | 15.17 | 8.5479 | 23.7179 | 45.007 | 13.4148 | 58.4218
2009 | Secondary School | 5B | 210886.5329 | 0 | 6.0262 | 5.9954 | 15.6741 | 0.63488 | 11.7615 | 2.447 | 0.35735 | 7.5413 | 0.26553 | 0.00033579 | 0.2652 | 0 | 0 | 1.1304 | 0.69835 | 2.3617 | 0.70774 | 14.9323 | 6.0262 | 20.9585 | 44.7666 | 10.8351 | 55.6017
2009 | Secondary School | 5C | 210886.5329 | 0 | 3.2573 | 2.0174 | 15.6741 | 0.6339 | 11.7615 | 2.447 | 0.35735 | 6.8052 | 0.14445 | 0.00033579 | 0.14412 | 0 | 0 | 1.2561 | 0.69835 | 2.3732 | 0.70981 | 10.2229 | 3.2573 | 13.4801 | 40.0582 | 8.0775 | 48.1357
2009 | Secondary School | 6A | 210886.5329 | 0 | 16.326 | 6.1323 | 15.6741 | 0.63457 | 11.7615 | 2.447 | 0.35735 | 8.6106 | 0.38688 | 0.00033579 | 0.38655 | 0 | 0 | 1.3531 | 0.69839 | 2.5533 | 0.71012 | 16.4825 | 16.326 | 32.8085 | 46.3189 | 21.3263 | 67.6452
2009 | Secondary School | 6B | 210886.5329 | 0 | 13.5905 | 3.9592 | 15.6741 | 0.63412 | 11.7615 | 2.447 | 0.35735 | 7.5587 | 0.23991 | 0.00033579 | 0.23958 | 0 | 0 | 1.0453 | 0.69835 | 2.511 | 0.70581 | 12.8027 | 13.5905 | 26.3932 | 42.6344 | 18.5486 | 61.183
2009 | Secondary School | 7 | 210886.5329 | 0 | 31.1714 | 5.1529 | 15.6741 | 0.63372 | 11.7615 | 2.447 | 0.35735 | 8.5091 | 0.35884 | 0.00033579 | 0.3585 | 0 | 0 | 2.2751 | 0.69835 | 2.6975 | 0.70904 | 16.2956 | 31.1714 | 47.467 | 46.1301 | 36.3159 | 82.446
2009 | Secondary School | 8 | 210886.5329 | 0 | 55.17 | 2.3761 | 15.6741 | 0.63026 | 11.7615 | 2.447 | 0.35735 | 9.2057 | 0.31929 | 0.00033579 | 0.31895 | 0 | 0 | 2.5206 | 0.69839 | 2.8738 | 0.70693 | 14.4214 | 55.17 | 69.5914 | 44.2504 | 60.4909 | 104.7413
2012 | Secondary School | 0A | 210886.5329 | 0 | 1.2357 | 36.413 | 10.6558 | 0.63614 | 11.7615 | 2.447 | 0.20131 | 8.9723 | 1.4784 | 0.00033579 | 1.478 | 0 | 0 | 2.4328 | 0.69817 | 1.4699 | 0.74266 | 49.2961 | 1.2357 | 50.5318 | 73.992 | 5.1526 | 79.1445
2012 | Secondary School | 0B | 210886.5329 | 0 | 0.070428 | 28.3237 | 10.6921 | 0.63623 | 11.7615 | 2.447 | 0.20135 | 7.242 | 1.1108 | 0.00033579 | 1.1104 | 0 | 0 | 1.9242 | 0.69817 | 1.5086 | 0.73547 | 38.6004 | 0.070428 | 38.6709 | 63.3256 | 4.0261 | 67.3517
2012 | Secondary School | 1A | 210886.5329 | 0 | 0.02027 | 21.3603 | 10.7387 | 0.63632 | 11.7615 | 2.447 | 0.20135 | 6.2626 | 0.81107 | 0.00033579 | 0.81073 | 0 | 0 | 1.87 | 0.69821 | 1.6031 | 0.72931 | 30.3036 | 0.02027 | 30.3238 | 55.0693 | 4.0704 | 59.1397
2012 | Secondary School | 1B | 210886.5329 | 0 | 0.4596 | 25.2301 | 10.7414 | 0.63551 | 11.7615 | 2.447 | 0.20135 | 8.46 | 0.96491 | 0.00033579 | 0.96458 | 0 | 0 | 1.6718 | 0.69821 | 1.663 | 0.73161 | 36.3266 | 0.4596 | 36.7862 | 61.0965 | 4.5696 | 65.6662
2012 | Secondary School | 2A | 210886.5329 | 0 | 0.14993 | 18.4052 | 10.7826 | 0.63529 | 11.7615 | 2.447 | 0.2014 | 6.2815 | 0.8072 | 0.00033579 | 0.80687 | 0 | 0 | 1.3341 | 0.69826 | 1.7829 | 0.7308 | 26.8277 | 0.14993 | 26.9776 | 51.6378 | 4.3799 | 56.0177
2012 | Secondary School | 2B | 210886.5329 | 0 | 0.29421 | 14.3073 | 10.8334 | 0.63578 | 11.7615 | 2.447 | 0.20144 | 7.1286 | 0.56432 | 0.00033579 | 0.56399 | 0 | 0 | 1.2069 | 0.69835 | 1.809 | 0.71462 | 23.2068 | 0.29421 | 23.5011 | 48.0522 | 4.5503 | 52.6024
2012 | Secondary School | 3A | 210886.5329 | 0 | 1.2474 | 11.1203 | 10.8415 | 0.63565 | 11.7615 | 2.447 | 0.20144 | 6.3208 | 0.52073 | 0.00033579 | 0.52039 | 0 | 0 | 1.3091 | 0.6983 | 2.0557 | 0.7196 | 19.2706 | 1.2474 | 20.518 | 44.1289 | 5.7501 | 49.879
2012 | Secondary School | 3B | 210886.5329 | 0 | 0.58315 | 10.2977 | 10.8048 | 0.6356 | 11.7615 | 2.447 | 0.2014 | 6.9906 | 0.41385 | 0.00033579 | 0.41351 | 0 | 0 | 1.2095 | 0.6983 | 1.989 | 0.71349 | 18.9112 | 0.58315 | 19.4944 | 43.7267 | 5.0192 | 48.7459
2012 | Secondary School | 3C | 210886.5329 | 0 | 0.45929 | 7.3281 | 10.8172 | 0.63551 | 11.7615 | 2.447 | 0.20144 | 5.8685 | 0.31425 | 0.00033579 | 0.31392 | 0 | 0 | 0.72527 | 0.6983 | 2.0391 | 0.72176 | 14.2358 | 0.45929 | 14.695 | 39.0718 | 4.9455 | 44.0173
2012 | Secondary School | 4A | 210886.5329 | 0 | 2.1269 | 7.9188 | 10.8952 | 0.63466 | 11.7615 | 2.447 | 0.20149 | 6.3402 | 0.40603 | 0.00033579 | 0.40569 | 0 | 0 | 1.3099 | 0.6983 | 2.2543 | 0.71569 | 15.9746 | 2.1269 | 18.1016 | 40.8817 | 6.8283 | 47.71
2012 | Secondary School | 4B | 210886.5329 | 0 | 0.71183 | 7.33 | 10.8468 | 0.63515 | 11.7615 | 2.447 | 0.20144 | 6.817 | 0.31173 | 0.00033579 | 0.3114 | 0 | 0 | 1.1419 | 0.6983 | 2.1934 | 0.71134 | 15.6003 | 0.71183 | 16.3121 | 40.4552 | 5.3522 | 45.8075
2012 | Secondary School | 4C | 210886.5329 | 0 | 1.9859 | 3.1815 | 10.9948 | 0.63394 | 11.7615 | 2.447 | 0.20153 | 6.1115 | 0.17897 | 0.00033579 | 0.17863 | 0 | 0 | 1.0668 | 0.6983 | 2.2851 | 0.71322 | 10.5385 | 1.9859 | 12.5244 | 35.5421 | 6.718 | 42.2601
2012 | Secondary School | 5A | 210886.5329 | 0 | 4.4944 | 5.0953 | 10.9116 | 0.63488 | 11.7615 | 2.447 | 0.20149 | 6.5744 | 0.28436 | 0.00033579 | 0.28403 | 0 | 0 | 1.2322 | 0.6983 | 2.4184 | 0.71241 | 13.1859 | 4.4944 | 17.6803 | 38.1064 | 9.3598 | 47.4662
2012 | Secondary School | 5B | 210886.5329 | 0 | 2.6923 | 5.4959 | 10.8935 | 0.63488 | 11.7615 | 2.447 | 0.20149 | 6.9183 | 0.24207 | 0.00033579 | 0.24173 | 0 | 0 | 1.3267 | 0.6983 | 2.3653 | 0.70985 | 13.9826 | 2.6923 | 16.6749 | 38.8825 | 7.5046 | 46.3871
2012 | Secondary School | 5C | 210886.5329 | 0 | 2.2062 | 1.8771 | 10.9684 | 0.6339 | 11.7615 | 2.447 | 0.20153 | 5.969 | 0.10823 | 0.00033579 | 0.10789 | 0 | 0 | 1.212 | 0.6983 | 2.3723 | 0.71192 | 9.166 | 2.2062 | 11.3722 | 34.1418 | 7.0255 | 41.1673
2012 | Secondary School | 6A | 210886.5329 | 0 | 9.379 | 5.5013 | 11.503 | 0.63457 | 11.7615 | 2.447 | 0.20185 | 7.1563 | 0.31861 | 0.00033579 | 0.31828 | 0 | 0 | 1.3822 | 0.6983 | 2.5515 | 0.71246 | 14.3581 | 9.379 | 23.7371 | 39.87 | 14.3776 | 54.2476
2012 | Secondary School | 6B | 210886.5329 | 0 | 5.4808 | 3.7026 | 11.503 | 0.63412 | 11.7615 | 2.447 | 0.20185 | 7.3294 | 0.18643 | 0.00033579 | 0.18609 | 0 | 0 | 1.4063 | 0.6983 | 2.5125 | 0.70796 | 12.6243 | 5.4808 | 18.1052 | 38.1314 | 10.4404 | 48.5718
2012 | Secondary School | 7 | 210886.5329 | 0 | 11.628 | 4.3307 | 11.503 | 0.63372 | 11.7615 | 2.447 | 0.20185 | 7.15 | 0.26059 | 0.00033579 | 0.26025 | 0 | 0 | 1.4268 | 0.6983 | 2.6952 | 0.71066 | 13.1677 | 11.628 | 24.7957 | 38.677 | 16.7702 | 55.4472
2012 | Secondary School | 8 | 210886.5329 | 0 | 24.0039 | 1.9047 | 11.503 | 0.63026 | 11.7615 | 2.447 | 0.20185 | 7.5856 | 0.17731 | 0.00033579 | 0.17697 | 0 | 0 | 1.5055 | 0.69835 | 2.8719 | 0.70747 | 11.1728 | 24.0039 | 35.1768 | 36.6754 | 29.3229 | 65.9983
2015 | Secondary School | 0A | 210886.5329 | 0 | 0.80886 | 29.6705 | 8.4112 | 0.52589 | 11.6602 | 2.447 | 0.19861 | 6.5567 | 0.63466 | 0.00033579 | 0.63432 | 0 | 0 | 1.8573 | 0.69821 | 1.4516 | 0.61399 | 38.7189 | 0.80886 | 39.5277 | 60.8274 | 4.7075 | 65.5349
2015 | Secondary School | 0B | 210886.5329 | 0 | 0.02827 | 23.9962 | 8.4491 | 0.5258 | 11.6602 | 2.447 | 0.19861 | 5.4638 | 0.55798 | 0.00033579 | 0.55765 | 0 | 0 | 1.3632 | 0.69821 | 1.4914 | 0.61008 | 31.3809 | 0.02827 | 31.4092 | 53.5233 | 3.9667 | 57.49
2015 | Secondary School | 1A | 210886.5329 | 0 | 0.014832 | 18.132 | 8.5023 | 0.52589 | 11.6602 | 2.447 | 0.19865 | 4.874 | 0.38486 | 0.00033579 | 0.38452 | 0 | 0 | 1.4641 | 0.69821 | 1.5857 | 0.60769 | 24.8546 | 0.014832 | 24.8694 | 47.0478 | 4.0476 | 51.0954
2015 | Secondary School | 1B | 210886.5329 | 0 | 0.21209 | 20.7236 | 8.4987 | 0.52509 | 11.6602 | 2.447 | 0.19865 | 5.7212 | 0.48311 | 0.00033579 | 0.48277 | 0 | 0 | 1.2224 | 0.69826 | 1.6454 | 0.60522 | 28.1499 | 0.21209 | 28.362 | 50.3364 | 4.3045 | 54.6409
2015 | Secondary School | 2A | 210886.5329 | 0 | 0.062023 | 15.3744 | 8.5211 | 0.52486 | 11.6602 | 2.447 | 0.19865 | 4.6253 | 0.36243 | 0.00033579 | 0.3621 | 0 | 0 | 1.0435 | 0.69826 | 1.7655 | 0.6059 | 21.4053 | 0.062023 | 21.4674 | 43.6148 | 4.2745 | 47.8893
2015 | Secondary School | 2B | 210886.5329 | 0 | 0.088361 | 11.9549 | 8.5613 | 0.52531 | 11.6602 | 2.447 | 0.1987 | 4.8215 | 0.22931 | 0.00033579 | 0.22897 | 0 | 0 | 0.80212 | 0.6983 | 1.7916 | 0.59529 | 17.8075 | 0.088361 | 17.8959 | 40.047 | 4.3269 | 44.374
2015 | Secondary School | 3A | 210886.5329 | 0 | 0.68873 | 9.325 | 8.5772 | 0.52522 | 11.6602 | 2.447 | 0.1987 | 4.2164 | 0.22544 | 0.00033579 | 0.22511 | 0 | 0 | 0.92464 | 0.6983 | 2.0386 | 0.59857 | 14.6911 | 0.68873 | 15.3799 | 36.9497 | 5.1744 | 42.1241
2015 | Secondary School | 3B | 210886.5329 | 0 | 1.2126 | 8.8733 | 8.5454 | 0.52518 | 11.6602 | 2.447 | 0.19865 | 4.6211 | 0.18602 | 0.00033579 | 0.18569 | 0 | 0 | 0 | 0.6983 | 1.9715 | 0.59452 | 13.6801 | 1.2126 | 14.8927 | 35.9027 | 5.6312 | 41.5339
2015 | Secondary School | 3C | 210886.5329 | 0 | 0.41947 | 6.5554 | 8.5467 | 0.52603 | 11.6602 | 2.447 | 0.1987 | 3.9233 | 0.28639 | 0.00033579 | 0.28605 | 0 | 0 | 0 | 0.6983 | 2.0218 | 0.59929 | 10.7648 | 0.41947 | 11.1843 | 32.9943 | 4.8883 | 37.8826
2015 | Secondary School | 4A | 210886.5329 | 0 | 1.7698 | 6.7651 | 8.5805 | 0.52616 | 11.6602 | 2.447 | 0.1987 | 4.1585 | 0.1769 | 0.00033579 | 0.17657 | 0 | 0 | 1.0676 | 0.6983 | 2.2375 | 0.59713 | 12.1678 | 1.7698 | 13.9376 | 34.4292 | 6.4543 | 40.8835
2015 | Secondary School | 4B | 210886.5329 | 0 | 2.7036 | 6.4755 | 8.5281 | 0.525 | 11.6602 | 2.447 | 0.19865 | 4.8275 | 0.26549 | 0.00033579 | 0.26515 | 0 | 0 | 0 | 0.6983 | 2.1782 | 0.59313 | 11.5682 | 2.7036 | 14.2718 | 33.7719 | 7.3289 | 41.1009
2015 | Secondary School | 4C | 210886.5329 | 0 | 4.4267 | 3.0322 | 8.673 | 0.52607 | 11.6602 | 2.447 | 0.19874 | 3.807 | 0.15753 | 0.00033579 | 0.15719 | 0 | 0 | 0 | 0.6983 | 2.2689 | 0.59592 | 6.9964 | 4.4267 | 11.4231 | 29.3491 | 9.1426 | 38.4917
2015 | Secondary School | 5A | 210886.5329 | 0 | 3.9068 | 4.5187 | 8.5878 | 0.52536 | 11.6602 | 2.447 | 0.1987 | 4.1455 | 0.13829 | 0.00033579 | 0.13796 | 0 | 0 | 0.9855 | 0.6983 | 2.4016 | 0.59637 | 9.7877 | 3.9068 | 13.6945 | 32.0548 | 8.7555 | 40.8103
2015 | Secondary School | 5B | 210886.5329 | 0 | 6.1554 | 4.8293 | 8.5721 | 0.52589 | 11.6602 | 2.447 | 0.1987 | 4.7068 | 0.2214 | 0.00033579 | 0.22106 | 0 | 0 | 0 | 0.6983 | 2.3499 | 0.59309 | 9.7572 | 6.1554 | 15.9126 | 32.0059 | 10.9523 | 42.9582
2015 | Secondary School | 5C | 210886.5329 | 0 | 1.6161 | 2.0268 | 8.6526 | 0.5258 | 11.6602 | 2.447 | 0.19874 | 3.7138 | 0.10562 | 0.00033579 | 0.10528 | 0 | 0 | 0.88167 | 0.6983 | 2.356 | 0.59596 | 6.7275 | 1.6161 | 8.3436 | 29.0595 | 6.4192 | 35.4787
2015 | Secondary School | 6A | 210886.5329 | 0 | 8.7858 | 4.7747 | 8.6067 | 0.52562 | 11.6602 | 2.447 | 0.19874 | 4.5306 | 0.15668 | 0.00033579 | 0.15634 | 0 | 0 | 0.99947 | 0.6983 | 2.535 | 0.5974 | 10.4611 | 8.7858 | 19.2469 | 32.7485 | 13.7679 | 46.5163
2015 | Secondary School | 6B | 210886.5329 | 0 | 5.0168 | 3.3178 | 8.6125 | 0.525 | 11.6602 | 2.447 | 0.19874 | 4.5024 | 0.16602 | 0.00033579 | 0.16569 | 0 | 0 | 1.0646 | 0.6983 | 2.4963 | 0.59291 | 9.0504 | 5.0168 | 14.0673 | 31.3384 | 9.9601 | 41.2985
2015 | Secondary School | 7 | 210886.5329 | 0 | 10.6051 | 3.9112 | 8.62 | 0.52585 | 11.6602 | 2.447 | 0.19874 | 4.5465 | 0.14108 | 0.00033579 | 0.14074 | 0 | 0 | 1.0123 | 0.6983 | 2.6783 | 0.59659 | 9.6108 | 10.6051 | 20.2158 | 31.9108 | 15.7304 | 47.6412
2015 | Secondary School | 8 | 210886.5329 | 0 | 20.7629 | 1.8658 | 8.862 | 0.52913 | 11.6602 | 2.447 | 0.19892 | 4.786 | 0.15591 | 0.00033579 | 0.15558 | 0 | 0 | 1.0713 | 0.6983 | 2.8544 | 0.59565 | 7.8787 | 20.7629 | 28.6416 | 30.4233 | 26.0643 | 56.4876
2018 | Secondary School | 0A | 210886.5329 | 0 | 0.82976 | 27.0224 | 6.9073 | 0.37057 | 11.6602 | 2.447 | 0.14463 | 6.5 | 0.57273 | 0.00033579 | 0.57239 | 0 | 0 | 1.825 | 0.69821 | 1.451 | 0.61417 | 35.9198 | 0.82976 | 36.7496 | 56.3153 | 4.7278 | 61.0431
2018 | Secondary School | 0B | 210886.5329 | 0 | 0.030203 | 23.4247 | 6.9348 | 0.37048 | 11.6602 | 2.447 | 0.14463 | 5.2941 | 0.54576 | 0.00033579 | 0.54542 | 0 | 0 | 1.326 | 0.69821 | 1.4909 | 0.6103 | 30.5902 | 0.030203 | 30.6204 | 51.0093 | 3.9682 | 54.9774
2018 | Secondary School | 1A | 210886.5329 | 0 | 0.021663 | 17.4524 | 6.9737 | 0.37052 | 11.6602 | 2.447 | 0.14463 | 4.7459 | 0.36693 | 0.00033579 | 0.36659 | 0 | 0 | 1.44 | 0.69821 | 1.5851 | 0.60787 | 24.005 | 0.021663 | 24.0266 | 44.4605 | 4.0539 | 48.5144
2018 | Secondary School | 1B | 210886.5329 | 0 | 0.21412 | 20.1353 | 6.9709 | 0.36998 | 11.6602 | 2.447 | 0.14463 | 5.5535 | 0.46828 | 0.00033579 | 0.46794 | 0 | 0 | 1.1877 | 0.69826 | 1.6448 | 0.60536 | 27.3444 | 0.21412 | 27.5585 | 47.7941 | 4.3059 | 52.1001
2018 | Secondary School | 2A | 210886.5329 | 0 | 0.068181 | 14.8642 | 6.9867 | 0.36985 | 11.6602 | 2.447 | 0.14468 | 4.4948 | 0.34666 | 0.00033579 | 0.34632 | 0 | 0 | 1.103 | 0.69826 | 1.7652 | 0.60608 | 20.8083 | 0.068181 | 20.8765 | 41.2744 | 4.2804 | 45.5548
2018 | Secondary School | 2B | 210886.5329 | 0 | 0.098293 | 11.5571 | 7.0157 | 0.37016 | 11.6602 | 2.447 | 0.14468 | 4.6519 | 0.2191 | 0.00033579 | 0.21877 | 0 | 0 | 0.91462 | 0.6983 | 1.7914 | 0.59533 | 17.3424 | 0.098293 | 17.4407 | 37.8272 | 4.3367 | 42.1639
2018 | Secondary School | 3A | 210886.5329 | 0 | 0.75889 | 9.0272 | 7.0275 | 0.37007 | 11.6602 | 2.447 | 0.14468 | 4.1157 | 0.21429 | 0.00033579 | 0.21396 | 0 | 0 | 1.0652 | 0.6983 | 2.0388 | 0.59861 | 14.4221 | 0.75889 | 15.1809 | 34.9218 | 5.2447 | 40.1665
2018 | Secondary School | 3B | 210886.5329 | 0 | 1.2343 | 8.5738 | 7.0042 | 0.37003 | 11.6602 | 2.447 | 0.14468 | 4.4402 | 0.17758 | 0.00033579 | 0.17724 | 0 | 0 | 0 | 0.6983 | 1.9716 | 0.59448 | 13.1912 | 1.2343 | 14.4255 | 33.6634 | 5.6529 | 39.3163
2018 | Secondary School | 3C | 210886.5329 | 0 | 0.48733 | 6.3399 | 7.005 | 0.3707 | 11.6602 | 2.447 | 0.14468 | 3.8119 | 0.16054 | 0.00033579 | 0.16021 | 0 | 0 | 0 | 0.6983 | 2.0218 | 0.59929 | 10.312 | 0.48733 | 10.7994 | 30.7905 | 4.9562 | 35.7467
2018 | Secondary School | 4A | 210886.5329 | 0 | 1.9211 | 6.4258 | 7.0382 | 0.37079 | 11.6602 | 2.447 | 0.14468 | 3.945 | 0.1702 | 0.00033579 | 0.16987 | 0 | 0 | 1.1063 | 0.6983 | 2.2377 | 0.59718 | 11.647 | 1.9211 | 13.5681 | 32.1567 | 6.6059 | 38.7627
2018 | Secondary School | 4B | 210886.5329 | 0 | 2.7674 | 6.093 | 7.0009 | 0.36994 | 11.6602 | 2.447 | 0.14468 | 4.5282 | 0.13686 | 0.00033579 | 0.13652 | 0 | 0 | 0 | 0.6983 | 2.1784 | 0.59309 | 10.7577 | 2.7674 | 13.5251 | 31.2251 | 7.3928 | 38.6179
2018 | Secondary School | 4C | 210886.5329 | 0 | 4.751 | 2.8697 | 7.1071 | 0.37075 | 11.6602 | 2.447 | 0.14472 | 3.6469 | 0.092765 | 0.00033579 | 0.092429 | 0 | 0 | 0 | 0.6983 | 2.2691 | 0.59592 | 6.6091 | 4.751 | 11.3601 | 27.1865 | 9.4671 | 36.6536
2018 | Secondary School | 5A | 210886.5329 | 0 | 4.1783 | 4.3394 | 7.0378 | 0.37021 | 11.6602 | 2.447 | 0.14468 | 4.0505 | 0.1049 | 0.00033579 | 0.10456 | 0 | 0 | 1.0475 | 0.6983 | 2.4017 | 0.5965 | 9.542 | 4.1783 | 13.7203 | 30.0501 | 9.027 | 39.0772
2018 | Secondary School | 5B | 210886.5329 | 0 | 6.3494 | 4.5879 | 7.0262 | 0.37061 | 11.6602 | 2.447 | 0.14468 | 4.4882 | 0.11996 | 0.00033579 | 0.11962 | 0 | 0 | 0 | 0.6983 | 2.3499 | 0.59309 | 9.1957 | 6.3494 | 15.5451 | 29.6892 | 11.1463 | 40.8355
2018 | Secondary School | 5C | 210886.5329 | 0 | 2.0227 | 1.9392 | 7.0852 | 0.37057 | 11.6602 | 2.447 | 0.14472 | 3.5828 | 0.058158 | 0.00033579 | 0.057822 | 0 | 0 | 0.82576 | 0.6983 | 2.3565 | 0.59596 | 6.4055 | 2.0227 | 8.4283 | 26.9608 | 6.8263 | 33.7871
2018 | Secondary School | 6A | 210886.5329 | 0 | 9.0236 | 4.631 | 7.0456 | 0.37043 | 11.6602 | 2.447 | 0.14468 | 4.4482 | 0.11883 | 0.00033579 | 0.1185 | 0 | 0 | 1.0838 | 0.6983 | 2.5349 | 0.59763 | 10.2815 | 9.0236 | 19.3051 | 30.7987 | 14.0055 | 44.8042
2018 | Secondary School | 6B | 210886.5329 | 0 | 5.1577 | 3.1938 | 7.0498 | 0.36994 | 11.6602 | 2.447 | 0.14468 | 4.3812 | 0.069035 | 0.00033579 | 0.068699 | 0 | 0 | 1.1795 | 0.6983 | 2.4964 | 0.593 | 8.8232 | 5.1577 | 13.9809 | 29.3395 | 10.1012 | 39.4407
2018 | Secondary School | 7 | 210886.5329 | 0 | 10.8163 | 3.7944 | 7.0545 | 0.37057 | 11.6602 | 2.447 | 0.14468 | 4.4545 | 0.096316 | 0.00033579 | 0.09598 | 0 | 0 | 1.0518 | 0.6983 | 2.6783 | 0.59677 | 9.3966 | 10.8163 | 20.2129 | 29.9221 | 15.9416 | 45.8637
2018 | Secondary School | 8 | 210886.5329 | 0 | 20.7999 | 1.7996 | 7.2322 | 0.37304 | 11.6602 | 2.447 | 0.14477 | 4.5854 | 0.093394 | 0.00033579 | 0.093059 | 0 | 0 | 1.103 | 0.69835 | 2.8547 | 0.59587 | 7.5811 | 20.7999 | 28.381 | 28.2859 | 26.1016 | 54.3875
2006 | Small Hotel | 0A | 43201.8156 | 0 | 0 | 29.7677 | 12.6855 | 2.0932 | 13.2061 | 9.2472 | 0 | 7.1989 | 0.0057042 | 0.0057042 | 0 | 0 | 0 | 0 | 0 | 10.0355 | 0 | 36.9666 | 0 | 36.9666 | 64.9574 | 19.2827 | 84.2401
2006 | Small Hotel | 0B | 43201.8156 | 0.0021939 | 0 | 26.8081 | 12.6855 | 2.0937 | 13.2061 | 9.2472 | 0 | 7.4014 | 0.0057042 | 0.0057042 | 0 | 0 | 0 | 0 | 0 | 10.0137 | 0 | 34.2117 | 0 | 34.2117 | 62.2027 | 19.2609 | 81.4636
2006 | Small Hotel | 1A | 43201.8156 | 0 | 0 | 21.5668 | 12.6855 | 2.0939 | 13.2061 | 9.2472 | 0 | 7.1145 | 0.0057042 | 0.0057042 | 0 | 0 | 0 | 0 | 0 | 10.4602 | 0 | 28.6812 | 0 | 28.6812 | 56.6727 | 19.7074 | 76.3801
2006 | Small Hotel | 1B | 43201.8156 | 0.18363 | 0.059017 | 22.2592 | 12.6855 | 2.0913 | 13.2061 | 9.2472 | 0 | 7.2889 | 0.0057042 | 0.0057042 | 0 | 0 | 0 | 0 | 0 | 10.4747 | 0 | 29.7317 | 0.059017 | 29.7907 | 57.7205 | 19.7809 | 77.5014
2006 | Small Hotel | 2A | 43201.8156 | 0.40983 | 0.21237 | 18.5984 | 12.6855 | 2.0906 | 13.2061 | 9.2472 | 0 | 7.0943 | 0.0057042 | 0.0057042 | 0 | 0 | 0 | 0 | 0 | 10.9574 | 0 | 26.1025 | 0.21237 | 26.3149 | 54.0904 | 20.4169 | 74.5074
2006 | Small Hotel | 2B | 43201.8156 | 0.43966 | 0.13207 | 14.542 | 12.6855 | 2.0921 | 13.2061 | 9.2472 | 0 | 7.4403 | 0.0057042 | 0.0057042 | 0 | 0 | 0 | 0 | 0 | 11.0464 | 0 | 22.422 | 0.13207 | 22.554 | 50.4117 | 20.4257 | 70.8374
2006 | Small Hotel | 3A | 43201.8156 | 2.8429 | 1.4458 | 11.7834 | 12.6855 | 2.0917 | 13.2061 | 9.2472 | 0 | 7.0822 | 0.0057042 | 0.0057042 | 0 | 0 | 0 | 0 | 0 | 12.1658 | 0 | 21.7085 | 1.4458 | 23.1543 | 49.6975 | 22.8588 | 72.5563
2006 | Small Hotel | 3B | 43201.8156 | 1.3422 | 0.61715 | 11.395 | 12.6855 | 2.0917 | 13.2061 | 9.2472 | 0 | 7.4137 | 0.0057042 | 0.0057042 | 0 | 0 | 0 | 0 | 0 | 11.8402 | 0 | 20.151 | 0.61715 | 20.7682 | 48.1403 | 21.7045 | 69.8448
2006 | Small Hotel | 3C | 43201.8156 | 0.36617 | 0.18297 | 8.6145 | 12.6855 | 2.0913 | 13.2061 | 9.2472 | 0 | 6.9719 | 0.0057042 | 0.0057042 | 0 | 0 | 0 | 0 | 0 | 12.1392 | 0 | 15.9525 | 0.18297 | 16.1355 | 43.9411 | 21.5692 | 65.5103
2006 | Small Hotel | 4A | 43201.8156 | 6.6483 | 3.4368 | 8.3788 | 12.6855 | 2.0884 | 13.2061 | 9.2472 | 0 | 6.982 | 0.0057042 | 0.0057042 | 0 | 0 | 0 | 0 | 0 | 13.2191 | 0 | 22.0091 | 3.4368 | 25.4458 | 49.995 | 25.9031 | 75.8981
2006 | Small Hotel | 4B | 43201.8156 | 3.1005 | 1.4675 | 8.4433 | 12.6855 | 2.0902 | 13.2061 | 9.2472 | 0 | 7.537 | 0.0057042 | 0.0057042 | 0 | 0 | 0 | 0 | 0 | 12.8867 | 0 | 19.0808 | 1.4675 | 20.5483 | 47.0683 | 23.6014 | 70.6697
2006 | Small Hotel | 4C | 43201.8156 | 3.0577 | 2.1437 | 5.0267 | 12.6855 | 2.086 | 13.2061 | 9.2472 | 0 | 6.9225 | 0.0057042 | 0.0057042 | 0 | 0 | 0 | 0 | 0 | 13.5666 | 0 | 15.0069 | 2.1437 | 17.1506 | 42.9905 | 24.9575 | 67.9479
2006 | Small Hotel | 5A | 43201.8156 | 9.2369 | 5.0245 | 6.0133 | 12.6855 | 2.0891 | 13.2061 | 9.2472 | 0 | 6.939 | 0.0057042 | 0.0057042 | 0 | 0 | 0 | 0 | 0 | 14.2502 | 0 | 22.1892 | 5.0245 | 27.2137 | 50.1758 | 28.522 | 78.6978
2006 | Small Hotel | 5B | 43201.8156 | 5.3082 | 2.8857 | 6.4727 | 12.6855 | 2.0893 | 13.2061 | 9.2472 | 0 | 7.4374 | 0.0057042 | 0.0057042 | 0 | 0 | 0 | 0 | 0 | 13.942 | 0 | 19.2184 | 2.8857 | 22.1041 | 47.205 | 26.0748 | 73.2799
2006 | Small Hotel | 5C | 43201.8156 | 3.4118 | 2.7106 | 4.0774 | 12.6855 | 2.086 | 13.2061 | 9.2472 | 0 | 6.8723 | 0.0057042 | 0.0057042 | 0 | 0 | 0 | 0 | 0 | 14.1552 | 0 | 14.3615 | 2.7106 | 17.0721 | 42.3448 | 26.113 | 68.4578
2006 | Small Hotel | 6A | 43201.8156 | 14.6998 | 7.4907 | 5.9692 | 12.6855 | 2.0882 | 13.2061 | 9.2472 | 0 | 7.0225 | 0.0057042 | 0.0057042 | 0 | 0 | 0 | 0 | 0 | 15.0352 | 0 | 27.6916 | 7.4907 | 35.1823 | 55.6771 | 31.7731 | 87.4502
2006 | Small Hotel | 6B | 43201.8156 | 9.7472 | 5.2082 | 4.7106 | 12.6855 | 2.0866 | 13.2061 | 9.2472 | 0 | 7.2444 | 0.0057042 | 0.0057042 | 0 | 0 | 0 | 0 | 0 | 14.8296 | 0 | 21.7021 | 5.2082 | 26.9103 | 49.6861 | 29.285 | 78.9711
2006 | Small Hotel | 7 | 43201.8156 | 16.2719 | 9.2713 | 4.9614 | 12.6855 | 2.0853 | 13.2061 | 9.2472 | 0 | 6.9673 | 0.0057042 | 0.0057042 | 0 | 0 | 0 | 0 | 0 | 15.9567 | 0 | 28.2005 | 9.2713 | 37.4719 | 56.1834 | 34.4754 | 90.6588
2006 | Small Hotel | 8 | 43201.8156 | 22.2403 | 13.0859 | 3.2858 | 12.6855 | 2.0739 | 13.2061 | 9.2472 | 0 | 6.9197 | 0.0057042 | 0.0057042 | 0 | 0 | 0 | 0 | 0 | 17.2072 | 0 | 32.4458 | 13.0859 | 45.5317 | 60.4171 | 39.5403 | 99.9574
2009 | Small Hotel | 0A | 43201.8156 | 0 | 0 | 26.206 | 12.6855 | 1.446 | 13.2061 | 9.2472 | 0 | 7.1575 | 0.0057042 | 0.0057042 | 0 | 0 | 0 | 0 | 0 | 10.0355 | 0 | 33.3635 | 0 | 33.3635 | 60.7069 | 19.2827 | 79.9895
2009 | Small Hotel | 0B | 43201.8156 | 0.0015358 | 0 | 24.0764 | 12.6855 | 1.4462 | 13.2061 | 9.2472 | 0 | 7.3602 | 0.0057042 | 0.0057042 | 0 | 0 | 0 | 0 | 0 | 10.014 | 0 | 31.4381 | 0 | 31.4381 | 58.7817 | 19.2609 | 78.0427
2009 | Small Hotel | 1A | 43201.8156 | 0 | 0 | 19.8671 | 12.6855 | 1.4465 | 13.2061 | 9.2472 | 0 | 7.1042 | 0.0057042 | 0.0057042 | 0 | 0 | 0 | 0 | 0 | 10.4604 | 0 | 26.9713 | 0 | 26.9713 | 54.3151 | 19.7076 | 74.0227
2009 | Small Hotel | 1B | 43201.8156 | 0.082492 | 0.00021939 | 20.3033 | 12.6855 | 1.4445 | 13.2061 | 9.2472 | 0 | 7.2615 | 0.0057042 | 0.0057042 | 0 | 0 | 0 | 0 | 0 | 10.4745 | 0 | 27.6472 | 0.00021939 | 27.6475 | 54.9891 | 19.7219 | 74.711
2009 | Small Hotel | 2A | 43201.8156 | 0.16805 | 0.016454 | 17.0896 | 12.6855 | 1.444 | 13.2061 | 9.2472 | 0 | 7.0781 | 0.0057042 | 0.0057042 | 0 | 0 | 0 | 0 | 0 | 10.9567 | 0 | 24.3357 | 0.016454 | 24.3522 | 51.6773 | 20.2206 | 71.8979
2009 | Small Hotel | 2B | 43201.8156 | 0.15379 | 0.00724 | 13.6704 | 12.6855 | 1.4451 | 13.2061 | 9.2472 | 0 | 7.4376 | 0.0057042 | 0.0057042 | 0 | 0 | 0 | 0 | 0 | 11.0458 | 0 | 21.2618 | 0.00724 | 21.269 | 48.6045 | 20.3002 | 68.9047
2009 | Small Hotel | 3A | 43201.8156 | 1.5268 | 0.29881 | 11.0477 | 12.6855 | 1.4449 | 13.2061 | 9.2472 | 0 | 7.0322 | 0.0057042 | 0.0057042 | 0 | 0 | 0 | 0 | 0 | 12.1581 | 0 | 19.6067 | 0.29881 | 19.9055 | 46.949 | 21.7041 | 68.6531
2009 | Small Hotel | 3B | 43201.8156 | 0.56845 | 0.046292 | 11.0475 | 12.6855 | 1.4447 | 13.2061 | 9.2472 | 0 | 7.358 | 0.0057042 | 0.0057042 | 0 | 0 | 0 | 0 | 0 | 11.8334 | 0 | 18.974 | 0.046292 | 19.0203 | 46.316 | 21.1269 | 67.4429
2009 | Small Hotel | 3C | 43201.8156 | 0.10816 | 0.0043879 | 8.9659 | 12.6855 | 1.4445 | 13.2061 | 9.2472 | 0 | 6.9359 | 0.0057042 | 0.0057042 | 0 | 0 | 0 | 0 | 0 | 12.1318 | 0 | 16.01 | 0.0043879 | 16.0144 | 43.352 | 21.3833 | 64.7354
2009 | Small Hotel | 4A | 43201.8156 | 3.7733 | 0.8666 | 8.1336 | 12.6855 | 1.4425 | 13.2061 | 9.2472 | 0 | 6.9214 | 0.0057042 | 0.0057042 | 0 | 0 | 0 | 0 | 0 | 13.2055 | 0 | 18.8283 | 0.8666 | 19.6949 | 46.1684 | 23.3193 | 69.4876
2009 | Small Hotel | 4B | 43201.8156 | 1.4272 | 0.17025 | 8.5952 | 12.6855 | 1.4438 | 13.2061 | 9.2472 | 0 | 7.4629 | 0.0057042 | 0.0057042 | 0 | 0 | 0 | 0 | 0 | 12.8744 | 0 | 17.4852 | 0.17025 | 17.6554 | 44.8266 | 22.2921 | 67.1186
2009 | Small Hotel | 4C | 43201.8156 | 1.7953 | 0.35542 | 5.5342 | 12.6855 | 1.441 | 13.2061 | 9.2472 | 0 | 6.9131 | 0.0057042 | 0.0057042 | 0 | 0 | 0 | 0 | 0 | 13.5598 | 0 | 14.2425 | 0.35542 | 14.598 | 41.5809 | 23.1622 | 64.7431
2009 | Small Hotel | 5A | 43201.8156 | 6.5919 | 1.6527 | 5.9502 | 12.6855 | 1.4432 | 13.2061 | 9.2472 | 0 | 6.9225 | 0.0057042 | 0.0057042 | 0 | 0 | 0 | 0 | 0 | 14.2432 | 0 | 19.4645 | 1.6527 | 21.1172 | 46.8051 | 25.1431 | 71.9481
2009 | Small Hotel | 5B | 43201.8156 | 3.4958 | 0.66498 | 6.7301 | 12.6855 | 1.4432 | 13.2061 | 9.2472 | 0 | 7.4175 | 0.0057042 | 0.0057042 | 0 | 0 | 0 | 0 | 0 | 13.935 | 0 | 17.6434 | 0.66498 | 18.3083 | 44.9839 | 23.8471 | 68.831
2009 | Small Hotel | 5C | 43201.8156 | 1.8971 | 0.47169 | 4.738 | 12.6855 | 1.4408 | 13.2061 | 9.2472 | 0 | 6.8641 | 0.0057042 | 0.0057042 | 0 | 0 | 0 | 0 | 0 | 14.1475 | 0 | 13.4992 | 0.47169 | 13.9709 | 40.8374 | 23.8664 | 64.7038
2009 | Small Hotel | 6A | 43201.8156 | 10.8121 | 2.7591 | 5.9188 | 12.6855 | 1.4423 | 13.2061 | 9.2472 | 0 | 7.0399 | 0.0057042 | 0.0057042 | 0 | 0 | 0 | 0 | 0 | 15.0234 | 0 | 23.7708 | 2.7591 | 26.5299 | 51.1106 | 27.0296 | 78.1403
2009 | Small Hotel | 6B | 43201.8156 | 6.7097 | 1.5268 | 5.129 | 12.6855 | 1.4414 | 13.2061 | 9.2472 | 0 | 7.2654 | 0.0057042 | 0.0057042 | 0 | 0 | 0 | 0 | 0 | 14.818 | 0 | 19.1041 | 1.5268 | 20.6308 | 46.4428 | 25.592 | 72.0348
2009 | Small Hotel | 7 | 43201.8156 | 12.0164 | 3.5838 | 5.4982 | 12.6855 | 1.4405 | 13.2061 | 9.2472 | 0 | 7.0155 | 0.0057042 | 0.0057042 | 0 | 0 | 0 | 0 | 0 | 15.9468 | 0 | 24.5301 | 3.5838 | 28.1139 | 51.868 | 28.7778 | 80.6458
2009 | Small Hotel | 8 | 43201.8156 | 15.7645 | 5.4899 | 3.7505 | 12.6855 | 1.4326 | 13.2061 | 9.2472 | 0 | 6.9289 | 0.0057042 | 0.0057042 | 0 | 0 | 0 | 0 | 0 | 17.2011 | 0 | 26.4439 | 5.4899 | 31.9337 | 53.7739 | 31.9381 | 85.712
2012 | Small Hotel | 0A | 43201.8156 | 0 | 0 | 23.651 | 11.3575 | 1.446 | 13.2061 | 9.2472 | 0 | 6.9153 | 0.0057042 | 0.0057042 | 0 | 0 | 0 | 0 | 0 | 10.0284 | 0 | 30.5663 | 0 | 30.5663 | 56.5816 | 19.2756 | 75.8573
2012 | Small Hotel | 0B | 43201.8156 | 0.0017551 | 0 | 21.6786 | 11.3575 | 1.4462 | 13.2061 | 9.2472 | 0 | 7.0745 | 0.0057042 | 0.0057042 | 0 | 0 | 0 | 0 | 0 | 10.0063 | 0 | 28.7549 | 0 | 28.7549 | 54.7703 | 19.2535 | 74.0238
2012 | Small Hotel | 1A | 43201.8156 | 0.00021939 | 0 | 17.981 | 11.3575 | 1.4465 | 13.2061 | 9.2472 | 0 | 6.8821 | 0.0057042 | 0.0057042 | 0 | 0 | 0 | 0 | 0 | 10.4517 | 0 | 24.8634 | 0 | 24.8634 | 50.879 | 19.6988 | 70.5778
2012 | Small Hotel | 1B | 43201.8156 | 0.048047 | 0 | 18.3371 | 11.3575 | 1.4445 | 13.2061 | 9.2472 | 0 | 6.9907 | 0.0057042 | 0.0057042 | 0 | 0 | 0 | 0 | 0 | 10.4661 | 0 | 25.3759 | 0 | 25.3759 | 51.3897 | 19.7133 | 71.103
2012 | Small Hotel | 2A | 43201.8156 | 0.15972 | 0.013383 | 15.3349 | 11.3575 | 1.444 | 13.2061 | 9.2472 | 0 | 6.8927 | 0.0057042 | 0.0057042 | 0 | 0 | 0 | 0 | 0 | 10.9503 | 0 | 22.3873 | 0.013383 | 22.4007 | 48.4007 | 20.2109 | 68.6116
2012 | Small Hotel | 2B | 43201.8156 | 0.14173 | 0.010092 | 12.3327 | 11.3575 | 1.4451 | 13.2061 | 9.2472 | 0 | 7.236 | 0.0057042 | 0.0057042 | 0 | 0 | 0 | 0 | 0 | 11.0396 | 0 | 19.7105 | 0.010092 | 19.7206 | 45.7248 | 20.2967 | 66.0215
2012 | Small Hotel | 3A | 43201.8156 | 1.4971 | 0.30188 | 10.0594 | 11.3575 | 1.4449 | 13.2061 | 9.2472 | 0 | 6.8938 | 0.0057042 | 0.0057042 | 0 | 0 | 0 | 0 | 0 | 12.1546 | 0 | 18.4503 | 0.30188 | 18.7522 | 44.4641 | 21.7037 | 66.1678
2012 | Small Hotel | 3B | 43201.8156 | 0.55989 | 0.048486 | 9.9835 | 11.3575 | 1.4447 | 13.2061 | 9.2472 | 0 | 7.2209 | 0.0057042 | 0.0057042 | 0 | 0 | 0 | 0 | 0 | 11.8303 | 0 | 17.7642 | 0.048486 | 17.8127 | 43.7783 | 21.1258 | 64.9041
2012 | Small Hotel | 3C | 43201.8156 | 0.10728 | 0.0041685 | 8.1682 | 11.3575 | 1.4445 | 13.2061 | 9.2472 | 0 | 6.8679 | 0.0057042 | 0.0057042 | 0 | 0 | 0 | 0 | 0 | 12.1302 | 0 | 15.1434 | 0.0041685 | 15.1475 | 41.1572 | 21.3816 | 62.5388
2012 | Small Hotel | 4A | 43201.8156 | 2.7543 | 0.79618 | 7.7904 | 11.3575 | 1.4425 | 13.2061 | 9.2472 | 0 | 6.8328 | 0.0057042 | 0.0057042 | 0 | 0 | 0 | 0 | 0 | 13.1963 | 0 | 17.3775 | 0.79618 | 18.1736 | 43.3893 | 23.2396 | 66.629
2012 | Small Hotel | 4B | 43201.8156 | 1.0307 | 0.15358 | 8.1825 | 11.3575 | 1.4438 | 13.2061 | 9.2472 | 0 | 7.3821 | 0.0057042 | 0.0057042 | 0 | 0 | 0 | 0 | 0 | 12.8672 | 0 | 16.5953 | 0.15358 | 16.7489 | 42.6083 | 22.2679 | 64.8762
2012 | Small Hotel | 4C | 43201.8156 | 1.299 | 0.32668 | 5.4484 | 11.3575 | 1.441 | 13.2061 | 9.2472 | 0 | 6.8611 | 0.0057042 | 0.0057042 | 0 | 0 | 0 | 0 | 0 | 13.551 | 0 | 13.6085 | 0.32668 | 13.9352 | 39.6186 | 23.1251 | 62.7437
2012 | Small Hotel | 5A | 43201.8156 | 5.0333 | 1.5265 | 5.7619 | 11.3575 | 1.4432 | 13.2061 | 9.2472 | 0 | 6.8668 | 0.0057042 | 0.0057042 | 0 | 0 | 0 | 0 | 0 | 14.2325 | 0 | 17.662 | 1.5265 | 19.1885 | 43.6743 | 25.0062 | 68.6805
2012 | Small Hotel | 5B | 43201.8156 | 2.7047 | 0.62417 | 6.4666 | 11.3575 | 1.4432 | 13.2061 | 9.2472 | 0 | 7.3593 | 0.0057042 | 0.0057042 | 0 | 0 | 0 | 0 | 0 | 13.9273 | 0 | 16.5306 | 0.62417 | 17.1548 | 42.5429 | 23.7986 | 66.3416
2012 | Small Hotel | 5C | 43201.8156 | 1.5191 | 0.45568 | 4.69 | 11.3575 | 1.4408 | 13.2061 | 9.2472 | 0 | 6.7863 | 0.0057042 | 0.0057042 | 0 | 0 | 0 | 0 | 0 | 14.141 | 0 | 12.9953 | 0.45568 | 13.451 | 39.0054 | 23.8441 | 62.8495
2012 | Small Hotel | 6A | 43201.8156 | 8.1524 | 2.6143 | 5.6595 | 11.3575 | 1.4423 | 13.2061 | 9.2472 | 0 | 6.9383 | 0.0057042 | 0.0057042 | 0 | 0 | 0 | 0 | 0 | 15.0157 | 0 | 20.7502 | 2.6143 | 23.3645 | 46.7621 | 26.8774 | 73.6394
2012 | Small Hotel | 6B | 43201.8156 | 5.0261 | 1.4811 | 4.9868 | 11.3575 | 1.4414 | 13.2061 | 9.2472 | 0 | 7.1509 | 0.0057042 | 0.0057042 | 0 | 0 | 0 | 0 | 0 | 14.8117 | 0 | 17.1638 | 1.4811 | 18.6449 | 43.1745 | 25.54 | 68.7145
2012 | Small Hotel | 7 | 43201.8156 | 9.5668 | 3.3708 | 4.8911 | 11.3575 | 1.4405 | 13.2061 | 9.2472 | 0 | 6.9556 | 0.0057042 | 0.0057042 | 0 | 0 | 0 | 0 | 0 | 15.9378 | 0 | 21.4136 | 3.3708 | 24.7844 | 47.4233 | 28.5557 | 75.979
2012 | Small Hotel | 8 | 43201.8156 | 13.6024 | 5.086 | 3.417 | 11.3575 | 1.4326 | 13.2061 | 9.2472 | 0 | 6.8407 | 0.0057042 | 0.0057042 | 0 | 0 | 0 | 0 | 0 | 17.187 | 0 | 23.8601 | 5.086 | 28.946 | 49.8619 | 31.5202 | 81.382
2015 | Small Hotel | 0A | 43201.8156 | 0 | 0 | 20.8531 | 5.8997 | 1.3971 | 13.0034 | 9.2472 | 0 | 5.8931 | 0.0057042 | 0.0057042 | 0 | 0 | 0 | 0 | 0 | 9.295 | 0 | 26.7462 | 0 | 26.7462 | 47.0521 | 18.5422 | 65.5943
2015 | Small Hotel | 0B | 43201.8156 | 0.0037297 | 0 | 18.9362 | 5.9056 | 1.3973 | 13.0034 | 9.2472 | 0 | 5.9528 | 0.0057042 | 0.0057042 | 0 | 0 | 0 | 0 | 0 | 9.3113 | 0 | 24.8928 | 0 | 24.8928 | 45.205 | 18.5584 | 63.7635
2015 | Small Hotel | 1A | 43201.8156 | 0.00065818 | 0 | 15.5041 | 5.9186 | 1.3975 | 13.0034 | 9.2472 | 0 | 5.819 | 0.0057042 | 0.0057042 | 0 | 0 | 0 | 0 | 0 | 9.7187 | 0 | 21.3237 | 0 | 21.3237 | 41.6489 | 18.9659 | 60.6147
2015 | Small Hotel | 1B | 43201.8156 | 0.077007 | 0.01075 | 15.9235 | 5.9179 | 1.3958 | 13.0034 | 9.2472 | 0 | 5.8905 | 0.0057042 | 0.0057042 | 0 | 0 | 0 | 0 | 0 | 9.9446 | 0 | 21.891 | 0.01075 | 21.9018 | 42.2136 | 19.2024 | 61.416
2015 | Small Hotel | 2A | 43201.8156 | 0.16871 | 0.055945 | 13.3463 | 5.9212 | 1.3953 | 13.0034 | 9.2472 | 0 | 5.8124 | 0.0057042 | 0.0057042 | 0 | 0 | 0 | 0 | 0 | 10.5116 | 0 | 19.3274 | 0.055945 | 19.3834 | 39.6528 | 19.8147 | 59.4675
2015 | Small Hotel | 2B | 43201.8156 | 0.18253 | 0.039271 | 10.6621 | 5.9361 | 1.3962 | 13.0034 | 9.2472 | 0 | 5.9817 | 0.0057042 | 0.0057042 | 0 | 0 | 0 | 0 | 0 | 10.6287 | 0 | 16.8263 | 0.039271 | 16.8656 | 37.1678 | 19.9152 | 57.083
2015 | Small Hotel | 3A | 43201.8156 | 1.5379 | 0.53554 | 8.7042 | 5.9295 | 1.396 | 13.0034 | 9.2472 | 0 | 5.7839 | 0.0057042 | 0.0057042 | 0 | 0 | 0 | 0 | 0 | 11.9488 | 0 | 16.026 | 0.53554 | 16.5615 | 36.3604 | 21.7317 | 58.0922
2015 | Small Hotel | 3B | 43201.8156 | 0.60399 | 0.18319 | 8.6149 | 5.9306 | 1.396 | 13.0034 | 9.2472 | 0 | 5.9291 | 0.0057042 | 0.0057042 | 0 | 0 | 0 | 0 | 0 | 11.5627 | 0 | 15.148 | 0.18319 | 15.3312 | 35.4839 | 20.9933 | 56.4772
2015 | Small Hotel | 3C | 43201.8156 | 0.12023 | 0.01448 | 6.8727 | 5.93 | 1.3958 | 13.0034 | 9.2472 | 0 | 6.6472 | 0.0057042 | 0.0057042 | 0 | 0 | 0 | 0 | 0 | 12.1114 | 0 | 13.6401 | 0.01448 | 13.6546 | 33.9752 | 21.373 | 55.3482
2015 | Small Hotel | 4A | 43201.8156 | 3.5186 | 1.3673 | 6.5533 | 5.9054 | 1.3938 | 13.0034 | 9.2472 | 0 | 5.7613 | 0.0057042 | 0.0057042 | 0 | 0 | 0 | 0 | 0 | 13.1794 | 0 | 15.8331 | 1.3673 | 17.2004 | 36.1415 | 23.7938 | 59.9353
2015 | Small Hotel | 4B | 43201.8156 | 1.3576 | 0.47301 | 6.8479 | 5.9087 | 1.3949 | 13.0034 | 9.2472 | 0 | 6.0149 | 0.0057042 | 0.0057042 | 0 | 0 | 0 | 0 | 0 | 12.8213 | 0 | 14.2204 | 0.47301 | 14.6934 | 34.5329 | 22.5415 | 57.0744
2015 | Small Hotel | 4C | 43201.8156 | 1.7953 | 0.56713 | 4.3234 | 5.9179 | 1.3923 | 13.0034 | 9.2472 | 0 | 6.6807 | 0.0057042 | 0.0057042 | 0 | 0 | 0 | 0 | 0 | 13.5515 | 0 | 12.7994 | 0.56713 | 13.3665 | 33.1185 | 23.3658 | 56.4842
2015 | Small Hotel | 5A | 43201.8156 | 6.1298 | 2.2817 | 4.7812 | 5.9058 | 1.3942 | 13.0034 | 9.2472 | 0 | 5.7689 | 0.0057042 | 0.0057042 | 0 | 0 | 0 | 0 | 0 | 14.234 | 0 | 16.68 | 2.2817 | 18.9617 | 36.9892 | 25.7626 | 62.7518
2015 | Small Hotel | 5B | 43201.8156 | 3.3898 | 1.1913 | 5.335 | 5.91 | 1.3945 | 13.0034 | 9.2472 | 0 | 5.9997 | 0.0057042 | 0.0057042 | 0 | 0 | 0 | 0 | 0 | 13.9286 | 0 | 14.7246 | 1.1913 | 15.9159 | 35.0381 | 24.3671 | 59.4052
2015 | Small Hotel | 5C | 43201.8156 | 2.0877 | 0.77117 | 3.5809 | 5.9159 | 1.3923 | 13.0034 | 9.2472 | 0 | 6.6386 | 0.0057042 | 0.0057042 | 0 | 0 | 0 | 0 | 0 | 14.1434 | 0 | 12.3073 | 0.77117 | 13.0784 | 32.6244 | 24.1617 | 56.7861
2015 | Small Hotel | 6A | 43201.8156 | 9.7281 | 3.5116 | 4.7334 | 5.9085 | 1.3936 | 13.0034 | 9.2472 | 0 | 5.8183 | 0.0057042 | 0.0057042 | 0 | 0 | 0 | 0 | 0 | 15.0133 | 0 | 20.2798 | 3.5116 | 23.7914 | 40.591 | 27.7723 | 68.3633
2015 | Small Hotel | 6B | 43201.8156 | 6.272 | 2.2661 | 4.0456 | 5.9122 | 1.3927 | 13.0034 | 9.2472 | 0 | 5.9144 | 0.0057042 | 0.0057042 | 0 | 0 | 0 | 0 | 0 | 14.8119 | 0 | 16.232 | 2.2661 | 18.4981 | 36.5458 | 26.3252 | 62.871
2015 | Small Hotel | 7 | 43201.8156 | 11.2878 | 4.2812 | 4.0232 | 5.9058 | 1.3918 | 13.0034 | 9.2472 | 0 | 6.3337 | 0.0057042 | 0.0057042 | 0 | 0 | 0 | 0 | 0 | 15.9327 | 0 | 21.6446 | 4.2812 | 25.9259 | 41.9512 | 29.4614 | 71.4126
2015 | Small Hotel | 8 | 43201.8156 | 15.7428 | 5.761 | 2.7178 | 5.9464 | 1.3841 | 13.0034 | 9.2472 | 0 | 6.6882 | 0.0057042 | 0.0057042 | 0 | 0 | 0 | 0 | 0 | 17.1769 | 0 | 25.1488 | 5.761 | 30.9098 | 45.4883 | 32.1852 | 77.6734
2018 | Small Hotel | 0A | 43201.8156 | 0 | 0 | 18.2868 | 6.3672 | 0.92452 | 13.0034 | 9.2472 | 0 | 3.9903 | 0.0057042 | 0.0057042 | 0 | 0 | 0 | 0 | 0 | 9.2898 | 0 | 22.2772 | 0 | 22.2772 | 42.578 | 18.5369 | 61.115
2018 | Small Hotel | 0B | 43201.8156 | 0.0021939 | 0 | 16.9343 | 6.3725 | 0.92474 | 13.0034 | 9.2472 | 0 | 4.0373 | 0.0057042 | 0.0057042 | 0 | 0 | 0 | 0 | 0 | 9.3045 | 0 | 20.9737 | 0 | 20.9737 | 41.2799 | 18.5516 | 59.8315
2018 | Small Hotel | 1A | 43201.8156 | 0.00021939 | 0 | 14.0275 | 6.3832 | 0.92496 | 13.0034 | 9.2472 | 0 | 3.8479 | 0.0057042 | 0.0057042 | 0 | 0 | 0 | 0 | 0 | 9.713 | 0 | 17.8757 | 0 | 17.8757 | 38.1926 | 18.9602 | 57.1527
2018 | Small Hotel | 1B | 43201.8156 | 0.044098 | 0.0085563 | 14.4053 | 6.3828 | 0.92364 | 13.0034 | 9.2472 | 0 | 3.9339 | 0.0057042 | 0.0057042 | 0 | 0 | 0 | 0 | 0 | 9.937 | 0 | 18.3834 | 0.0085563 | 18.3919 | 38.6989 | 19.1925 | 57.8914
2018 | Small Hotel | 2A | 43201.8156 | 0.089951 | 0.048705 | 12.1658 | 6.3854 | 0.92342 | 13.0034 | 9.2472 | 0 | 3.8069 | 0.0057042 | 0.0057042 | 0 | 0 | 0 | 0 | 0 | 10.5045 | 0 | 16.0626 | 0.048705 | 16.1113 | 36.3806 | 19.8004 | 56.181
2018 | Small Hotel | 2B | 43201.8156 | 0.10399 | 0.034006 | 9.9993 | 6.3979 | 0.92408 | 13.0034 | 9.2472 | 0 | 3.9785 | 0.0057042 | 0.0057042 | 0 | 0 | 0 | 0 | 0 | 10.6217 | 0 | 14.0817 | 0.034006 | 14.1157 | 34.4129 | 19.9029 | 54.3158
2018 | Small Hotel | 3A | 43201.8156 | 0.83984 | 0.51206 | 8.25 | 6.3927 | 0.92386 | 13.0034 | 9.2472 | 0 | 3.7277 | 0.0057042 | 0.0057042 | 0 | 0 | 0 | 0 | 0 | 11.9398 | 0 | 12.8176 | 0.51206 | 13.3297 | 33.1435 | 21.6991 | 54.8425
2018 | Small Hotel | 3B | 43201.8156 | 0.31132 | 0.16367 | 8.2799 | 6.3931 | 0.92386 | 13.0034 | 9.2472 | 0 | 3.8918 | 0.0057042 | 0.0057042 | 0 | 0 | 0 | 0 | 0 | 11.5543 | 0 | 12.483 | 0.16367 | 12.6467 | 32.8091 | 20.9654 | 53.7745
2018 | Small Hotel | 3C | 43201.8156 | 0.067573 | 0.040368 | 6.9308 | 6.3927 | 0.92364 | 13.0034 | 9.2472 | 0 | 4.1388 | 0.0057042 | 0.0057042 | 0 | 0 | 0 | 0 | 0 | 12.1039 | 0 | 11.1373 | 0.040368 | 11.1776 | 31.4627 | 21.3917 | 52.8544
2018 | Small Hotel | 4A | 43201.8156 | 1.9704 | 1.3411 | 6.3091 | 6.3778 | 0.92255 | 13.0034 | 9.2472 | 0 | 3.6687 | 0.0057042 | 0.0057042 | 0 | 0 | 0 | 0 | 0 | 13.1719 | 0 | 11.9481 | 1.3411 | 13.2893 | 32.2573 | 23.7602 | 56.0176
2018 | Small Hotel | 4B | 43201.8156 | 0.69504 | 0.45173 | 6.6946 | 6.3802 | 0.92321 | 13.0034 | 9.2472 | 0 | 3.9458 | 0.0057042 | 0.0057042 | 0 | 0 | 0 | 0 | 0 | 12.8132 | 0 | 11.3354 | 0.45173 | 11.7871 | 31.6476 | 22.5121 | 54.1598
2018 | Small Hotel | 4C | 43201.8156 | 0.87626 | 0.53334 | 4.5662 | 6.3887 | 0.92145 | 13.0034 | 9.2472 | 0 | 4.5553 | 0.0057042 | 0.0057042 | 0 | 0 | 0 | 0 | 0 | 13.5436 | 0 | 9.9977 | 0.53334 | 10.5311 | 30.3168 | 23.3241 | 53.6409
2018 | Small Hotel | 5A | 43201.8156 | 3.659 | 2.2128 | 4.751 | 6.3753 | 0.92277 | 13.0034 | 9.2472 | 0 | 4.1463 | 0.0057042 | 0.0057042 | 0 | 0 | 0 | 0 | 0 | 14.2248 | 0 | 12.5563 | 2.2128 | 14.7691 | 32.8635 | 25.6848 | 58.5483
2018 | Small Hotel | 5B | 43201.8156 | 1.8929 | 1.1593 | 5.3508 | 6.3786 | 0.92277 | 13.0034 | 9.2472 | 0 | 3.9159 | 0.0057042 | 0.0057042 | 0 | 0 | 0 | 0 | 0 | 13.9198 | 0 | 11.1596 | 1.1593 | 12.3189 | 31.4699 | 24.3261 | 55.796
2018 | Small Hotel | 5C | 43201.8156 | 0.97476 | 0.7082 | 4.0015 | 6.3843 | 0.92145 | 13.0034 | 9.2472 | 0 | 4.5215 | 0.0057042 | 0.0057042 | 0 | 0 | 0 | 0 | 0 | 14.135 | 0 | 9.4977 | 0.7082 | 10.2059 | 29.8124 | 24.0904 | 53.9029
2018 | Small Hotel | 6A | 43201.8156 | 6.277 | 3.4815 | 4.7235 | 6.3749 | 0.92233 | 13.0034 | 9.2472 | 0 | 3.733 | 0.0057042 | 0.0057042 | 0 | 0 | 0 | 0 | 0 | 15.0052 | 0 | 14.7335 | 3.4815 | 18.2151 | 35.0397 | 27.7339 | 62.7736
2018 | Small Hotel | 6B | 43201.8156 | 3.7924 | 2.2203 | 4.2036 | 6.3782 | 0.92167 | 13.0034 | 9.2472 | 0 | 3.8209 | 0.0057042 | 0.0057042 | 0 | 0 | 0 | 0 | 0 | 14.8027 | 0 | 11.8169 | 2.2203 | 14.0372 | 32.1259 | 26.2701 | 58.396
2018 | Small Hotel | 7 | 43201.8156 | 7.0585 | 4.2306 | 4.1498 | 6.3727 | 0.92101 | 13.0034 | 9.2472 | 0 | 4.2406 | 0.0057042 | 0.0057042 | 0 | 0 | 0 | 0 | 0 | 15.9227 | 0 | 15.449 | 4.2306 | 19.6795 | 35.7518 | 29.4004 | 65.1522
2018 | Small Hotel | 8 | 43201.8156 | 9.7654 | 5.7042 | 3.0088 | 6.408 | 0.91597 | 13.0034 | 9.2472 | 0 | 4.5866 | 0.0057042 | 0.0057042 | 0 | 0 | 0 | 0 | 0 | 17.1684 | 0 | 17.3608 | 5.7042 | 23.065 | 37.6941 | 32.1198 | 69.8139
2006 | Small Office | 0A | 5502.0804 | 0 | 0 | 19.0887 | 12.4668 | 4.2894 | 9.0956 | 0 | 0 | 4.3325 | 0 | 0 | 0 | 0 | 0 | 0 | 3.1077 | 0 | 0 | 23.4212 | 0 | 23.4212 | 52.3807 | 0 | 52.3807
2006 | Small Office | 0B | 5502.0804 | 0 | 0 | 18.2963 | 12.4668 | 4.2911 | 9.0956 | 0 | 0 | 5.1938 | 0 | 0 | 0 | 0 | 0 | 0 | 3.1077 | 0 | 0 | 23.4901 | 0 | 23.4901 | 52.4496 | 0 | 52.4496
2006 | Small Office | 1A | 5502.0804 | 0 | 0 | 13.7071 | 12.4668 | 4.2911 | 9.0956 | 0 | 0 | 4.0448 | 0 | 0 | 0 | 0 | 0 | 0 | 3.1077 | 0 | 0 | 17.7519 | 0 | 17.7519 | 46.7132 | 0 | 46.7132
2006 | Small Office | 1B | 5502.0804 | 0.0086133 | 0 | 14.5874 | 12.4668 | 4.286 | 9.0956 | 0 | 0 | 4.8389 | 0 | 0 | 0 | 0 | 0 | 0 | 3.1077 | 0 | 0 | 19.435 | 0 | 19.435 | 48.3893 | 0 | 48.3893
2006 | Small Office | 2A | 5502.0804 | 0.067183 | 0 | 11.3953 | 12.4668 | 4.2842 | 9.0956 | 0 | 0 | 4.2119 | 0 | 0 | 0 | 0 | 0 | 0 | 3.1077 | 0 | 0 | 15.6744 | 0 | 15.6744 | 44.6287 | 0 | 44.6287
2006 | Small Office | 2B | 5502.0804 | 0.077519 | 0.0017227 | 10.2412 | 12.4668 | 4.2877 | 9.0956 | 0 | 0 | 5.0663 | 0 | 0 | 0 | 0 | 0 | 0 | 3.1077 | 0 | 0 | 15.385 | 0.0017227 | 15.3867 | 44.3393 | 0.0017227 | 44.3411
2006 | Small Office | 3A | 5502.0804 | 1.0887 | 0.26012 | 6.36 | 12.4668 | 4.2877 | 9.0956 | 0 | 0 | 3.9397 | 0 | 0 | 0 | 0 | 0 | 0 | 3.1077 | 0 | 0 | 11.3885 | 0.26012 | 11.6486 | 40.3428 | 0.26012 | 40.6029
2006 | Small Office | 3B | 5502.0804 | 0.39621 | 0.022394 | 7.0336 | 12.4668 | 4.286 | 9.0956 | 0 | 0 | 4.6167 | 0 | 0 | 0 | 0 | 0 | 0 | 3.1077 | 0 | 0 | 12.0465 | 0.022394 | 12.0689 | 41.0026 | 0.022394 | 41.025
2006 | Small Office | 3C | 5502.0804 | 0.039621 | 0 | 4.7769 | 12.4668 | 4.286 | 9.0956 | 0 | 0 | 3.4901 | 0 | 0 | 0 | 0 | 0 | 0 | 3.1077 | 0 | 0 | 8.3066 | 0 | 8.3066 | 37.261 | 0 | 37.261
2006 | Small Office | 4A | 5502.0804 | 2.7425 | 1.0129 | 4.3945 | 12.4668 | 4.2808 | 9.0956 | 0 | 0 | 3.7071 | 0 | 0 | 0 | 0 | 0 | 0 | 3.1077 | 0 | 0 | 10.8441 | 1.0129 | 11.857 | 39.7915 | 1.0129 | 40.8045
2006 | Small Office | 4B | 5502.0804 | 1.1301 | 0.1826 | 5.0887 | 12.4668 | 4.2842 | 9.0956 | 0 | 0 | 4.6046 | 0 | 0 | 0 | 0 | 0 | 0 | 3.1077 | 0 | 0 | 10.8234 | 0.1826 | 11.006 | 39.7743 | 0.1826 | 39.9569
2006 | Small Office | 4C | 5502.0804 | 1.5969 | 0.1981 | 2.0724 | 12.4668 | 4.2756 | 9.0956 | 0 | 0 | 3.764 | 0 | 0 | 0 | 0 | 0 | 0 | 3.1077 | 0 | 0 | 7.4332 | 0.1981 | 7.6313 | 36.3755 | 0.1981 | 36.5736
2006 | Small Office | 5A | 5502.0804 | 4.82 | 4.0844 | 2.5909 | 12.4668 | 4.2825 | 9.0956 | 0 | 0 | 3.7623 | 0 | 0 | 0 | 0 | 0 | 0 | 3.1077 | 0 | 0 | 11.1731 | 4.0844 | 15.2575 | 40.1223 | 4.0844 | 44.2067
2006 | Small Office | 5B | 5502.0804 | 2.8079 | 2.1223 | 3.5245 | 12.4668 | 4.2825 | 9.0956 | 0 | 0 | 4.4668 | 0 | 0 | 0 | 0 | 0 | 0 | 3.1077 | 0 | 0 | 10.7993 | 2.1223 | 12.9216 | 39.7485 | 2.1223 | 41.8708
2006 | Small Office | 5C | 5502.0804 | 1.9587 | 0.37209 | 1.4177 | 12.4668 | 4.2756 | 9.0956 | 0 | 0 | 3.4918 | 0 | 0 | 0 | 0 | 0 | 0 | 3.1077 | 0 | 0 | 6.8682 | 0.37209 | 7.2403 | 35.8122 | 0.37209 | 36.1843
2006 | Small Office | 6A | 5502.0804 | 5.7175 | 12.4944 | 2.6529 | 12.4668 | 4.2791 | 9.0956 | 0 | 0 | 4.4048 | 0 | 0 | 0 | 0 | 0 | 0 | 3.1077 | 0 | 0 | 12.7752 | 12.4944 | 25.2696 | 41.7226 | 12.4944 | 54.217
2006 | Small Office | 6B | 5502.0804 | 3.7175 | 7.8105 | 2.1309 | 12.4668 | 4.2773 | 9.0956 | 0 | 0 | 4.441 | 0 | 0 | 0 | 0 | 0 | 0 | 3.1077 | 0 | 0 | 10.2894 | 7.8105 | 18.0999 | 39.2334 | 7.8105 | 47.0439
2006 | Small Office | 7 | 5502.0804 | 4.9147 | 19.4022 | 2.0448 | 12.4668 | 4.2739 | 9.0956 | 0 | 0 | 4.4427 | 0 | 0 | 0 | 0 | 0 | 0 | 3.1077 | 0 | 0 | 11.4022 | 19.4022 | 30.8045 | 40.3445 | 19.4022 | 59.7467
2006 | Small Office | 8 | 5502.0804 | 4.0758 | 29.7933 | 1.4005 | 12.4668 | 4.2498 | 9.0956 | 0 | 0 | 4.7683 | 0 | 0 | 0 | 0 | 0 | 0 | 3.1077 | 0 | 0 | 10.2446 | 29.7933 | 40.0379 | 39.1645 | 29.7933 | 68.9578
2009 | Small Office | 0A | 5502.0804 | 0 | 0 | 14.8475 | 12.4668 | 2.472 | 9.0956 | 0 | 0 | 4.3342 | 0 | 0 | 0 | 0 | 0 | 0 | 3.1077 | 0 | 0 | 19.1817 | 0 | 19.1817 | 46.3221 | 0 | 46.3221
2009 | Small Office | 0B | 5502.0804 | 0 | 0 | 14.3962 | 12.4668 | 2.472 | 9.0956 | 0 | 0 | 5.1921 | 0 | 0 | 0 | 0 | 0 | 0 | 3.1077 | 0 | 0 | 19.5883 | 0 | 19.5883 | 46.7304 | 0 | 46.7304
2009 | Small Office | 1A | 5502.0804 | 0 | 0 | 10.7993 | 12.4668 | 2.4737 | 9.0956 | 0 | 0 | 4.0448 | 0 | 0 | 0 | 0 | 0 | 0 | 3.1077 | 0 | 0 | 14.8441 | 0 | 14.8441 | 41.9862 | 0 | 41.9862
2009 | Small Office | 1B | 5502.0804 | 0.005168 | 0 | 11.5297 | 12.4668 | 2.4703 | 9.0956 | 0 | 0 | 4.8389 | 0 | 0 | 0 | 0 | 0 | 0 | 3.1077 | 0 | 0 | 16.3738 | 0 | 16.3738 | 43.5125 | 0 | 43.5125
2009 | Small Office | 2A | 5502.0804 | 0.05168 | 0 | 8.9061 | 12.4668 | 2.4686 | 9.0956 | 0 | 0 | 4.1258 | 0 | 0 | 0 | 0 | 0 | 0 | 3.1077 | 0 | 0 | 13.0835 | 0 | 13.0835 | 40.2205 | 0 | 40.2205
2009 | Small Office | 2B | 5502.0804 | 0.05857 | 0 | 8.1189 | 12.4668 | 2.4703 | 9.0956 | 0 | 0 | 4.9509 | 0 | 0 | 0 | 0 | 0 | 0 | 3.1077 | 0 | 0 | 13.1283 | 0 | 13.1283 | 40.267 | 0 | 40.267
2009 | Small Office | 3A | 5502.0804 | 0.8596 | 0.22567 | 5.0474 | 12.4668 | 2.4703 | 9.0956 | 0 | 0 | 3.845 | 0 | 0 | 0 | 0 | 0 | 0 | 3.1077 | 0 | 0 | 9.7519 | 0.22567 | 9.9776 | 36.8906 | 0.22567 | 37.1163
2009 | Small Office | 3B | 5502.0804 | 0.31008 | 0.017227 | 5.64 | 12.4668 | 2.4703 | 9.0956 | 0 | 0 | 4.5082 | 0 | 0 | 0 | 0 | 0 | 0 | 3.1077 | 0 | 0 | 10.4582 | 0.017227 | 10.4754 | 37.5969 | 0.017227 | 37.6141
2009 | Small Office | 3C | 5502.0804 | 0.02584 | 0 | 3.9483 | 12.4668 | 2.4703 | 9.0956 | 0 | 0 | 3.4195 | 0 | 0 | 0 | 0 | 0 | 0 | 3.1077 | 0 | 0 | 7.3936 | 0 | 7.3936 | 34.5323 | 0 | 34.5323
2009 | Small Office | 4A | 5502.0804 | 2.1688 | 0.87855 | 3.509 | 12.4668 | 2.4668 | 9.0956 | 0 | 0 | 3.621 | 0 | 0 | 0 | 0 | 0 | 0 | 3.1077 | 0 | 0 | 9.2989 | 0.87855 | 10.1774 | 36.4324 | 0.87855 | 37.3109
2009 | Small Office | 4B | 5502.0804 | 0.89922 | 0.13264 | 4.1413 | 12.4668 | 2.4686 | 9.0956 | 0 | 0 | 4.5013 | 0 | 0 | 0 | 0 | 0 | 0 | 3.1077 | 0 | 0 | 9.5418 | 0.13264 | 9.6744 | 36.677 | 0.13264 | 36.8096
2009 | Small Office | 4C | 5502.0804 | 1.0629 | 0.12748 | 1.8295 | 12.4668 | 2.4634 | 9.0956 | 0 | 0 | 3.6158 | 0 | 0 | 0 | 0 | 0 | 0 | 3.1077 | 0 | 0 | 6.5082 | 0.12748 | 6.6357 | 33.64 | 0.12748 | 33.7674
2009 | Small Office | 5A | 5502.0804 | 3.6227 | 3.2386 | 2.1326 | 12.4668 | 2.4668 | 9.0956 | 0 | 0 | 3.5401 | 0 | 0 | 0 | 0 | 0 | 0 | 3.1077 | 0 | 0 | 9.2954 | 3.2386 | 12.534 | 36.4324 | 3.2386 | 39.671
2009 | Small Office | 5B | 5502.0804 | 2.0207 | 1.5263 | 2.8854 | 12.4668 | 2.4668 | 9.0956 | 0 | 0 | 4.205 | 0 | 0 | 0 | 0 | 0 | 0 | 3.1077 | 0 | 0 | 9.1111 | 1.5263 | 10.6374 | 36.2463 | 1.5263 | 37.7726
2009 | Small Office | 5C | 5502.0804 | 1.3264 | 0.23084 | 1.3075 | 12.4668 | 2.4634 | 9.0956 | 0 | 0 | 3.3712 | 0 | 0 | 0 | 0 | 0 | 0 | 3.1077 | 0 | 0 | 6.0052 | 0.23084 | 6.236 | 33.1369 | 0.23084 | 33.3678
2009 | Small Office | 6A | 5502.0804 | 3.9345 | 9.7106 | 2.3686 | 12.4668 | 2.4668 | 9.0956 | 0 | 0 | 4.0121 | 0 | 0 | 0 | 0 | 0 | 0 | 3.1077 | 0 | 0 | 10.3152 | 9.7106 | 20.0258 | 37.4487 | 9.7106 | 47.1593
2009 | Small Office | 6B | 5502.0804 | 2.4444 | 5.4539 | 2 | 12.4668 | 2.4651 | 9.0956 | 0 | 0 | 4.2239 | 0 | 0 | 0 | 0 | 0 | 0 | 3.1077 | 0 | 0 | 8.6684 | 5.4539 | 14.1223 | 35.8019 | 5.4539 | 41.2558
2009 | Small Office | 7 | 5502.0804 | 3.3919 | 14.3307 | 1.9948 | 12.4668 | 2.4634 | 9.0956 | 0 | 0 | 4.1395 | 0 | 0 | 0 | 0 | 0 | 0 | 3.1077 | 0 | 0 | 9.5263 | 14.3307 | 23.857 | 36.6563 | 14.3307 | 50.9871
2009 | Small Office | 8 | 5502.0804 | 3.2644 | 24.7442 | 1.2627 | 12.4668 | 2.4496 | 9.0956 | 0 | 0 | 4.5082 | 0 | 0 | 0 | 0 | 0 | 0 | 3.1077 | 0 | 0 | 9.0353 | 24.7442 | 33.7795 | 36.1533 | 24.7442 | 60.8975
2012 | Small Office | 0A | 5502.0804 | 0 | 0 | 12.1671 | 7.1301 | 2.472 | 9.0956 | 0 | 0 | 3.2334 | 0 | 0 | 0 | 0 | 0 | 0 | 3.1077 | 0 | 0 | 15.4005 | 0 | 15.4005 | 37.2058 | 0 | 37.2058
2012 | Small Office | 0B | 5502.0804 | 0 | 0 | 11.6916 | 7.1921 | 2.472 | 9.0956 | 0 | 0 | 3.7847 | 0 | 0 | 0 | 0 | 0 | 0 | 3.1077 | 0 | 0 | 15.4763 | 0 | 15.4763 | 37.3437 | 0 | 37.3437
2012 | Small Office | 1A | 5502.0804 | 0 | 0 | 8.8923 | 7.5056 | 2.4737 | 9.0956 | 0 | 0 | 3.1352 | 0 | 0 | 0 | 0 | 0 | 0 | 3.1077 | 0 | 0 | 12.0276 | 0 | 12.0276 | 34.2101 | 0 | 34.2101
2012 | Small Office | 1B | 5502.0804 | 0 | 0 | 9.3109 | 7.4005 | 2.4703 | 9.0956 | 0 | 0 | 3.5159 | 0 | 0 | 0 | 0 | 0 | 0 | 3.1077 | 0 | 0 | 12.8269 | 0 | 12.8269 | 34.8992 | 0 | 34.8992
2012 | Small Office | 2A | 5502.0804 | 0.022394 | 0 | 7.3971 | 7.497 | 2.4686 | 9.0956 | 0 | 0 | 3.1783 | 0 | 0 | 0 | 0 | 0 | 0 | 3.1077 | 0 | 0 | 10.5978 | 0 | 10.5978 | 32.7666 | 0 | 32.7666
2012 | Small Office | 2B | 5502.0804 | 0.02584 | 0 | 6.5719 | 7.652 | 2.4703 | 9.0956 | 0 | 0 | 3.714 | 0 | 0 | 0 | 0 | 0 | 0 | 3.1077 | 0 | 0 | 10.3118 | 0 | 10.3118 | 32.6356 | 0 | 32.6356
2012 | Small Office | 3A | 5502.0804 | 0.74246 | 0.16021 | 4.0517 | 7.6055 | 2.4703 | 9.0956 | 0 | 0 | 3.025 | 0 | 0 | 0 | 0 | 0 | 0 | 3.1077 | 0 | 0 | 7.8191 | 0.16021 | 7.9793 | 30.0965 | 0.16021 | 30.2567
2012 | Small Office | 3B | 5502.0804 | 0.18777 | 0.017227 | 4.4978 | 7.5986 | 2.4703 | 9.0956 | 0 | 0 | 3.5366 | 0 | 0 | 0 | 0 | 0 | 0 | 3.1077 | 0 | 0 | 8.2222 | 0.017227 | 8.2394 | 30.4944 | 0.017227 | 30.5116
2012 | Small Office | 3C | 5502.0804 | 0.0086133 | 0 | 3.1283 | 7.5624 | 2.4703 | 9.0956 | 0 | 0 | 2.8079 | 0 | 0 | 0 | 0 | 0 | 0 | 3.1077 | 0 | 0 | 5.9449 | 0 | 5.9449 | 28.1809 | 0 | 28.1809
2012 | Small Office | 4A | 5502.0804 | 1.6744 | 0.58915 | 2.9819 | 7.0284 | 2.4668 | 9.0956 | 0 | 0 | 2.8665 | 0 | 0 | 0 | 0 | 0 | 0 | 3.1077 | 0 | 0 | 7.5228 | 0.58915 | 8.112 | 29.2196 | 0.58915 | 29.8088
2012 | Small Office | 4B | 5502.0804 | 0.58915 | 0.060293 | 3.5366 | 6.9561 | 2.4686 | 9.0956 | 0 | 0 | 3.6451 | 0 | 0 | 0 | 0 | 0 | 0 | 3.1077 | 0 | 0 | 7.7709 | 0.060293 | 7.8312 | 29.3988 | 0.060293 | 29.4591
2012 | Small Office | 4C | 5502.0804 | 0.87166 | 0.08441 | 1.5263 | 7.3419 | 2.4634 | 9.0956 | 0 | 0 | 3.056 | 0 | 0 | 0 | 0 | 0 | 0 | 3.1077 | 0 | 0 | 5.4539 | 0.08441 | 5.5383 | 27.4625 | 0.08441 | 27.5469
2012 | Small Office | 5A | 5502.0804 | 3.1146 | 2.7511 | 1.8053 | 7.1249 | 2.4668 | 9.0956 | 0 | 0 | 2.9044 | 0 | 0 | 0 | 0 | 0 | 0 | 3.1077 | 0 | 0 | 7.8243 | 2.7511 | 10.5754 | 29.6193 | 2.7511 | 32.3704
2012 | Small Office | 5B | 5502.0804 | 1.6744 | 1.1783 | 2.4358 | 6.9888 | 2.4668 | 9.0956 | 0 | 0 | 3.509 | 0 | 0 | 0 | 0 | 0 | 0 | 3.1077 | 0 | 0 | 7.6193 | 1.1783 | 8.7976 | 29.2765 | 1.1783 | 30.4548
2012 | Small Office | 5C | 5502.0804 | 1.2283 | 0.18088 | 1.0456 | 7.2403 | 2.4634 | 9.0956 | 0 | 0 | 2.8682 | 0 | 0 | 0 | 0 | 0 | 0 | 3.1077 | 0 | 0 | 5.1421 | 0.18088 | 5.323 | 27.0474 | 0.18088 | 27.2282
2012 | Small Office | 6A | 5502.0804 | 3.3316 | 7.8329 | 1.8553 | 7.118 | 2.4668 | 9.0956 | 0 | 0 | 3.0508 | 0 | 0 | 0 | 0 | 0 | 0 | 3.1077 | 0 | 0 | 8.2377 | 7.8329 | 16.0706 | 30.0258 | 7.8329 | 37.8587
2012 | Small Office | 6B | 5502.0804 | 2.0775 | 4.4565 | 1.5538 | 7.1249 | 2.4651 | 9.0956 | 0 | 0 | 3.2713 | 0 | 0 | 0 | 0 | 0 | 0 | 3.1077 | 0 | 0 | 6.9027 | 4.4565 | 11.3592 | 28.6942 | 4.4565 | 33.1507
2012 | Small Office | 7 | 5502.0804 | 2.758 | 11.1352 | 1.6796 | 6.9991 | 2.4634 | 9.0956 | 0 | 0 | 3.1611 | 0 | 0 | 0 | 0 | 0 | 0 | 3.1077 | 0 | 0 | 7.5986 | 11.1352 | 18.7338 | 29.261 | 11.1352 | 40.3962
2012 | Small Office | 8 | 5502.0804 | 2.6736 | 20.0138 | 1.0904 | 7.5039 | 2.4496 | 9.0956 | 0 | 0 | 3.4849 | 0 | 0 | 0 | 0 | 0 | 0 | 3.1077 | 0 | 0 | 7.2489 | 20.0138 | 27.2627 | 29.4057 | 20.0138 | 49.4194
2015 | Small Office | 0A | 5502.0804 | 0 | 0 | 11.5021 | 7.2127 | 2.0362 | 9.0956 | 0 | 0 | 3.2644 | 0 | 0 | 0 | 0 | 0 | 0 | 3.1077 | 0 | 0 | 14.7666 | 0 | 14.7666 | 36.2188 | 0 | 36.2188
2015 | Small Office | 0B | 5502.0804 | 0 | 0 | 11.0198 | 7.2317 | 2.0362 | 9.0956 | 0 | 0 | 3.8277 | 0 | 0 | 0 | 0 | 0 | 0 | 3.1077 | 0 | 0 | 14.8475 | 0 | 14.8475 | 36.3187 | 0 | 36.3187
2015 | Small Office | 1A | 5502.0804 | 0 | 0 | 8.3893 | 7.2765 | 2.0362 | 9.0956 | 0 | 0 | 3.1111 | 0 | 0 | 0 | 0 | 0 | 0 | 3.1077 | 0 | 0 | 11.5004 | 0 | 11.5004 | 33.0146 | 0 | 33.0146
2015 | Small Office | 1B | 5502.0804 | 0 | 0 | 8.8269 | 7.2696 | 2.0327 | 9.0956 | 0 | 0 | 3.5607 | 0 | 0 | 0 | 0 | 0 | 0 | 3.1077 | 0 | 0 | 12.3876 | 0 | 12.3876 | 33.8915 | 0 | 33.8915
2015 | Small Office | 2A | 5502.0804 | 0.020672 | 0 | 7.025 | 7.2765 | 2.0327 | 9.0956 | 0 | 0 | 3.2059 | 0 | 0 | 0 | 0 | 0 | 0 | 3.1077 | 0 | 0 | 10.2515 | 0 | 10.2515 | 31.764 | 0 | 31.764
2015 | Small Office | 2B | 5502.0804 | 0.02584 | 0 | 6.2102 | 7.3127 | 2.0345 | 9.0956 | 0 | 0 | 3.7847 | 0 | 0 | 0 | 0 | 0 | 0 | 3.1077 | 0 | 0 | 10.0207 | 0 | 10.0207 | 31.5693 | 0 | 31.5693
2015 | Small Office | 3A | 5502.0804 | 0.64599 | 0.12575 | 3.8846 | 7.2954 | 2.0327 | 9.0956 | 0 | 0 | 3.0767 | 0 | 0 | 0 | 0 | 0 | 0 | 3.1077 | 0 | 0 | 7.6072 | 0.12575 | 7.733 | 29.1369 | 0.12575 | 29.2627
2015 | Small Office | 3B | 5502.0804 | 0.17227 | 0.010336 | 4.3135 | 7.3006 | 2.0327 | 9.0956 | 0 | 0 | 3.6124 | 0 | 0 | 0 | 0 | 0 | 0 | 3.1077 | 0 | 0 | 8.0982 | 0.010336 | 8.1085 | 29.6348 | 0.010336 | 29.6451
2015 | Small Office | 3C | 5502.0804 | 0.0068906 | 0 | 3.0095 | 7.2937 | 2.0362 | 9.0956 | 0 | 0 | 2.8183 | 0 | 0 | 0 | 0 | 0 | 0 | 3.1077 | 0 | 0 | 5.8346 | 0 | 5.8346 | 27.3678 | 0 | 27.3678
2015 | Small Office | 4A | 5502.0804 | 1.6848 | 0.53574 | 2.9251 | 7.2351 | 2.0379 | 9.0956 | 0 | 0 | 3.0508 | 0 | 0 | 0 | 0 | 0 | 0 | 3.1077 | 0 | 0 | 7.6606 | 0.53574 | 8.1964 | 29.1352 | 0.53574 | 29.671
2015 | Small Office | 4B | 5502.0804 | 0.58915 | 0.049957 | 3.4539 | 7.23 | 2.0327 | 9.0956 | 0 | 0 | 3.8208 | 0 | 0 | 0 | 0 | 0 | 0 | 3.1077 | 0 | 0 | 7.8639 | 0.049957 | 7.9139 | 29.3282 | 0.049957 | 29.3781
2015 | Small Office | 4C | 5502.0804 | 0.90439 | 0.080965 | 1.497 | 7.2713 | 2.0362 | 9.0956 | 0 | 0 | 3.1766 | 0 | 0 | 0 | 0 | 0 | 0 | 3.1077 | 0 | 0 | 5.5779 | 0.080965 | 5.6589 | 27.0904 | 0.080965 | 27.1714
2015 | Small Office | 5A | 5502.0804 | 3.1611 | 2.6047 | 1.7709 | 7.2386 | 2.0345 | 9.0956 | 0 | 0 | 3.0577 | 0 | 0 | 0 | 0 | 0 | 0 | 3.1077 | 0 | 0 | 7.9897 | 2.6047 | 10.5943 | 29.4642 | 2.6047 | 32.0689
2015 | Small Office | 5B | 5502.0804 | 1.6813 | 1.1507 | 2.4014 | 7.2369 | 2.0362 | 9.0956 | 0 | 0 | 3.6813 | 0 | 0 | 0 | 0 | 0 | 0 | 3.1077 | 0 | 0 | 7.764 | 1.1507 | 8.9147 | 29.2386 | 1.1507 | 30.3893
2015 | Small Office | 5C | 5502.0804 | 1.2627 | 0.17571 | 1.0525 | 7.261 | 2.0362 | 9.0956 | 0 | 0 | 2.9854 | 0 | 0 | 0 | 0 | 0 | 0 | 3.1077 | 0 | 0 | 5.3006 | 0.17571 | 5.4763 | 26.801 | 0.17571 | 26.9767
2015 | Small Office | 6A | 5502.0804 | 3.3557 | 7.7382 | 1.826 | 7.242 | 2.0345 | 9.0956 | 0 | 0 | 3.2093 | 0 | 0 | 0 | 0 | 0 | 0 | 3.1077 | 0 | 0 | 8.391 | 7.7382 | 16.1292 | 29.8708 | 7.7382 | 37.6089
2015 | Small Office | 6B | 5502.0804 | 2.0844 | 4.4169 | 1.5332 | 7.2472 | 2.0327 | 9.0956 | 0 | 0 | 3.4539 | 0 | 0 | 0 | 0 | 0 | 0 | 3.1077 | 0 | 0 | 7.0715 | 4.4169 | 11.4884 | 28.553 | 4.4169 | 32.9698
2015 | Small Office | 7 | 5502.0804 | 2.7786 | 11.0767 | 1.6761 | 7.2317 | 2.0362 | 9.0956 | 0 | 0 | 3.354 | 0 | 0 | 0 | 0 | 0 | 0 | 3.1077 | 0 | 0 | 7.8088 | 11.0767 | 18.8854 | 29.2799 | 11.0767 | 40.3566
2015 | Small Office | 8 | 5502.0804 | 2.7218 | 20.422 | 1.1111 | 7.3247 | 2.0482 | 9.0956 | 0 | 0 | 3.7106 | 0 | 0 | 0 | 0 | 0 | 0 | 3.1077 | 0 | 0 | 7.5435 | 20.422 | 27.9655 | 29.1197 | 20.422 | 49.5418
2018 | Small Office | 0A | 5502.0804 | 0 | 0 | 11.416 | 6.8751 | 1.3437 | 9.0956 | 0 | 0 | 3.2334 | 0 | 0 | 0 | 0 | 0 | 0 | 3.1077 | 0 | 0 | 14.6494 | 0 | 14.6494 | 35.0715 | 0 | 35.0715
2018 | Small Office | 0B | 5502.0804 | 0 | 0 | 10.9337 | 6.8923 | 1.3437 | 9.0956 | 0 | 0 | 3.7967 | 0 | 0 | 0 | 0 | 0 | 0 | 3.1077 | 0 | 0 | 14.7304 | 0 | 14.7304 | 35.1697 | 0 | 35.1697
2018 | Small Office | 1A | 5502.0804 | 0 | 0 | 8.3118 | 6.9354 | 1.3437 | 9.0956 | 0 | 0 | 3.0784 | 0 | 0 | 0 | 0 | 0 | 0 | 3.1077 | 0 | 0 | 11.3902 | 0 | 11.3902 | 31.8725 | 0 | 31.8725
2018 | Small Office | 1B | 5502.0804 | 0 | 0 | 8.7442 | 6.9285 | 1.3419 | 9.0956 | 0 | 0 | 3.528 | 0 | 0 | 0 | 0 | 0 | 0 | 3.1077 | 0 | 0 | 12.2722 | 0 | 12.2722 | 32.7459 | 0 | 32.7459
2018 | Small Office | 2A | 5502.0804 | 0.020672 | 0 | 6.9526 | 6.9354 | 1.3419 | 9.0956 | 0 | 0 | 3.1748 | 0 | 0 | 0 | 0 | 0 | 0 | 3.1077 | 0 | 0 | 10.1481 | 0 | 10.1481 | 30.6288 | 0 | 30.6288
2018 | Small Office | 2B | 5502.0804 | 0.02584 | 0 | 6.1361 | 6.9699 | 1.3419 | 9.0956 | 0 | 0 | 3.7502 | 0 | 0 | 0 | 0 | 0 | 0 | 3.1077 | 0 | 0 | 9.9121 | 0 | 9.9121 | 30.4272 | 0 | 30.4272
2018 | Small Office | 3A | 5502.0804 | 0.6615 | 0.13092 | 3.8295 | 6.9526 | 1.3419 | 9.0956 | 0 | 0 | 3.0456 | 0 | 0 | 0 | 0 | 0 | 0 | 3.1077 | 0 | 0 | 7.5366 | 0.13092 | 7.6675 | 28.0327 | 0.13092 | 28.1636
2018 | Small Office | 3B | 5502.0804 | 0.17743 | 0.012059 | 4.2498 | 6.9595 | 1.3419 | 9.0956 | 0 | 0 | 3.5779 | 0 | 0 | 0 | 0 | 0 | 0 | 3.1077 | 0 | 0 | 8.0052 | 0.012059 | 8.0172 | 28.5082 | 0.012059 | 28.5202
2018 | Small Office | 3C | 5502.0804 | 0.0068906 | 0 | 2.944 | 6.9526 | 1.3454 | 9.0956 | 0 | 0 | 2.7873 | 0 | 0 | 0 | 0 | 0 | 0 | 3.1077 | 0 | 0 | 5.7382 | 0 | 5.7382 | 26.236 | 0 | 26.236
2018 | Small Office | 4A | 5502.0804 | 1.7916 | 0.59604 | 2.7769 | 6.9147 | 1.3454 | 9.0956 | 0 | 0 | 2.9406 | 0 | 0 | 0 | 0 | 0 | 0 | 3.1077 | 0 | 0 | 7.509 | 0.59604 | 8.1051 | 27.9724 | 0.59604 | 28.5685
2018 | Small Office | 4B | 5502.0804 | 0.65289 | 0.068906 | 3.2248 | 6.9096 | 1.3419 | 9.0956 | 0 | 0 | 3.6796 | 0 | 0 | 0 | 0 | 0 | 0 | 3.1077 | 0 | 0 | 7.5573 | 0.068906 | 7.6262 | 28.0138 | 0.068906 | 28.0827
2018 | Small Office | 4C | 5502.0804 | 0.98536 | 0.10164 | 1.354 | 6.9509 | 1.3454 | 9.0956 | 0 | 0 | 3.0233 | 0 | 0 | 0 | 0 | 0 | 0 | 3.1077 | 0 | 0 | 5.3626 | 0.10164 | 5.4643 | 25.8605 | 0.10164 | 25.9621
2018 | Small Office | 5A | 5502.0804 | 3.2248 | 2.739 | 1.6951 | 6.9096 | 1.3437 | 9.0956 | 0 | 0 | 2.9854 | 0 | 0 | 0 | 0 | 0 | 0 | 3.1077 | 0 | 0 | 7.9053 | 2.739 | 10.6443 | 28.36 | 2.739 | 31.099
2018 | Small Office | 5B | 5502.0804 | 1.7692 | 1.2265 | 2.2911 | 6.9061 | 1.3437 | 9.0956 | 0 | 0 | 3.5935 | 0 | 0 | 0 | 0 | 0 | 0 | 3.1077 | 0 | 0 | 7.6537 | 1.2265 | 8.8803 | 28.1068 | 1.2265 | 29.3333
2018 | Small Office | 5C | 5502.0804 | 1.3282 | 0.1981 | 0.96985 | 6.9302 | 1.3437 | 9.0956 | 0 | 0 | 2.8923 | 0 | 0 | 0 | 0 | 0 | 0 | 3.1077 | 0 | 0 | 5.1904 | 0.1981 | 5.3885 | 25.6675 | 0.1981 | 25.8656
2018 | Small Office | 6A | 5502.0804 | 3.3953 | 7.8432 | 1.7916 | 6.9027 | 1.3437 | 9.0956 | 0 | 0 | 3.1783 | 0 | 0 | 0 | 0 | 0 | 0 | 3.1077 | 0 | 0 | 8.3652 | 7.8432 | 16.2084 | 28.8165 | 7.8432 | 36.6598
2018 | Small Office | 6B | 5502.0804 | 2.1206 | 4.4944 | 1.497 | 6.9078 | 1.3419 | 9.0956 | 0 | 0 | 3.4195 | 0 | 0 | 0 | 0 | 0 | 0 | 3.1077 | 0 | 0 | 7.037 | 4.4944 | 11.5314 | 27.4901 | 4.4944 | 31.9845
2018 | Small Office | 7 | 5502.0804 | 2.8114 | 11.2127 | 1.6434 | 6.8941 | 1.3437 | 9.0956 | 0 | 0 | 3.3247 | 0 | 0 | 0 | 0 | 0 | 0 | 3.1077 | 0 | 0 | 7.7795 | 11.2127 | 18.9922 | 28.2205 | 11.2127 | 39.4332
2018 | Small Office | 8 | 5502.0804 | 2.7476 | 20.6357 | 1.0835 | 6.9819 | 1.354 | 9.0956 | 0 | 0 | 3.6848 | 0 | 0 | 0 | 0 | 0 | 0 | 3.1077 | 0 | 0 | 7.5159 | 20.6357 | 28.1516 | 28.0534 | 20.6357 | 48.689
2006 | Stand-Alone Retail | 0A | 24692.3029 | 0 | 0 | 48.7242 | 18.2418 | 4.4227 | 7.4912 | 0 | 0 | 16.8914 | 0 | 0 | 0 | 0 | 0 | 0 | 0 | 3.2009 | 0 | 65.6155 | 0 | 65.6155 | 95.7716 | 3.2009 | 98.9726
2006 | Stand-Alone Retail | 0B | 24692.3029 | 0 | 0.0092124 | 45.2545 | 18.2418 | 4.4239 | 7.4912 | 0 | 0 | 18.1612 | 0 | 0 | 0 | 0 | 0 | 0 | 0 | 3.1979 | 0 | 63.4157 | 0.0092124 | 63.4249 | 93.5722 | 3.2071 | 96.7793
2006 | Stand-Alone Retail | 1A | 24692.3029 | 0 | 0.00038385 | 33.1164 | 18.2418 | 4.4243 | 7.4912 | 0 | 0 | 15.9306 | 0 | 0 | 0 | 0 | 0 | 0 | 0 | 3.275 | 0 | 49.047 | 0.00038385 | 49.0474 | 79.2042 | 3.2754 | 82.4796
2006 | Stand-Alone Retail | 1B | 24692.3029 | 0 | 0.59343 | 36.4582 | 18.2418 | 4.4189 | 7.4912 | 0 | 0 | 17.8809 | 0 | 0 | 0 | 0 | 0 | 0 | 0 | 3.2781 | 0 | 54.3391 | 0.59343 | 54.9326 | 84.4906 | 3.8715 | 88.3622
2006 | Stand-Alone Retail | 2A | 24692.3029 | 0 | 2.011 | 28.3186 | 18.2418 | 4.4174 | 7.4912 | 0 | 0 | 16.7098 | 0 | 0 | 0 | 0 | 0 | 0 | 0 | 3.361 | 0 | 45.0284 | 2.011 | 47.0394 | 75.1784 | 5.3716 | 80.55
2006 | Stand-Alone Retail | 2B | 24692.3029 | 0 | 1.0882 | 21.4085 | 18.2418 | 4.4204 | 7.4912 | 0 | 0 | 18.6352 | 0 | 0 | 0 | 0 | 0 | 0 | 0 | 3.3668 | 0 | 40.0437 | 1.0882 | 41.132 | 70.1972 | 4.455 | 74.6522
2006 | Stand-Alone Retail | 3A | 24692.3029 | 0 | 9.7387 | 15.3172 | 18.2418 | 4.4197 | 7.4912 | 0 | 0 | 16.1137 | 0 | 0 | 0 | 0 | 0 | 0 | 0 | 3.5057 | 0 | 31.4309 | 9.7387 | 41.1696 | 61.5836 | 13.2448 | 74.8283
2006 | Stand-Alone Retail | 3B | 24692.3029 | 0 | 5.3678 | 15.3533 | 18.2418 | 4.4193 | 7.4912 | 0 | 0 | 18.9242 | 0 | 0 | 0 | 0 | 0 | 0 | 0 | 3.4704 | 0 | 34.2775 | 5.3678 | 39.6453 | 64.4298 | 8.8378 | 73.2676
2006 | Stand-Alone Retail | 3C | 24692.3029 | 0 | 1.2272 | 6.4211 | 18.2418 | 4.4189 | 7.4912 | 0 | 0 | 14.9905 | 0 | 0 | 0 | 0 | 0 | 0 | 0 | 3.5195 | 0 | 21.4116 | 1.2272 | 22.6388 | 51.5635 | 4.7467 | 56.3102
2006 | Stand-Alone Retail | 4A | 24692.3029 | 0 | 25.2309 | 9.8792 | 18.2418 | 4.4128 | 7.4912 | 0 | 0 | 16.2649 | 0 | 0 | 0 | 0 | 0 | 0 | 0 | 3.6213 | 0 | 26.1441 | 25.2309 | 51.375 | 56.2902 | 28.8522 | 85.1424
2006 | Stand-Alone Retail | 4B | 24692.3029 | 0 | 8.4919 | 8.8113 | 18.2418 | 4.4162 | 7.4912 | 0 | 0 | 17.6184 | 0 | 0 | 0 | 0 | 0 | 0 | 0 | 3.5879 | 0 | 26.4297 | 8.4919 | 34.9216 | 56.5789 | 12.0798 | 68.6587
2006 | Stand-Alone Retail | 4C | 24692.3029 | 0 | 13.8755 | 2.416 | 18.2418 | 4.4078 | 7.4912 | 0 | 0 | 15.3775 | 0 | 0 | 0 | 0 | 0 | 0 | 0 | 3.655 | 0 | 17.7934 | 13.8755 | 31.6689 | 47.9342 | 17.5305 | 65.4647
2006 | Stand-Alone Retail | 5A | 24692.3029 | 0 | 32.08 | 5.1497 | 18.2418 | 4.4143 | 7.4912 | 0 | 0 | 17.3685 | 0 | 0 | 0 | 0 | 0 | 0 | 0 | 3.7164 | 0 | 22.5182 | 32.08 | 54.5982 | 52.6655 | 35.7964 | 88.462
2006 | Stand-Alone Retail | 5B | 24692.3029 | 0 | 16.7931 | 5.97 | 18.2418 | 4.4143 | 7.4912 | 0 | 0 | 18.4034 | 0 | 0 | 0 | 0 | 0 | 0 | 0 | 3.6884 | 0 | 24.3734 | 16.7931 | 41.1665 | 54.5211 | 20.4819 | 75.003
2006 | Stand-Alone Retail | 5C | 24692.3029 | 0 | 17.2476 | 0.96308 | 18.2418 | 4.4074 | 7.4912 | 0 | 0 | 15.0159 | 0 | 0 | 0 | 0 | 0 | 0 | 0 | 3.7095 | 0 | 15.979 | 17.2476 | 33.2265 | 46.1193 | 20.9575 | 67.0769
2006 | Stand-Alone Retail | 6A | 24692.3029 | 0 | 44.6454 | 5.6641 | 18.2418 | 4.412 | 7.4912 | 0 | 0 | 18.74 | 0 | 0 | 0 | 0 | 0 | 0 | 0 | 3.7859 | 0 | 24.4041 | 44.6454 | 69.0495 | 54.5491 | 48.4317 | 102.9808
2006 | Stand-Alone Retail | 6B | 24692.3029 | 0 | 28.6464 | 3.7042 | 18.2418 | 4.4089 | 7.4912 | 0 | 0 | 19.6578 | 0 | 0 | 0 | 0 | 0 | 0 | 0 | 3.7683 | 0 | 23.362 | 28.6464 | 52.0084 | 53.5039 | 32.4147 | 85.9186
2006 | Stand-Alone Retail | 7 | 24692.3029 | 0 | 55.9862 | 4.663 | 18.2418 | 4.4062 | 7.4912 | 0 | 0 | 19.3403 | 0 | 0 | 0 | 0 | 0 | 0 | 0 | 3.8685 | 0 | 24.0034 | 55.9862 | 79.9896 | 54.1426 | 59.8543 | 113.9969
2006 | Stand-Alone Retail | 8 | 24692.3029 | 0 | 79.1893 | 2.3396 | 18.2418 | 4.382 | 7.4912 | 0 | 0 | 21.7367 | 0 | 0 | 0 | 0 | 0 | 0 | 0 | 3.9802 | 0 | 24.0763 | 79.1893 | 103.2656 | 54.1913 | 83.1694 | 137.3608
2009 | Stand-Alone Retail | 0A | 24692.3029 | 0 | 0 | 44.3555 | 18.2418 | 2.8056 | 7.4912 | 0 | 0 | 16.8649 | 0 | 0 | 0 | 0 | 0 | 0 | 0 | 3.2009 | 0 | 61.2204 | 0 | 61.2204 | 89.759 | 3.2009 | 92.9599
2009 | Stand-Alone Retail | 0B | 24692.3029 | 0 | 0.0092124 | 42.8224 | 18.2418 | 2.806 | 7.4912 | 0 | 0 | 18.1266 | 0 | 0 | 0 | 0 | 0 | 0 | 0 | 3.1979 | 0 | 60.949 | 0.0092124 | 60.9583 | 89.488 | 3.2067 | 92.6947
2009 | Stand-Alone Retail | 1A | 24692.3029 | 0 | 0.00038385 | 31.391 | 18.2418 | 2.8063 | 7.4912 | 0 | 0 | 15.9191 | 0 | 0 | 0 | 0 | 0 | 0 | 0 | 3.275 | 0 | 47.31 | 0.00038385 | 47.3104 | 75.8498 | 3.2754 | 79.1252
2009 | Stand-Alone Retail | 1B | 24692.3029 | 0 | 0.40458 | 34.5888 | 18.2418 | 2.8029 | 7.4912 | 0 | 0 | 17.8537 | 0 | 0 | 0 | 0 | 0 | 0 | 0 | 3.2781 | 0 | 52.4425 | 0.40458 | 52.8471 | 80.9784 | 3.6827 | 84.6611
2009 | Stand-Alone Retail | 2A | 24692.3029 | 0 | 0.8272 | 24.2479 | 18.2418 | 2.8017 | 7.4912 | 0 | 0 | 15.0009 | 0 | 0 | 0 | 0 | 0 | 0 | 0 | 3.3598 | 0 | 39.2488 | 0.8272 | 40.076 | 67.7835 | 4.187 | 71.9706
2009 | Stand-Alone Retail | 2B | 24692.3029 | 0 | 0.38232 | 17.9949 | 18.2418 | 2.804 | 7.4912 | 0 | 0 | 17.1639 | 0 | 0 | 0 | 0 | 0 | 0 | 0 | 3.3652 | 0 | 35.1589 | 0.38232 | 35.5412 | 63.6959 | 3.7479 | 67.4438
2009 | Stand-Alone Retail | 3A | 24692.3029 | 0 | 5.334 | 12.9715 | 18.2418 | 2.8033 | 7.4912 | 0 | 0 | 15.6888 | 0 | 0 | 0 | 0 | 0 | 0 | 0 | 3.5049 | 0 | 28.6603 | 5.334 | 33.9942 | 57.1965 | 8.8386 | 66.0351
2009 | Stand-Alone Retail | 3B | 24692.3029 | 0 | 1.6483 | 12.8874 | 18.2418 | 2.8033 | 7.4912 | 0 | 0 | 16.6181 | 0 | 0 | 0 | 0 | 0 | 0 | 0 | 3.4669 | 0 | 29.5055 | 1.6483 | 31.1537 | 58.0421 | 5.1152 | 63.1573
2009 | Stand-Alone Retail | 3C | 24692.3029 | 0 | 1.0802 | 6.0994 | 18.2418 | 2.8029 | 7.4912 | 0 | 0 | 14.7944 | 0 | 0 | 0 | 0 | 0 | 0 | 0 | 3.5184 | 0 | 20.8938 | 1.0802 | 21.9739 | 49.4293 | 4.5982 | 54.0274
2009 | Stand-Alone Retail | 4A | 24692.3029 | 0 | 14.2962 | 8.0137 | 18.2418 | 2.799 | 7.4912 | 0 | 0 | 15.8838 | 0 | 0 | 0 | 0 | 0 | 0 | 0 | 3.6197 | 0 | 23.8974 | 14.2962 | 38.1936 | 52.4295 | 17.9155 | 70.345
2009 | Stand-Alone Retail | 4B | 24692.3029 | 0 | 4.5133 | 8.1112 | 18.2418 | 2.8013 | 7.4912 | 0 | 0 | 17.0169 | 0 | 0 | 0 | 0 | 0 | 0 | 0 | 3.5856 | 0 | 25.1281 | 4.5133 | 29.6414 | 53.662 | 8.0989 | 61.7609
2009 | Stand-Alone Retail | 4C | 24692.3029 | 0 | 9.0604 | 2.3972 | 18.2418 | 2.796 | 7.4912 | 0 | 0 | 15.3233 | 0 | 0 | 0 | 0 | 0 | 0 | 0 | 3.6531 | 0 | 17.7205 | 9.0604 | 26.7809 | 46.2491 | 12.7135 | 58.9626
2009 | Stand-Alone Retail | 5A | 24692.3029 | 0 | 22.1924 | 4.5843 | 18.2418 | 2.7998 | 7.4912 | 0 | 0 | 17.2261 | 0 | 0 | 0 | 0 | 0 | 0 | 0 | 3.7149 | 0 | 21.8104 | 22.1924 | 44.0028 | 50.3432 | 25.9073 | 76.2505
2009 | Stand-Alone Retail | 5B | 24692.3029 | 0 | 10.9236 | 5.7309 | 18.2418 | 2.8002 | 7.4912 | 0 | 0 | 18.2525 | 0 | 0 | 0 | 0 | 0 | 0 | 0 | 3.6869 | 0 | 23.9834 | 10.9236 | 34.907 | 52.5162 | 14.6109 | 67.1271
2009 | Stand-Alone Retail | 5C | 24692.3029 | 0 | 11.0906 | 0.99456 | 18.2418 | 2.7956 | 7.4912 | 0 | 0 | 14.9982 | 0 | 0 | 0 | 0 | 0 | 0 | 0 | 3.7072 | 0 | 15.9928 | 11.0906 | 27.0834 | 44.521 | 14.7982 | 59.3192
2009 | Stand-Alone Retail | 6A | 24692.3029 | 0 | 32.2585 | 5.2741 | 18.2418 | 2.7987 | 7.4912 | 0 | 0 | 18.7753 | 0 | 0 | 0 | 0 | 0 | 0 | 0 | 3.7848 | 0 | 24.0494 | 32.2585 | 56.3079 | 52.5811 | 36.0432 | 88.6243
2009 | Stand-Alone Retail | 6B | 24692.3029 | 0 | 20.1829 | 3.6738 | 18.2418 | 2.7967 | 7.4912 | 0 | 0 | 19.7246 | 0 | 0 | 0 | 0 | 0 | 0 | 0 | 3.7671 | 0 | 23.3984 | 20.1829 | 43.5813 | 51.9282 | 23.95 | 75.8782
2009 | Stand-Alone Retail | 7 | 24692.3029 | 0 | 41.1984 | 5.1609 | 18.2418 | 2.7948 | 7.4912 | 0 | 0 | 19.3661 | 0 | 0 | 0 | 0 | 0 | 0 | 0 | 3.8669 | 0 | 24.5269 | 41.1984 | 65.7253 | 53.0548 | 45.0657 | 98.1204
2009 | Stand-Alone Retail | 8 | 24692.3029 | 0 | 61.726 | 2.8271 | 18.2418 | 2.7795 | 7.4912 | 0 | 0 | 21.5893 | 0 | 0 | 0 | 0 | 0 | 0 | 0 | 3.9794 | 0 | 24.4164 | 61.726 | 86.1424 | 52.9289 | 65.7054 | 118.6342
2012 | Stand-Alone Retail | 0A | 24692.3029 | 0 | 0 | 33.7348 | 12.8794 | 2.8056 | 7.4912 | 0 | 0 | 13.8939 | 0 | 0 | 0 | 0 | 0 | 0 | 0 | 3.2021 | 0 | 47.6286 | 0 | 47.6286 | 70.8048 | 3.2021 | 74.0069
2012 | Stand-Alone Retail | 0B | 24692.3029 | 0 | 0.0088286 | 30.5231 | 13.003 | 2.806 | 7.4912 | 0 | 0 | 14.9909 | 0 | 0 | 0 | 0 | 0 | 0 | 0 | 3.1982 | 0 | 45.514 | 0.0088286 | 45.5228 | 68.8142 | 3.2075 | 72.0216
2012 | Stand-Alone Retail | 1A | 24692.3029 | 0 | 0.00038385 | 24.0241 | 13.7438 | 2.8063 | 7.4912 | 0 | 0 | 13.5308 | 0 | 0 | 0 | 0 | 0 | 0 | 0 | 3.2754 | 0 | 37.5549 | 0.00038385 | 37.5552 | 61.5962 | 3.2758 | 64.872
2012 | Stand-Alone Retail | 1B | 24692.3029 | 0 | 0.1877 | 25.4562 | 13.5726 | 2.8029 | 7.4912 | 0 | 0 | 14.9506 | 0 | 0 | 0 | 0 | 0 | 0 | 0 | 3.2773 | 0 | 40.4069 | 0.1877 | 40.5946 | 64.2732 | 3.465 | 67.7382
2012 | Stand-Alone Retail | 2A | 24692.3029 | 0 | 0.7013 | 19.3588 | 13.768 | 2.8017 | 7.4912 | 0 | 0 | 13.915 | 0 | 0 | 0 | 0 | 0 | 0 | 0 | 3.3591 | 0 | 33.2738 | 0.7013 | 33.9751 | 57.3343 | 4.0604 | 61.3947
2012 | Stand-Alone Retail | 2B | 24692.3029 | 0 | 0.36926 | 15.511 | 14.4175 | 2.804 | 7.4912 | 0 | 0 | 15.8028 | 0 | 0 | 0 | 0 | 0 | 0 | 0 | 3.3648 | 0 | 31.3138 | 0.36926 | 31.6831 | 56.0262 | 3.7341 | 59.7603
2012 | Stand-Alone Retail | 3A | 24692.3029 | 0 | 4.8377 | 10.9835 | 13.9273 | 2.8033 | 7.4912 | 0 | 0 | 14.2405 | 0 | 0 | 0 | 0 | 0 | 0 | 0 | 3.5046 | 0 | 25.224 | 4.8377 | 30.0617 | 49.4454 | 8.3422 | 57.7877
2012 | Stand-Alone Retail | 3B | 24692.3029 | 0 | 1.188 | 11.0833 | 14.3265 | 2.8033 | 7.4912 | 0 | 0 | 15.7947 | 0 | 0 | 0 | 0 | 0 | 0 | 0 | 3.4669 | 0 | 26.878 | 1.188 | 28.0661 | 51.499 | 4.655 | 56.154
2012 | Stand-Alone Retail | 3C | 24692.3029 | 0 | 0.65907 | 5.1574 | 14.2666 | 2.8029 | 7.4912 | 0 | 0 | 13.53 | 0 | 0 | 0 | 0 | 0 | 0 | 0 | 3.518 | 0 | 18.6874 | 0.65907 | 19.3465 | 43.2481 | 4.1767 | 47.4248
2012 | Stand-Alone Retail | 4A | 24692.3029 | 0 | 11.1616 | 7.249 | 14.3629 | 2.799 | 7.4912 | 0 | 0 | 14.5253 | 0 | 0 | 0 | 0 | 0 | 0 | 0 | 3.6182 | 0 | 21.7743 | 11.1616 | 32.936 | 46.4276 | 14.7798 | 61.2074
2012 | Stand-Alone Retail | 4B | 24692.3029 | 0 | 2.8827 | 7.6686 | 14.4455 | 2.8013 | 7.4912 | 0 | 0 | 16.7755 | 0 | 0 | 0 | 0 | 0 | 0 | 0 | 3.584 | 0 | 24.444 | 2.8827 | 27.3268 | 49.1817 | 6.4667 | 55.6484
2012 | Stand-Alone Retail | 4C | 24692.3029 | 0 | 6.2 | 2.229 | 14.6888 | 2.796 | 7.4912 | 0 | 0 | 14.1215 | 0 | 0 | 0 | 0 | 0 | 0 | 0 | 3.6508 | 0 | 16.3505 | 6.2 | 22.5505 | 41.3262 | 9.8508 | 51.177
2012 | Stand-Alone Retail | 5A | 24692.3029 | 0 | 18.2314 | 4.2178 | 14.3407 | 2.7998 | 7.4912 | 0 | 0 | 14.6466 | 0 | 0 | 0 | 0 | 0 | 0 | 0 | 3.713 | 0 | 18.8644 | 18.2314 | 37.0958 | 43.4957 | 21.9448 | 65.4405
2012 | Stand-Alone Retail | 5B | 24692.3029 | 0 | 8.0655 | 5.4396 | 14.5445 | 2.8002 | 7.4912 | 0 | 0 | 16.9697 | 0 | 0 | 0 | 0 | 0 | 0 | 0 | 3.685 | 0 | 22.4092 | 8.0655 | 30.4747 | 47.2444 | 11.7508 | 58.9952
2012 | Stand-Alone Retail | 5C | 24692.3029 | 0 | 7.9327 | 0.9174 | 14.5572 | 2.7956 | 7.4912 | 0 | 0 | 13.8601 | 0 | 0 | 0 | 0 | 0 | 0 | 0 | 3.7053 | 0 | 14.7775 | 7.9327 | 22.7102 | 39.6215 | 11.6384 | 51.2599
2012 | Stand-Alone Retail | 6A | 24692.3029 | 0 | 26.6086 | 4.6891 | 14.4877 | 2.7987 | 7.4912 | 0 | 0 | 15.3778 | 0 | 0 | 0 | 0 | 0 | 0 | 0 | 3.7832 | 0 | 20.067 | 26.6086 | 46.6755 | 44.8446 | 30.3918 | 75.2364
2012 | Stand-Alone Retail | 6B | 24692.3029 | 0 | 16.2599 | 3.3288 | 14.6501 | 2.7967 | 7.4912 | 0 | 0 | 16.3524 | 0 | 0 | 0 | 0 | 0 | 0 | 0 | 3.7652 | 0 | 19.6812 | 16.2599 | 35.9411 | 44.6193 | 20.0251 | 64.6444
2012 | Stand-Alone Retail | 7 | 24692.3029 | 0 | 30.1711 | 3.3353 | 14.7107 | 2.7948 | 7.4912 | 0 | 0 | 16.6499 | 0 | 0 | 0 | 0 | 0 | 0 | 0 | 3.865 | 0 | 19.9852 | 30.1711 | 50.1563 | 44.982 | 34.0361 | 79.0181
2012 | Stand-Alone Retail | 8 | 24692.3029 | 0 | 47.8348 | 1.1915 | 15.3594 | 2.7795 | 7.4912 | 0 | 0 | 17.813 | 0 | 0 | 0 | 0 | 0 | 0 | 0 | 3.9775 | 0 | 19.0045 | 47.8348 | 66.8392 | 44.6342 | 51.8122 | 96.4465
2015 | Stand-Alone Retail | 0A | 24692.3029 | 0 | 0 | 23.4464 | 11.8526 | 2.2943 | 7.4912 | 0 | 0 | 5.4407 | 0 | 0 | 0 | 0 | 0 | 1.0257 | 0 | 3.2021 | 0 | 29.9128 | 0 | 29.9128 | 51.5505 | 3.2021 | 54.7525
2015 | Stand-Alone Retail | 0B | 24692.3029 | 0 | 0.0092124 | 24.9116 | 11.9677 | 2.2939 | 7.4912 | 0 | 0 | 6.284 | 0 | 0 | 0 | 0 | 0 | 0 | 0 | 3.1986 | 0 | 31.1956 | 0.0092124 | 31.2048 | 52.9481 | 3.2075 | 56.1555
2015 | Stand-Alone Retail | 1A | 24692.3029 | 0 | 0.00038385 | 17.3098 | 12.6571 | 2.2939 | 7.4912 | 0 | 0 | 5.4541 | 0 | 0 | 0 | 0 | 0 | 1.0257 | 0 | 3.275 | 0 | 23.7896 | 0.00038385 | 23.7899 | 46.2318 | 3.2754 | 49.5072
2015 | Stand-Alone Retail | 1B | 24692.3029 | 0 | 0.30094 | 20.3909 | 12.4978 | 2.2904 | 7.4912 | 0 | 0 | 6.1263 | 0 | 0 | 0 | 0 | 0 | 0 | 0 | 3.2781 | 0 | 26.5172 | 0.30094 | 26.8181 | 48.7963 | 3.579 | 52.3753
2015 | Stand-Alone Retail | 2A | 24692.3029 | 0 | 0.68095 | 14.0278 | 12.6794 | 2.2897 | 7.4912 | 0 | 0 | 5.3428 | 0 | 0 | 0 | 0 | 0 | 0.78306 | 0 | 3.3591 | 0 | 20.1537 | 0.68095 | 20.8347 | 42.6136 | 4.0397 | 46.6533
2015 | Stand-Alone Retail | 2B | 24692.3029 | 0 | 0.48711 | 12.2349 | 13.2839 | 2.2916 | 7.4912 | 0 | 0 | 6.2618 | 0 | 0 | 0 | 0 | 0 | 0 | 0 | 3.3652 | 0 | 18.4966 | 0.48711 | 18.9837 | 41.5634 | 3.8523 | 45.4157
2015 | Stand-Alone Retail | 3A | 24692.3029 | 0 | 3.0079 | 8.414 | 12.8279 | 2.2912 | 7.4912 | 0 | 0 | 5.623 | 0 | 0 | 0 | 0 | 0 | 0.73699 | 0 | 3.5042 | 0 | 14.774 | 3.0079 | 17.7819 | 37.384 | 6.512 | 43.8961
2015 | Stand-Alone Retail | 3B | 24692.3029 | 0 | 1.9791 | 8.7184 | 13.1995 | 2.2908 | 7.4912 | 0 | 0 | 6.175 | 0 | 0 | 0 | 0 | 0 | 0 | 0 | 3.4673 | 0 | 14.8934 | 1.9791 | 16.8726 | 37.8746 | 5.4468 | 43.3214
2015 | Stand-Alone Retail | 3C | 24692.3029 | 0 | 0.74544 | 4.4569 | 13.1434 | 2.295 | 7.4912 | 0 | 0 | 6.0871 | 0 | 0 | 0 | 0 | 0 | 0 | 0 | 3.5184 | 0 | 10.544 | 0.74544 | 11.2894 | 33.4734 | 4.2638 | 37.7372
2015 | Stand-Alone Retail | 4A | 24692.3029 | 0 | 6.8183 | 5.742 | 13.2333 | 2.2958 | 7.4912 | 0 | 0 | 6.3435 | 0 | 0 | 0 | 0 | 0 | 0.75196 | 0 | 3.6186 | 0 | 12.8375 | 6.8183 | 19.6559 | 35.8575 | 10.4365 | 46.294
2015 | Stand-Alone Retail | 4B | 24692.3029 | 0 | 4.7651 | 5.9366 | 13.31 | 2.2901 | 7.4912 | 0 | 0 | 7.1527 | 0 | 0 | 0 | 0 | 0 | 0 | 0 | 3.5852 | 0 | 13.0893 | 4.7651 | 17.8545 | 36.1803 | 8.3503 | 44.5306
2015 | Stand-Alone Retail | 4C | 24692.3029 | 0 | 9.2593 | 1.8732 | 13.5365 | 2.2954 | 7.4912 | 0 | 0 | 6.3481 | 0 | 0 | 0 | 0 | 0 | 0 | 0 | 3.6527 | 0 | 8.2213 | 9.2593 | 17.4806 | 31.5445 | 12.9124 | 44.4569
2015 | Stand-Alone Retail | 5A | 24692.3029 | 0 | 11.5643 | 3.6869 | 13.2125 | 2.292 | 7.4912 | 0 | 0 | 6.6567 | 0 | 0 | 0 | 0 | 0 | 0.65869 | 0 | 3.7138 | 0 | 11.0023 | 11.5643 | 22.5666 | 33.9981 | 15.278 | 49.2761
2015 | Stand-Alone Retail | 5B | 24692.3029 | 0 | 11.6833 | 4.179 | 13.4022 | 2.2943 | 7.4912 | 0 | 0 | 7.5868 | 0 | 0 | 0 | 0 | 0 | 0 | 0 | 3.6865 | 0 | 11.7658 | 11.6833 | 23.4491 | 34.9535 | 15.3698 | 50.3233
2015 | Stand-Alone Retail | 5C | 24692.3029 | 0 | 11.8752 | 0.96462 | 13.4141 | 2.2943 | 7.4912 | 0 | 0 | 6.3439 | 0 | 0 | 0 | 0 | 0 | 0 | 0 | 3.7072 | 0 | 7.3085 | 11.8752 | 19.1837 | 30.5077 | 15.5824 | 46.0902
2015 | Stand-Alone Retail | 6A | 24692.3029 | 0 | 17.6426 | 4.0281 | 14.9994 | 2.2931 | 7.4912 | 0 | 0 | 7.3039 | 0 | 0 | 0 | 0 | 0 | 0.69554 | 0 | 3.7836 | 0 | 12.0276 | 17.6426 | 29.6702 | 36.8109 | 21.4262 | 58.2371
2015 | Stand-Alone Retail | 6B | 24692.3029 | 0 | 20.2389 | 2.629 | 15.0642 | 2.2904 | 7.4912 | 0 | 0 | 7.9308 | 0 | 0 | 0 | 0 | 0 | 0 | 0 | 3.7667 | 0 | 10.5597 | 20.2389 | 30.7987 | 35.4053 | 24.0057 | 59.411
2015 | Stand-Alone Retail | 7 | 24692.3029 | 0 | 19.9246 | 3.0639 | 15.0616 | 2.2943 | 7.4912 | 0 | 0 | 8.5238 | 0 | 0 | 0 | 0 | 0 | 0.67788 | 0 | 3.8658 | 0 | 12.2656 | 19.9246 | 32.1901 | 37.113 | 23.7903 | 60.9034
2015 | Stand-Alone Retail | 8 | 24692.3029 | 0 | 32.5752 | 1.4394 | 15.2961 | 2.3096 | 7.4912 | 0 | 0 | 10.0201 | 0 | 0 | 0 | 0 | 0 | 0.70206 | 0 | 3.9779 | 0 | 12.1616 | 32.5752 | 44.7367 | 37.2581 | 36.553 | 73.8111
2018 | Stand-Alone Retail | 0A | 24692.3029 | 0 | 0 | 27.0012 | 9.1042 | 1.6406 | 7.4912 | 0 | 0 | 5.8184 | 0 | 0 | 0 | 0 | 0 | 0 | 0 | 3.1871 | 0 | 32.8197 | 0 | 32.8197 | 51.0557 | 3.1871 | 54.2428
2018 | Stand-Alone Retail | 0B | 24692.3029 | 0 | 0 | 23.9335 | 9.1925 | 1.6402 | 7.4912 | 0 | 0 | 6.018 | 0 | 0 | 0 | 0 | 0 | 0 | 0 | 3.1833 | 0 | 29.9515 | 0 | 29.9515 | 48.275 | 3.1833 | 51.4583
2018 | Stand-Alone Retail | 1A | 24692.3029 | 0 | 0 | 18.221 | 9.7214 | 1.6402 | 7.4912 | 0 | 0 | 5.22 | 0 | 0 | 0 | 0 | 0 | 0 | 0 | 3.26 | 0 | 23.441 | 0 | 23.441 | 42.2943 | 3.26 | 45.5543
2018 | Stand-Alone Retail | 1B | 24692.3029 | 0 | 0.20805 | 19.4497 | 9.599 | 1.6379 | 7.4912 | 0 | 0 | 5.7236 | 0 | 0 | 0 | 0 | 0 | 0 | 0 | 3.2627 | 0 | 25.1733 | 0.20805 | 25.3814 | 43.9011 | 3.4708 | 47.3718
2018 | Stand-Alone Retail | 2A | 24692.3029 | 0 | 0.39268 | 14.7483 | 9.7387 | 1.6371 | 7.4912 | 0 | 0 | 4.9759 | 0 | 0 | 0 | 0 | 0 | 0 | 0 | 3.3441 | 0 | 19.7242 | 0.39268 | 20.1169 | 38.5913 | 3.7368 | 42.328
2018 | Stand-Alone Retail | 2B | 24692.3029 | 0 | 0.26294 | 11.5793 | 10.2024 | 1.6387 | 7.4912 | 0 | 0 | 5.5904 | 0 | 0 | 0 | 0 | 0 | 0 | 0 | 3.3503 | 0 | 17.1697 | 0.26294 | 17.4326 | 36.5019 | 3.6132 | 40.1151
2018 | Stand-Alone Retail | 3A | 24692.3029 | 0 | 6.1439 | 8.2543 | 9.8523 | 1.6383 | 7.4912 | 0 | 0 | 5.4039 | 0 | 0 | 0 | 0 | 0 | 0 | 0 | 3.4892 | 0 | 13.6582 | 6.1439 | 19.8021 | 32.64 | 9.6331 | 42.2732
2018 | Stand-Alone Retail | 3B | 24692.3029 | 0 | 1.864 | 8.1561 | 10.1375 | 1.6383 | 7.4912 | 0 | 0 | 5.8956 | 0 | 0 | 0 | 0 | 0 | 0 | 0 | 3.4524 | 0 | 14.0516 | 1.864 | 15.9156 | 33.3183 | 5.316 | 38.6342
2018 | Stand-Alone Retail | 3C | 24692.3029 | 0 | 0.21189 | 3.9936 | 10.0945 | 1.641 | 7.4912 | 0 | 0 | 5.347 | 0 | 0 | 0 | 0 | 0 | 0 | 0 | 3.5034 | 0 | 9.3406 | 0.21189 | 9.5525 | 28.5674 | 3.7153 | 32.2827
2018 | Stand-Alone Retail | 4A | 24692.3029 | 0 | 14.819 | 5.4092 | 10.1636 | 1.6417 | 7.4912 | 0 | 0 | 5.6484 | 0 | 0 | 0 | 0 | 0 | 0 | 0 | 3.6032 | 0 | 11.0576 | 14.819 | 25.8766 | 30.3538 | 18.4222 | 48.776
2018 | Stand-Alone Retail | 4B | 24692.3029 | 0 | 4.9766 | 5.5044 | 10.2223 | 1.6375 | 7.4912 | 0 | 0 | 6.2821 | 0 | 0 | 0 | 0 | 0 | 0 | 0 | 3.5698 | 0 | 11.7865 | 4.9766 | 16.7632 | 31.1376 | 8.5464 | 39.6841
2018 | Stand-Alone Retail | 4C | 24692.3029 | 0 | 9.1756 | 1.6859 | 10.3962 | 1.6417 | 7.4912 | 0 | 0 | 5.777 | 0 | 0 | 0 | 0 | 0 | 0 | 0 | 3.6374 | 0 | 7.4628 | 9.1756 | 16.6384 | 26.9917 | 12.8133 | 39.805
2018 | Stand-Alone Retail | 5A | 24692.3029 | 0 | 23.3478 | 3.1771 | 10.1475 | 1.639 | 7.4912 | 0 | 0 | 5.8295 | 0 | 0 | 0 | 0 | 0 | 0 | 0 | 3.6984 | 0 | 9.0067 | 23.3478 | 32.3544 | 28.2841 | 27.0462 | 55.3302
2018 | Stand-Alone Retail | 5B | 24692.3029 | 0 | 12.669 | 3.9141 | 10.293 | 1.641 | 7.4912 | 0 | 0 | 6.5612 | 0 | 0 | 0 | 0 | 0 | 0 | 0 | 3.6708 | 0 | 10.4753 | 12.669 | 23.1443 | 29.9001 | 16.3398 | 46.2399
2018 | Stand-Alone Retail | 5C | 24692.3029 | 0 | 11.5098 | 0.77308 | 10.3022 | 1.6406 | 7.4912 | 0 | 0 | 5.7052 | 0 | 0 | 0 | 0 | 0 | 0 | 0 | 3.6919 | 0 | 6.4783 | 11.5098 | 17.988 | 25.9123 | 15.2017 | 41.1139
2018 | Stand-Alone Retail | 6A | 24692.3029 | 0 | 31.7591 | 3.4969 | 11.5186 | 1.6398 | 7.4912 | 0 | 0 | 6.3355 | 0 | 0 | 0 | 0 | 0 | 0 | 0 | 3.7683 | 0 | 9.8323 | 31.7591 | 41.5914 | 30.482 | 35.5274 | 66.0094
2018 | Stand-Alone Retail | 6B | 24692.3029 | 0 | 21.6411 | 2.419 | 11.5685 | 1.6379 | 7.4912 | 0 | 0 | 6.5013 | 0 | 0 | 0 | 0 | 0 | 0 | 0 | 3.751 | 0 | 8.9203 | 21.6411 | 30.5615 | 29.6176 | 25.3921 | 55.0097
2018 | Stand-Alone Retail | 7 | 24692.3029 | 0 | 21.5222 | 2.7553 | 11.5662 | 1.641 | 7.4912 | 0 | 0 | 6.2579 | 0 | 0 | 0 | 0 | 0 | 0.70705 | 0 | 3.8496 | 0 | 9.7203 | 21.5222 | 31.2424 | 30.4183 | 25.3718 | 55.7901
2018 | Stand-Alone Retail | 8 | 24692.3029 | 0 | 35.0053 | 1.2794 | 11.7462 | 1.6529 | 7.4912 | 0 | 0 | 7.0345 | 0 | 0 | 0 | 0 | 0 | 0.73469 | 0 | 3.9617 | 0 | 9.0485 | 35.0053 | 44.0538 | 29.9389 | 38.967 | 68.9059
2006 | Strip Mall | 0A | 22500.0172 | 0 | 0 | 47.5745 | 29.8558 | 7.0437 | 5.4224 | 0 | 0 | 12.7184 | 0 | 0 | 0 | 0 | 0 | 0 | 2.4298 | 0 | 0 | 60.2929 | 0 | 60.2929 | 105.0446 | 0 | 105.0446
2006 | Strip Mall | 0B | 22500.0172 | 0 | 0 | 41.7764 | 29.8558 | 7.045 | 5.4224 | 0 | 0 | 15.3626 | 0 | 0 | 0 | 0 | 0 | 0 | 2.4277 | 0 | 0 | 57.139 | 0 | 57.139 | 101.8903 | 0 | 101.8903
2006 | Strip Mall | 1A | 22500.0172 | 0 | 0 | 31.9153 | 29.8558 | 7.0459 | 5.4224 | 0 | 0 | 11.6956 | 0 | 0 | 0 | 0 | 0 | 0 | 2.4744 | 0 | 0 | 43.6109 | 0 | 43.6109 | 88.4094 | 0 | 88.4094
2006 | Strip Mall | 1B | 22500.0172 | 0 | 0.12722 | 33.8973 | 29.8558 | 7.037 | 5.4224 | 0 | 0 | 14.8394 | 0 | 0 | 0 | 0 | 0 | 0 | 2.4765 | 0 | 0 | 48.7367 | 0.12722 | 48.8639 | 93.5284 | 0.12722 | 93.6556
2006 | Strip Mall | 2A | 22500.0172 | 0 | 0.83661 | 27.1876 | 29.8558 | 7.0345 | 5.4224 | 0 | 0 | 12.416 | 0 | 0 | 0 | 0 | 0 | 0 | 2.5271 | 0 | 0 | 39.6036 | 0.83661 | 40.4402 | 84.4433 | 0.83661 | 85.2799
2006 | Strip Mall | 2B | 22500.0172 | 0 | 0.07751 | 20.7075 | 29.8558 | 7.0395 | 5.4224 | 0 | 0 | 15.064 | 0 | 0 | 0 | 0 | 0 | 0 | 2.53 | 0 | 0 | 35.7714 | 0.07751 | 35.8489 | 80.6196 | 0.07751 | 80.6971
2006 | Strip Mall | 3A | 22500.0172 | 0 | 11.0107 | 15.4633 | 29.8558 | 7.0383 | 5.4224 | 0 | 0 | 12.4787 | 0 | 0 | 0 | 0 | 0 | 0 | 2.6202 | 0 | 0 | 27.942 | 11.0107 | 38.9527 | 72.8787 | 11.0107 | 83.8893
2006 | Strip Mall | 3B | 22500.0172 | 0 | 2.1518 | 14.0955 | 29.8558 | 7.0383 | 5.4224 | 0 | 0 | 14.5412 | 0 | 0 | 0 | 0 | 0 | 0 | 2.5949 | 0 | 0 | 28.6367 | 2.1518 | 30.7884 | 73.548 | 2.1518 | 75.6998
2006 | Strip Mall | 3C | 22500.0172 | 0 | 0.28182 | 5.1047 | 29.8558 | 7.037 | 5.4224 | 0 | 0 | 11.418 | 0 | 0 | 0 | 0 | 0 | 0 | 2.6244 | 0 | 0 | 16.5228 | 0.28182 | 16.8046 | 61.4623 | 0.28182 | 61.7441
2006 | Strip Mall | 4A | 22500.0172 | 0 | 29.9097 | 9.5211 | 29.8558 | 7.0277 | 5.4224 | 0 | 0 | 11.4433 | 0 | 0 | 0 | 0 | 0 | 0 | 2.6947 | 0 | 0 | 20.9644 | 29.9097 | 50.8741 | 65.9646 | 29.9097 | 95.8744
2006 | Strip Mall | 4B | 22500.0172 | 0 | 8.2047 | 8.8888 | 29.8558 | 7.0328 | 5.4224 | 0 | 0 | 14.0711 | 0 | 0 | 0 | 0 | 0 | 0 | 2.6699 | 0 | 0 | 22.9599 | 8.2047 | 31.1646 | 67.9407 | 8.2047 | 76.1455
2006 | Strip Mall | 4C | 22500.0172 | 0 | 17.0342 | 2.0747 | 29.8558 | 7.0197 | 5.4224 | 0 | 0 | 10.5233 | 0 | 0 | 0 | 0 | 0 | 0 | 2.7141 | 0 | 0 | 12.598 | 17.0342 | 29.6321 | 57.6095 | 17.0342 | 74.6437
2006 | Strip Mall | 5A | 22500.0172 | 0 | 41.217 | 5.0028 | 29.8558 | 7.0298 | 5.4224 | 0 | 0 | 10.4163 | 0 | 0 | 0 | 0 | 0 | 0 | 2.7525 | 0 | 0 | 15.4191 | 41.217 | 56.636 | 60.4791 | 41.217 | 101.6961
2006 | Strip Mall | 5B | 22500.0172 | 0 | 19.8586 | 5.9788 | 29.8558 | 7.0298 | 5.4224 | 0 | 0 | 13.0251 | 0 | 0 | 0 | 0 | 0 | 0 | 2.7314 | 0 | 0 | 19.0039 | 19.8586 | 38.8626 | 64.0437 | 19.8586 | 83.9024
2006 | Strip Mall | 5C | 22500.0172 | 0 | 22.6166 | 0.75994 | 29.8558 | 7.0189 | 5.4224 | 0 | 0 | 9.5026 | 0 | 0 | 0 | 0 | 0 | 0 | 2.7487 | 0 | 0 | 10.2625 | 22.6166 | 32.8791 | 55.3082 | 22.6166 | 77.9248
2006 | Strip Mall | 6A | 22500.0172 | 0 | 57.032 | 5.9118 | 29.8558 | 7.0265 | 5.4224 | 0 | 0 | 12.1085 | 0 | 0 | 0 | 0 | 0 | 0 | 2.7954 | 0 | 0 | 18.0203 | 57.032 | 75.0523 | 63.1204 | 57.032 | 120.1524
2006 | Strip Mall | 6B | 22500.0172 | 0 | 37.06 | 3.5954 | 29.8558 | 7.0214 | 5.4224 | 0 | 0 | 12.8309 | 0 | 0 | 0 | 0 | 0 | 0 | 2.7836 | 0 | 0 | 16.4263 | 37.06 | 53.4863 | 61.5095 | 37.06 | 98.5695
2006 | Strip Mall | 7 | 22500.0172 | 0 | 66.8493 | 4.5845 | 29.8558 | 7.0172 | 5.4224 | 0 | 0 | 13.023 | 0 | 0 | 0 | 0 | 0 | 0 | 2.8439 | 0 | 0 | 17.6075 | 66.8493 | 84.4568 | 62.7467 | 66.8493 | 129.596
2006 | Strip Mall | 8 | 22500.0172 | 0 | 95.2707 | 2.1669 | 29.8558 | 6.9785 | 5.4224 | 0 | 0 | 14.7535 | 0 | 0 | 0 | 0 | 0 | 0 | 2.9121 | 0 | 0 | 16.9204 | 95.2707 | 112.1911 | 62.0887 | 95.2707 | 157.3594
2009 | Strip Mall | 0A | 22500.0172 | 0 | 0 | 44.7824 | 29.6633 | 4.6725 | 5.4224 | 0 | 0 | 12.7058 | 0 | 0 | 0 | 0 | 0 | 0 | 2.4298 | 0 | 0 | 57.4882 | 0 | 57.4882 | 99.6757 | 0 | 99.6757
2009 | Strip Mall | 0B | 22500.0172 | 0 | 0 | 39.4679 | 29.6633 | 4.6734 | 5.4224 | 0 | 0 | 15.3466 | 0 | 0 | 0 | 0 | 0 | 0 | 2.4277 | 0 | 0 | 54.8145 | 0 | 54.8145 | 97.0016 | 0 | 97.0016
2009 | Strip Mall | 1A | 22500.0172 | 0 | 0 | 30.2846 | 29.6633 | 4.6738 | 5.4224 | 0 | 0 | 11.6847 | 0 | 0 | 0 | 0 | 0 | 0 | 2.4744 | 0 | 0 | 41.9693 | 0 | 41.9693 | 84.2036 | 0 | 84.2036
2009 | Strip Mall | 1B | 22500.0172 | 0 | 0.05392 | 32.2093 | 29.6633 | 4.6679 | 5.4224 | 0 | 0 | 14.8247 | 0 | 0 | 0 | 0 | 0 | 0 | 2.4761 | 0 | 0 | 47.034 | 0.05392 | 47.0879 | 89.2641 | 0.05392 | 89.318
2009 | Strip Mall | 2A | 22500.0172 | 0 | 0.3627 | 25.4861 | 29.6633 | 4.6666 | 5.4224 | 0 | 0 | 11.9985 | 0 | 0 | 0 | 0 | 0 | 0 | 2.5258 | 0 | 0 | 37.4847 | 0.3627 | 37.8474 | 79.7627 | 0.3627 | 80.1254
2009 | Strip Mall | 2B | 22500.0172 | 0 | 0.021905 | 19.2942 | 29.6633 | 4.67 | 5.4224 | 0 | 0 | 14.5694 | 0 | 0 | 0 | 0 | 0 | 0 | 2.5288 | 0 | 0 | 33.8636 | 0.021905 | 33.8855 | 76.148 | 0.021905 | 76.1699
2009 | Strip Mall | 3A | 22500.0172 | 0 | 6.1086 | 13.2399 | 29.6633 | 4.6687 | 5.4224 | 0 | 0 | 11.9029 | 0 | 0 | 0 | 0 | 0 | 0 | 2.6168 | 0 | 0 | 25.1428 | 6.1086 | 31.2514 | 67.5144 | 6.1086 | 73.623
2009 | Strip Mall | 3B | 22500.0172 | 0 | 0.70897 | 12.9922 | 29.6633 | 4.6687 | 5.4224 | 0 | 0 | 13.9139 | 0 | 0 | 0 | 0 | 0 | 0 | 2.5915 | 0 | 0 | 26.9062 | 0.70897 | 27.6152 | 69.2525 | 0.70897 | 69.9615
2009 | Strip Mall | 3C | 22500.0172 | 0 | 0.066137 | 4.6068 | 29.6633 | 4.6679 | 5.4224 | 0 | 0 | 10.9125 | 0 | 0 | 0 | 0 | 0 | 0 | 2.621 | 0 | 0 | 15.5193 | 0.066137 | 15.5855 | 57.8943 | 0.066137 | 57.9604
2009 | Strip Mall | 4A | 22500.0172 | 0 | 18.7057 | 7.9503 | 29.6633 | 4.662 | 5.4224 | 0 | 0 | 10.8333 | 0 | 0 | 0 | 0 | 0 | 0 | 2.691 | 0 | 0 | 18.7836 | 18.7057 | 37.4893 | 61.2218 | 18.7057 | 79.9275
2009 | Strip Mall | 4B | 22500.0172 | 0 | 3.7024 | 8.2586 | 29.6633 | 4.6654 | 5.4224 | 0 | 0 | 13.3339 | 0 | 0 | 0 | 0 | 0 | 0 | 2.6653 | 0 | 0 | 21.5925 | 3.7024 | 25.2949 | 64.0088 | 3.7024 | 67.7112
2009 | Strip Mall | 4C | 22500.0172 | 0 | 11.9256 | 1.8704 | 29.6633 | 4.6565 | 5.4224 | 0 | 0 | 10.4559 | 0 | 0 | 0 | 0 | 0 | 0 | 2.7116 | 0 | 0 | 12.3262 | 11.9256 | 24.2519 | 54.78 | 11.9256 | 66.7056
2009 | Strip Mall | 5A | 22500.0172 | 0 | 30.9418 | 4.3174 | 29.6633 | 4.6633 | 5.4224 | 0 | 0 | 10.3742 | 0 | 0 | 0 | 0 | 0 | 0 | 2.7504 | 0 | 0 | 14.6916 | 30.9418 | 45.6334 | 57.1912 | 30.9418 | 88.133
2009 | Strip Mall | 5B | 22500.0172 | 0 | 14.5416 | 5.8048 | 29.6633 | 4.6633 | 5.4224 | 0 | 0 | 12.7989 | 0 | 0 | 0 | 0 | 0 | 0 | 2.7297 | 0 | 0 | 18.6037 | 14.5416 | 33.1453 | 61.0828 | 14.5416 | 75.6244
2009 | Strip Mall | 5C | 22500.0172 | 0 | 15.9107 | 0.73214 | 29.6633 | 4.6561 | 5.4224 | 0 | 0 | 9.4752 | 0 | 0 | 0 | 0 | 0 | 0 | 2.7461 | 0 | 0 | 10.2074 | 15.9107 | 26.118 | 52.6952 | 15.9107 | 68.6059
2009 | Strip Mall | 6A | 22500.0172 | 0 | 43.2912 | 5.2724 | 29.6633 | 4.6612 | 5.4224 | 0 | 0 | 11.9391 | 0 | 0 | 0 | 0 | 0 | 0 | 2.7929 | 0 | 0 | 17.2115 | 43.2912 | 60.5027 | 59.7512 | 43.2912 | 103.0424
2009 | Strip Mall | 6B | 22500.0172 | 0 | 28.1704 | 3.5655 | 29.6633 | 4.6578 | 5.4224 | 0 | 0 | 12.702 | 0 | 0 | 0 | 0 | 0 | 0 | 2.7811 | 0 | 0 | 16.2675 | 28.1704 | 44.4378 | 58.792 | 28.1704 | 86.9624
2009 | Strip Mall | 7 | 22500.0172 | 0 | 53.5217 | 4.9434 | 29.6633 | 4.6548 | 5.4224 | 0 | 0 | 12.8857 | 0 | 0 | 0 | 0 | 0 | 0 | 2.8413 | 0 | 0 | 17.8291 | 53.5217 | 71.3508 | 60.4113 | 53.5217 | 113.933
2009 | Strip Mall | 8 | 22500.0172 | 0 | 78.8785 | 2.4841 | 29.6633 | 4.6291 | 5.4224 | 0 | 0 | 14.6478 | 0 | 0 | 0 | 0 | 0 | 0 | 2.9104 | 0 | 0 | 17.1319 | 78.8785 | 96.0104 | 59.7575 | 78.8785 | 138.636
2012 | Strip Mall | 0A | 22500.0172 | 0 | 0 | 35.0048 | 24.7304 | 4.6725 | 5.4224 | 0 | 0 | 10.5494 | 0 | 0 | 0 | 0 | 0 | 0 | 2.4294 | 0 | 0 | 45.5542 | 0 | 45.5542 | 82.8088 | 0 | 82.8088
2012 | Strip Mall | 0B | 22500.0172 | 0 | 0 | 30.8752 | 24.7304 | 4.6734 | 5.4224 | 0 | 0 | 13.0516 | 0 | 0 | 0 | 0 | 0 | 0 | 2.4277 | 0 | 0 | 43.9269 | 0 | 43.9269 | 81.1811 | 0 | 81.1811
2012 | Strip Mall | 1A | 22500.0172 | 0 | 0 | 23.3403 | 24.7304 | 4.6738 | 5.4224 | 0 | 0 | 9.5868 | 0 | 0 | 0 | 0 | 0 | 0 | 2.474 | 0 | 0 | 32.9271 | 0 | 32.9271 | 70.2277 | 0 | 70.2277
2012 | Strip Mall | 1B | 22500.0172 | 0 | 0.018114 | 24.9903 | 24.7304 | 4.6679 | 5.4224 | 0 | 0 | 12.6401 | 0 | 0 | 0 | 0 | 0 | 0 | 2.4757 | 0 | 0 | 37.6304 | 0.018114 | 37.6485 | 74.9268 | 0.018114 | 74.9449
2012 | Strip Mall | 2A | 22500.0172 | 0 | 0.24685 | 19.2769 | 24.7304 | 4.6666 | 5.4224 | 0 | 0 | 10.3085 | 0 | 0 | 0 | 0 | 0 | 0 | 2.5258 | 0 | 0 | 29.5854 | 0.24685 | 29.8322 | 66.9302 | 0.24685 | 67.177
2012 | Strip Mall | 2B | 22500.0172 | 0 | 0.013059 | 15.3037 | 24.7304 | 4.67 | 5.4224 | 0 | 0 | 12.8874 | 0 | 0 | 0 | 0 | 0 | 0 | 2.5288 | 0 | 0 | 28.191 | 0.013059 | 28.2041 | 65.5426 | 0.013059 | 65.5556
2012 | Strip Mall | 3A | 22500.0172 | 0 | 5.5428 | 10.0321 | 24.7304 | 4.6687 | 5.4224 | 0 | 0 | 9.5135 | 0 | 0 | 0 | 0 | 0 | 0 | 2.6181 | 0 | 0 | 19.5457 | 5.5428 | 25.0885 | 56.9852 | 5.5428 | 62.5281
2012 | Strip Mall | 3B | 22500.0172 | 0 | 0.66684 | 9.8484 | 24.7304 | 4.6687 | 5.4224 | 0 | 0 | 11.3991 | 0 | 0 | 0 | 0 | 0 | 0 | 2.5924 | 0 | 0 | 21.2475 | 0.66684 | 21.9144 | 58.6614 | 0.66684 | 59.3282
2012 | Strip Mall | 3C | 22500.0172 | 0 | 0.051814 | 3.595 | 24.7304 | 4.6679 | 5.4224 | 0 | 0 | 8.923 | 0 | 0 | 0 | 0 | 0 | 0 | 2.6219 | 0 | 0 | 12.5179 | 0.051814 | 12.5697 | 49.9605 | 0.051814 | 50.0123
2012 | Strip Mall | 4A | 22500.0172 | 0 | 13.8638 | 6.5214 | 24.7304 | 4.662 | 5.4224 | 0 | 0 | 9.3632 | 0 | 0 | 0 | 0 | 0 | 0 | 2.6884 | 0 | 0 | 15.8846 | 13.8638 | 29.7484 | 53.3878 | 13.8638 | 67.2516
2012 | Strip Mall | 4B | 22500.0172 | 0 | 2.2069 | 6.7291 | 24.7304 | 4.6654 | 5.4224 | 0 | 0 | 11.5798 | 0 | 0 | 0 | 0 | 0 | 0 | 2.6627 | 0 | 0 | 18.3089 | 2.2069 | 20.5158 | 55.7897 | 2.2069 | 57.9967
2012 | Strip Mall | 4C | 22500.0172 | 0 | 8.4221 | 1.7094 | 24.7304 | 4.6565 | 5.4224 | 0 | 0 | 9.0262 | 0 | 0 | 0 | 0 | 0 | 0 | 2.7091 | 0 | 0 | 10.7356 | 8.4221 | 19.1577 | 48.2535 | 8.4221 | 56.6756
2012 | Strip Mall | 5A | 22500.0172 | 0 | 23.5513 | 3.6303 | 24.7304 | 4.6633 | 5.4224 | 0 | 0 | 9.0316 | 0 | 0 | 0 | 0 | 0 | 0 | 2.7482 | 0 | 0 | 12.662 | 23.5513 | 36.2133 | 50.2258 | 23.5513 | 73.7772
2012 | Strip Mall | 5B | 22500.0172 | 0 | 10.3038 | 4.7694 | 24.7304 | 4.6633 | 5.4224 | 0 | 0 | 11.2264 | 0 | 0 | 0 | 0 | 0 | 0 | 2.7272 | 0 | 0 | 15.9958 | 10.3038 | 26.2996 | 53.539 | 10.3038 | 63.8428
2012 | Strip Mall | 5C | 22500.0172 | 0 | 11.1206 | 0.55647 | 24.7304 | 4.6561 | 5.4224 | 0 | 0 | 8.4819 | 0 | 0 | 0 | 0 | 0 | 0 | 2.7436 | 0 | 0 | 9.0384 | 11.1206 | 20.159 | 46.5913 | 11.1206 | 57.7119
2012 | Strip Mall | 6A | 22500.0172 | 0 | 33.1812 | 4.2104 | 24.7304 | 4.6612 | 5.4224 | 0 | 0 | 9.2187 | 0 | 0 | 0 | 0 | 0 | 0 | 2.7904 | 0 | 0 | 13.4291 | 33.1812 | 46.6102 | 51.0334 | 33.1812 | 84.2145
2012 | Strip Mall | 6B | 22500.0172 | 0 | 20.9404 | 2.7954 | 24.7304 | 4.6578 | 5.4224 | 0 | 0 | 10.07 | 0 | 0 | 0 | 0 | 0 | 0 | 2.7782 | 0 | 0 | 12.8654 | 20.9404 | 33.8059 | 50.4537 | 20.9404 | 71.3942
2012 | Strip Mall | 7 | 22500.0172 | 0 | 39.6676 | 2.8936 | 24.7304 | 4.6548 | 5.4224 | 0 | 0 | 9.1698 | 0 | 0 | 0 | 0 | 0 | 0 | 2.8384 | 0 | 0 | 12.0634 | 39.6676 | 51.731 | 49.709 | 39.6676 | 89.3766
2012 | Strip Mall | 8 | 22500.0172 | 0 | 58.3219 | 0.9436 | 24.7304 | 4.6291 | 5.4224 | 0 | 0 | 9.8329 | 0 | 0 | 0 | 0 | 0 | 0 | 2.9062 | 0 | 0 | 10.7765 | 58.3219 | 69.0983 | 48.4646 | 58.3219 | 106.7865
2015 | Strip Mall | 0A | 22500.0172 | 0 | 0 | 29.2302 | 21.1481 | 3.8401 | 5.4224 | 0 | 0 | 5.042 | 0 | 0 | 0 | 0 | 0 | 0 | 2.4306 | 0 | 0 | 34.2722 | 0 | 34.2722 | 67.113 | 0 | 67.113
2015 | Strip Mall | 0B | 22500.0172 | 0 | 0 | 25.4621 | 21.1481 | 3.8397 | 5.4224 | 0 | 0 | 6.0214 | 0 | 0 | 0 | 0 | 0 | 0 | 2.4289 | 0 | 0 | 31.4835 | 0 | 31.4835 | 64.3226 | 0 | 64.3226
2015 | Strip Mall | 1A | 22500.0172 | 0 | 0 | 18.7558 | 21.1481 | 3.8401 | 5.4224 | 0 | 0 | 3.9336 | 0 | 0 | 0 | 0 | 0 | 0 | 2.4749 | 0 | 0 | 22.6895 | 0 | 22.6895 | 55.5749 | 0 | 55.5749
2015 | Strip Mall | 1B | 22500.0172 | 0 | 0.088884 | 20.2256 | 21.1481 | 3.8342 | 5.4224 | 0 | 0 | 5.6267 | 0 | 0 | 0 | 0 | 0 | 0 | 2.4778 | 0 | 0 | 25.8522 | 0.088884 | 25.9411 | 58.7347 | 0.088884 | 58.8236
2015 | Strip Mall | 2A | 22500.0172 | 0 | 0.55858 | 15.4334 | 21.1481 | 3.8325 | 5.4224 | 0 | 0 | 4.1729 | 0 | 0 | 0 | 0 | 0 | 0 | 2.5271 | 0 | 0 | 19.6063 | 0.55858 | 20.1649 | 52.5364 | 0.55858 | 53.095
2015 | Strip Mall | 2B | 22500.0172 | 0 | 0.11542 | 12.0175 | 21.1481 | 3.8359 | 5.4224 | 0 | 0 | 5.0912 | 0 | 0 | 0 | 0 | 0 | 0 | 2.5309 | 0 | 0 | 17.1087 | 0.11542 | 17.2241 | 50.046 | 0.11542 | 50.1614
2015 | Strip Mall | 3A | 22500.0172 | 0 | 6.7556 | 7.9532 | 21.1481 | 3.8351 | 5.4224 | 0 | 0 | 3.7664 | 0 | 0 | 0 | 0 | 0 | 0 | 2.6193 | 0 | 0 | 11.7196 | 6.7556 | 18.4753 | 44.7445 | 6.7556 | 51.5001
2015 | Strip Mall | 3B | 22500.0172 | 0 | 1.6648 | 7.5236 | 21.1481 | 3.8351 | 5.4224 | 0 | 0 | 4.2909 | 0 | 0 | 0 | 0 | 0 | 0 | 2.5949 | 0 | 0 | 11.8144 | 1.6648 | 13.4792 | 44.8149 | 1.6648 | 46.4797
2015 | Strip Mall | 3C | 22500.0172 | 0 | 0.13859 | 3.7256 | 21.1481 | 3.8414 | 5.4224 | 0 | 0 | 6.5214 | 0 | 0 | 0 | 0 | 0 | 0 | 2.6236 | 0 | 0 | 10.2469 | 0.13859 | 10.3855 | 43.2823 | 0.13859 | 43.4209
2015 | Strip Mall | 4A | 22500.0172 | 0 | 17.3926 | 5.1831 | 21.1481 | 3.8427 | 5.4224 | 0 | 0 | 3.8267 | 0 | 0 | 0 | 0 | 0 | 0 | 2.6905 | 0 | 0 | 9.0097 | 17.3926 | 26.4024 | 42.1134 | 17.3926 | 59.506
2015 | Strip Mall | 4B | 22500.0172 | 0 | 3.6341 | 5.004 | 21.1481 | 3.8334 | 5.4224 | 0 | 0 | 7.3479 | 0 | 0 | 0 | 0 | 0 | 0 | 2.6653 | 0 | 0 | 12.3519 | 3.6341 | 15.9861 | 45.4215 | 3.6341 | 49.0556
2015 | Strip Mall | 4C | 22500.0172 | 0 | 10.8814 | 1.5751 | 21.1481 | 3.8418 | 5.4224 | 0 | 0 | 6.9022 | 0 | 0 | 0 | 0 | 0 | 0 | 2.7116 | 0 | 0 | 8.4773 | 10.8814 | 19.3586 | 41.6011 | 10.8814 | 52.4825
2015 | Strip Mall | 5A | 22500.0172 | 0 | 26.6846 | 2.8451 | 21.1481 | 3.8363 | 5.4224 | 0 | 0 | 5.1317 | 0 | 0 | 0 | 0 | 0 | 0 | 2.7499 | 0 | 0 | 7.9768 | 26.6846 | 34.6614 | 41.1331 | 26.6846 | 67.8177
2015 | Strip Mall | 5B | 22500.0172 | 0 | 12.2782 | 3.5339 | 21.1481 | 3.8406 | 5.4224 | 0 | 0 | 8.179 | 0 | 0 | 0 | 0 | 0 | 0 | 2.7289 | 0 | 0 | 11.7129 | 12.2782 | 23.9911 | 44.8524 | 12.2782 | 57.1306
2015 | Strip Mall | 5C | 22500.0172 | 0 | 14.1069 | 0.68327 | 21.1481 | 3.8397 | 5.4224 | 0 | 0 | 6.5783 | 0 | 0 | 0 | 0 | 0 | 0 | 2.7461 | 0 | 0 | 7.2615 | 14.1069 | 21.3684 | 40.4183 | 14.1069 | 54.5251
2015 | Strip Mall | 6A | 22500.0172 | 0 | 38.2766 | 3.3519 | 21.1481 | 3.8384 | 5.4224 | 0 | 0 | 4.0491 | 0 | 0 | 0 | 0 | 0 | 0 | 2.7933 | 0 | 0 | 7.401 | 38.2766 | 45.6776 | 40.6032 | 38.2766 | 78.8798
2015 | Strip Mall | 6B | 22500.0172 | 0 | 24.235 | 2.1408 | 21.1481 | 3.8338 | 5.4224 | 0 | 0 | 7.7477 | 0 | 0 | 0 | 0 | 0 | 0 | 2.7807 | 0 | 0 | 9.8885 | 24.235 | 34.1235 | 43.0734 | 24.235 | 67.3084
2015 | Strip Mall | 7 | 22500.0172 | 0 | 43.9618 | 2.2381 | 21.1481 | 3.8401 | 5.4224 | 0 | 0 | 5.8061 | 0 | 0 | 0 | 0 | 0 | 0 | 2.8409 | 0 | 0 | 8.0442 | 43.9618 | 52.0061 | 41.2957 | 43.9618 | 85.2576
2015 | Strip Mall | 8 | 22500.0172 | 0 | 52.6169 | 0.73761 | 21.1481 | 3.865 | 5.4224 | 0 | 0 | 7.5867 | 0 | 0 | 0 | 0 | 0 | 0.38924 | 2.9071 | 0 | 0 | 8.7136 | 52.6169 | 61.3305 | 42.0557 | 52.6169 | 94.6725
2018 | Strip Mall | 0A | 22500.0172 | 0 | 0 | 28.2028 | 18.2798 | 2.7188 | 5.4224 | 0 | 0 | 4.8773 | 0 | 0 | 0 | 0 | 0 | 0 | 2.2815 | 0 | 0 | 33.0801 | 0 | 33.0801 | 61.7829 | 0 | 61.7829
2018 | Strip Mall | 0B | 22500.0172 | 0 | 0 | 24.551 | 18.2798 | 2.7183 | 5.4224 | 0 | 0 | 5.8592 | 0 | 0 | 0 | 0 | 0 | 0 | 2.2798 | 0 | 0 | 30.4102 | 0 | 30.4102 | 59.1105 | 0 | 59.1105
2018 | Strip Mall | 1A | 22500.0172 | 0 | 0 | 17.9356 | 18.2798 | 2.7188 | 5.4224 | 0 | 0 | 3.7748 | 0 | 0 | 0 | 0 | 0 | 0 | 2.3249 | 0 | 0 | 21.7105 | 0 | 21.7105 | 50.4558 | 0 | 50.4558
2018 | Strip Mall | 1B | 22500.0172 | 0 | 0.13649 | 19.4071 | 18.2798 | 2.7145 | 5.4224 | 0 | 0 | 5.4438 | 0 | 0 | 0 | 0 | 0 | 0 | 2.327 | 0 | 0 | 24.8509 | 0.13649 | 24.9874 | 53.5946 | 0.13649 | 53.7311
2018 | Strip Mall | 2A | 22500.0172 | 0 | 0.78016 | 14.6549 | 18.2798 | 2.7133 | 5.4224 | 0 | 0 | 4.0208 | 0 | 0 | 0 | 0 | 0 | 0 | 2.3754 | 0 | 0 | 18.6758 | 0.78016 | 19.4559 | 47.4666 | 0.78016 | 48.2468
2018 | Strip Mall | 2B | 22500.0172 | 0 | 0.22705 | 11.458 | 18.2798 | 2.7158 | 5.4224 | 0 | 0 | 4.9063 | 0 | 0 | 0 | 0 | 0 | 0 | 2.3788 | 0 | 0 | 16.3644 | 0.22705 | 16.5914 | 45.1611 | 0.22705 | 45.3882
2018 | Strip Mall | 3A | 22500.0172 | 0 | 7.6162 | 7.4081 | 18.2798 | 2.715 | 5.4224 | 0 | 0 | 3.6851 | 0 | 0 | 0 | 0 | 0 | 0 | 2.4631 | 0 | 0 | 11.0932 | 7.6162 | 18.7095 | 39.9738 | 7.6162 | 47.5901
2018 | Strip Mall | 3B | 22500.0172 | 0 | 1.9744 | 7.0231 | 18.2798 | 2.715 | 5.4224 | 0 | 0 | 5.3878 | 0 | 0 | 0 | 0 | 0 | 0 | 2.4399 | 0 | 0 | 12.4109 | 1.9744 | 14.3853 | 41.2679 | 1.9744 | 43.2423
2018 | Strip Mall | 3C | 22500.0172 | 0 | 0.27466 | 2.8936 | 18.2798 | 2.7196 | 5.4224 | 0 | 0 | 6.3858 | 0 | 0 | 0 | 0 | 0 | 0 | 2.4694 | 0 | 0 | 9.2793 | 0.27466 | 9.554 | 38.1705 | 0.27466 | 38.4451
2018 | Strip Mall | 4A | 22500.0172 | 0 | 19.1282 | 4.6986 | 18.2798 | 2.7209 | 5.4224 | 0 | 0 | 4.0482 | 0 | 0 | 0 | 0 | 0 | 0 | 2.5317 | 0 | 0 | 8.7469 | 19.1282 | 27.8751 | 37.7012 | 19.1282 | 56.8294
2018 | Strip Mall | 4B | 22500.0172 | 0 | 4.7703 | 4.5685 | 18.2798 | 2.7141 | 5.4224 | 0 | 0 | 7.9233 | 0 | 0 | 0 | 0 | 0 | 0 | 2.5094 | 0 | 0 | 12.4918 | 4.7703 | 17.2621 | 41.4175 | 4.7703 | 46.1877
2018 | Strip Mall | 4C | 22500.0172 | 0 | 13.0276 | 1.316 | 18.2798 | 2.7204 | 5.4224 | 0 | 0 | 6.4321 | 0 | 0 | 0 | 0 | 0 | 0 | 2.5524 | 0 | 0 | 7.7481 | 13.0276 | 20.7757 | 36.723 | 13.0276 | 49.7507
2018 | Strip Mall | 5A | 22500.0172 | 0 | 28.5845 | 2.5069 | 18.2798 | 2.7162 | 5.4224 | 0 | 0 | 5.2892 | 0 | 0 | 0 | 0 | 0 | 0 | 2.589 | 0 | 0 | 7.7961 | 28.5845 | 36.3806 | 36.8031 | 28.5845 | 65.3875
2018 | Strip Mall | 5B | 22500.0172 | 0 | 14.5985 | 3.3186 | 18.2798 | 2.7192 | 5.4224 | 0 | 0 | 7.6491 | 0 | 0 | 0 | 0 | 0 | 0 | 2.5705 | 0 | 0 | 10.9677 | 14.5985 | 25.5662 | 39.9591 | 14.5985 | 54.5576
2018 | Strip Mall | 5C | 22500.0172 | 0 | 16.917 | 0.68622 | 18.2798 | 2.7188 | 5.4224 | 0 | 0 | 6.141 | 0 | 0 | 0 | 0 | 0 | 0 | 2.5856 | 0 | 0 | 6.8272 | 16.917 | 23.7443 | 35.8338 | 16.917 | 52.7508
2018 | Strip Mall | 6A | 22500.0172 | 0 | 40.1701 | 3.0646 | 18.2798 | 2.7179 | 5.4224 | 0 | 0 | 4.0786 | 0 | 0 | 0 | 0 | 0 | 0 | 2.6307 | 0 | 0 | 7.1432 | 40.1701 | 47.3133 | 36.1935 | 40.1701 | 76.3637
2018 | Strip Mall | 6B | 22500.0172 | 0 | 26.6362 | 2.0338 | 18.2798 | 2.7145 | 5.4224 | 0 | 0 | 7.6318 | 0 | 0 | 0 | 0 | 0 | 0 | 2.6193 | 0 | 0 | 9.6656 | 26.6362 | 36.3018 | 38.7017 | 26.6362 | 65.3378
2018 | Strip Mall | 7 | 22500.0172 | 0 | 46.3453 | 2.0587 | 18.2798 | 2.7192 | 5.4224 | 0 | 0 | 5.1498 | 0 | 0 | 0 | 0 | 0 | 0 | 2.6783 | 0 | 0 | 7.2085 | 46.3453 | 53.5537 | 36.3081 | 46.3453 | 82.6534
2018 | Strip Mall | 8 | 22500.0172 | 0 | 54.7046 | 0.64915 | 18.2798 | 2.7381 | 5.4224 | 0 | 0 | 7.604 | 0 | 0 | 0 | 0 | 0 | 0.4023 | 2.7436 | 0 | 0 | 8.6555 | 54.7046 | 63.36 | 37.8389 | 54.7046 | 92.5435
2006 | Warehouse | 0A | 52044.9062 | 0 | 1.0051 | 4.1193 | 8.6711 | 2.2517 | 2.5365 | 0 | 0 | 1.6092 | 0 | 0 | 0 | 0 | 0 | 0 | 0.40266 | 0 | 0 | 5.7284 | 1.0051 | 6.7335 | 19.5903 | 1.0051 | 20.5954
2006 | Warehouse | 0B | 52044.9062 | 0 | 1.2923 | 4.342 | 8.6711 | 2.2522 | 2.5365 | 0 | 0 | 2.804 | 0 | 0 | 0 | 0 | 0 | 0 | 0.40193 | 0 | 0 | 7.146 | 1.2923 | 8.4383 | 21.0077 | 1.2923 | 22.3
2006 | Warehouse | 1A | 52044.9062 | 0 | 1.0051 | 2.4722 | 8.6711 | 2.2524 | 2.5365 | 0 | 0 | 1.1584 | 0 | 0 | 0 | 0 | 0 | 0 | 0.4134 | 0 | 0 | 3.6306 | 1.0051 | 4.6357 | 17.504 | 1.0051 | 18.5091
2006 | Warehouse | 1B | 52044.9062 | 0 | 1.3056 | 2.9703 | 8.6711 | 2.2497 | 2.5365 | 0 | 0 | 1.7538 | 0 | 0 | 0 | 0 | 0 | 0 | 0.41377 | 0 | 0 | 4.7241 | 1.3056 | 6.0297 | 18.5949 | 1.3056 | 19.9005
2006 | Warehouse | 2A | 52044.9062 | 0 | 1.7789 | 2.1927 | 8.6711 | 2.2488 | 2.5365 | 0 | 0 | 1.2679 | 0 | 0 | 0 | 0 | 0 | 0 | 0.42579 | 0 | 0 | 3.4606 | 1.7789 | 5.2395 | 17.3428 | 1.7789 | 19.1217
2006 | Warehouse | 2B | 52044.9062 | 0 | 1.0623 | 2.1725 | 8.6711 | 2.2504 | 2.5365 | 0 | 0 | 2.5154 | 0 | 0 | 0 | 0 | 0 | 0 | 0.4267 | 0 | 0 | 4.6878 | 1.0623 | 5.7501 | 18.5727 | 1.0623 | 19.6349
2006 | Warehouse | 3A | 52044.9062 | 0 | 5.8674 | 1.1675 | 8.6711 | 2.25 | 2.5365 | 0 | 0 | 1.1845 | 0 | 0 | 0 | 0 | 0 | 0 | 0.44746 | 0 | 0 | 2.352 | 5.8674 | 8.2194 | 16.2571 | 5.8674 | 22.1245
2006 | Warehouse | 3B | 52044.9062 | 0 | 1.9694 | 1.2848 | 8.6711 | 2.25 | 2.5365 | 0 | 0 | 1.4485 | 0 | 0 | 0 | 0 | 0 | 0 | 0.44181 | 0 | 0 | 2.7334 | 1.9694 | 4.7028 | 16.6329 | 1.9694 | 18.6023
2006 | Warehouse | 3C | 52044.9062 | 0 | 1.2131 | 0.33236 | 8.6711 | 2.2497 | 2.5365 | 0 | 0 | 0.86505 | 0 | 0 | 0 | 0 | 0 | 0 | 0.44964 | 0 | 0 | 1.1974 | 1.2131 | 2.4105 | 15.1043 | 1.2131 | 16.3173
2006 | Warehouse | 4A | 52044.9062 | 0 | 15.6113 | 0.68384 | 8.6711 | 2.2466 | 2.5365 | 0 | 0 | 1.1034 | 0 | 0 | 0 | 0 | 0 | 0 | 0.46439 | 0 | 0 | 1.7873 | 15.6113 | 17.3986 | 15.7058 | 15.6113 | 31.3171
2006 | Warehouse | 4B | 52044.9062 | 0 | 6.0974 | 0.72209 | 8.6711 | 2.2484 | 2.5365 | 0 | 0 | 1.3333 | 0 | 0 | 0 | 0 | 0 | 0 | 0.45948 | 0 | 0 | 2.0554 | 6.0974 | 8.1528 | 15.9706 | 6.0974 | 22.068
2006 | Warehouse | 4C | 52044.9062 | 0 | 5.9421 | 0.12238 | 8.6711 | 2.244 | 2.5365 | 0 | 0 | 0.78182 | 0 | 0 | 0 | 0 | 0 | 0 | 0.46949 | 0 | 0 | 0.9042 | 5.9421 | 6.8463 | 14.8255 | 5.9421 | 20.7675
2006 | Warehouse | 5A | 52044.9062 | 0 | 23.4927 | 0.27609 | 8.6711 | 2.2473 | 2.5365 | 0 | 0 | 0.97741 | 0 | 0 | 0 | 0 | 0 | 0 | 0.47842 | 0 | 0 | 1.2535 | 23.4927 | 24.7462 | 15.1868 | 23.4927 | 38.6795
2006 | Warehouse | 5B | 52044.9062 | 0 | 12.1822 | 0.4032 | 8.6711 | 2.2473 | 2.5365 | 0 | 0 | 1.1785 | 0 | 0 | 0 | 0 | 0 | 0 | 0.47441 | 0 | 0 | 1.5817 | 12.1822 | 13.7639 | 15.5109 | 12.1822 | 27.6932
2006 | Warehouse | 5C | 52044.9062 | 0 | 5.3487 | 0.050446 | 8.6711 | 2.2438 | 2.5365 | 0 | 0 | 0.7006 | 0 | 0 | 0 | 0 | 0 | 0 | 0.47769 | 0 | 0 | 0.75104 | 5.3487 | 6.0998 | 14.6801 | 5.3487 | 20.0289
2006 | Warehouse | 6A | 52044.9062 | 0 | 36.6438 | 0.29321 | 8.6711 | 2.2462 | 2.5365 | 0 | 0 | 1.1701 | 0 | 0 | 0 | 0 | 0 | 0 | 0.4888 | 0 | 0 | 1.4633 | 36.6438 | 38.1071 | 15.4059 | 36.6438 | 52.0496
2006 | Warehouse | 6B | 52044.9062 | 0 | 23.2273 | 0.20543 | 8.6711 | 2.2446 | 2.5365 | 0 | 0 | 1.1247 | 0 | 0 | 0 | 0 | 0 | 0 | 0.48625 | 0 | 0 | 1.3302 | 23.2273 | 24.5575 | 15.2685 | 23.2273 | 38.4959
2006 | Warehouse | 7 | 52044.9062 | 0 | 34.0454 | 0.16481 | 8.6711 | 2.2433 | 2.5365 | 0 | 0 | 0.91094 | 0 | 0 | 0 | 0 | 0 | 0 | 0.50118 | 0 | 0 | 1.0758 | 34.0454 | 35.1211 | 15.0278 | 34.0454 | 49.0731
2006 | Warehouse | 8 | 52044.9062 | 0 | 34.322 | 0.047896 | 8.6711 | 2.2309 | 2.5365 | 0 | 0 | 0.80349 | 0 | 0 | 0 | 0 | 0 | 0 | 0.51775 | 0 | 0 | 0.85139 | 34.322 | 35.1734 | 14.8076 | 34.322 | 49.1296
2009 | Warehouse | 0A | 52044.9062 | 0 | 0 | 4.4017 | 8.6711 | 1.8086 | 2.5365 | 0 | 0 | 1.6948 | 0 | 0 | 0 | 0 | 0 | 0 | 0.40266 | 0 | 0 | 6.0965 | 0 | 6.0965 | 19.5155 | 0 | 19.5155
2009 | Warehouse | 0B | 52044.9062 | 0 | 0 | 4.5496 | 8.6711 | 1.809 | 2.5365 | 0 | 0 | 2.8885 | 0 | 0 | 0 | 0 | 0 | 0 | 0.40193 | 0 | 0 | 7.4381 | 0 | 7.4381 | 20.8567 | 0 | 20.8567
2009 | Warehouse | 1A | 52044.9062 | 0 | 0 | 2.6512 | 8.6711 | 1.8093 | 2.5365 | 0 | 0 | 1.2249 | 0 | 0 | 0 | 0 | 0 | 0 | 0.4134 | 0 | 0 | 3.8761 | 0 | 3.8761 | 17.3062 | 0 | 17.3062
2009 | Warehouse | 1B | 52044.9062 | 0 | 0.01548 | 3.1513 | 8.6711 | 1.8069 | 2.5365 | 0 | 0 | 1.8066 | 0 | 0 | 0 | 0 | 0 | 0 | 0.41377 | 0 | 0 | 4.9579 | 0.01548 | 4.9734 | 18.3862 | 0.01548 | 18.4017
2009 | Warehouse | 2A | 52044.9062 | 0 | 0.042797 | 2.0719 | 8.6711 | 1.8064 | 2.5365 | 0 | 0 | 1.1852 | 0 | 0 | 0 | 0 | 0 | 0 | 0.42579 | 0 | 0 | 3.2571 | 0.042797 | 3.2999 | 16.6969 | 0.042797 | 16.7397
2009 | Warehouse | 2B | 52044.9062 | 0 | 0.044982 | 2.0257 | 8.6711 | 1.8077 | 2.5365 | 0 | 0 | 2.3527 | 0 | 0 | 0 | 0 | 0 | 0 | 0.4267 | 0 | 0 | 4.3784 | 0.044982 | 4.4234 | 17.8202 | 0.044982 | 17.8651
2009 | Warehouse | 3A | 52044.9062 | 0 | 3.0712 | 1.0047 | 8.6711 | 1.8073 | 2.5365 | 0 | 0 | 1.0823 | 0 | 0 | 0 | 0 | 0 | 0 | 0.44746 | 0 | 0 | 2.087 | 3.0712 | 5.1582 | 15.5494 | 3.0712 | 18.6206
2009 | Warehouse | 3B | 52044.9062 | 0 | 0.52322 | 1.1555 | 8.6711 | 1.8073 | 2.5365 | 0 | 0 | 1.3242 | 0 | 0 | 0 | 0 | 0 | 0 | 0.44181 | 0 | 0 | 2.4797 | 0.52322 | 3.0029 | 15.9362 | 0.52322 | 16.4594
2009 | Warehouse | 3C | 52044.9062 | 0 | 0.049717 | 0.27463 | 8.6711 | 1.8069 | 2.5365 | 0 | 0 | 0.78747 | 0 | 0 | 0 | 0 | 0 | 0 | 0.44964 | 0 | 0 | 1.0621 | 0.049717 | 1.1118 | 14.5262 | 0.049717 | 14.576
2009 | Warehouse | 4A | 52044.9062 | 0 | 11.2569 | 0.56966 | 8.6711 | 1.8046 | 2.5365 | 0 | 0 | 0.98087 | 0 | 0 | 0 | 0 | 0 | 0 | 0.46439 | 0 | 0 | 1.5505 | 11.2569 | 12.8074 | 15.0271 | 11.2569 | 26.284
2009 | Warehouse | 4B | 52044.9062 | 0 | 3.2602 | 0.64469 | 8.6711 | 1.8059 | 2.5365 | 0 | 0 | 1.1909 | 0 | 0 | 0 | 0 | 0 | 0 | 0.45948 | 0 | 0 | 1.8355 | 3.2602 | 5.0958 | 15.3086 | 3.2602 | 18.5688
2009 | Warehouse | 4C | 52044.9062 | 0 | 3.9368 | 0.066654 | 8.6711 | 1.8024 | 2.5365 | 0 | 0 | 0.74777 | 0 | 0 | 0 | 0 | 0 | 0 | 0.46968 | 0 | 0 | 0.81442 | 3.9368 | 4.7512 | 14.294 | 3.9368 | 18.2308
2009 | Warehouse | 5A | 52044.9062 | 0 | 20.0919 | 0.21326 | 8.6711 | 1.8051 | 2.5365 | 0 | 0 | 0.92933 | 0 | 0 | 0 | 0 | 0 | 0 | 0.47842 | 0 | 0 | 1.1426 | 20.0919 | 21.2345 | 14.6339 | 20.0919 | 34.7257
2009 | Warehouse | 5B | 52044.9062 | 0 | 9.0559 | 0.38026 | 8.6711 | 1.8051 | 2.5365 | 0 | 0 | 1.1222 | 0 | 0 | 0 | 0 | 0 | 0 | 0.47441 | 0 | 0 | 1.5025 | 9.0559 | 10.5583 | 14.9894 | 9.0559 | 24.0452
2009 | Warehouse | 5C | 52044.9062 | 0 | 3.2411 | 0.04043 | 8.6711 | 1.8024 | 2.5365 | 0 | 0 | 0.66982 | 0 | 0 | 0 | 0 | 0 | 0 | 0.47769 | 0 | 0 | 0.71025 | 3.2411 | 3.9514 | 14.1977 | 3.2411 | 17.4388
2009 | Warehouse | 6A | 52044.9062 | 0 | 32.6178 | 0.26698 | 8.6711 | 1.8042 | 2.5365 | 0 | 0 | 1.1313 | 0 | 0 | 0 | 0 | 0 | 0 | 0.4888 | 0 | 0 | 1.3983 | 32.6178 | 34.016 | 14.8988 | 32.6178 | 47.5166
2009 | Warehouse | 6B | 52044.9062 | 0 | 18.569 | 0.1843 | 8.6711 | 1.8029 | 2.5365 | 0 | 0 | 1.0768 | 0 | 0 | 0 | 0 | 0 | 0 | 0.48625 | 0 | 0 | 1.2611 | 18.569 | 19.8302 | 14.7579 | 18.569 | 33.3269
2009 | Warehouse | 7 | 52044.9062 | 0 | 32.6591 | 0.18139 | 8.6711 | 1.8018 | 2.5365 | 0 | 0 | 0.97231 | 0 | 0 | 0 | 0 | 0 | 0 | 0.501 | 0 | 0 | 1.1537 | 32.6591 | 33.8128 | 14.6643 | 32.6591 | 47.3234
2009 | Warehouse | 8 | 52044.9062 | 0 | 30.5316 | 0.038973 | 8.6711 | 1.7918 | 2.5365 | 0 | 0 | 0.76925 | 0 | 0 | 0 | 0 | 0 | 0 | 0.51775 | 0 | 0 | 0.80823 | 30.5316 | 31.3398 | 14.3254 | 30.5316 | 44.857
2012 | Warehouse | 0A | 52044.9062 | 0 | 0 | 2.9983 | 3.0319 | 1.8086 | 2.5365 | 0 | 0 | 1.3537 | 0 | 0 | 0 | 0 | 0 | 0 | 0.40247 | 0 | 0 | 4.352 | 0 | 4.352 | 12.1316 | 0 | 12.1316
2012 | Warehouse | 0B | 52044.9062 | 0 | 0 | 2.8261 | 3.1384 | 1.809 | 2.5365 | 0 | 0 | 1.6585 | 0 | 0 | 0 | 0 | 0 | 0 | 0.40193 | 0 | 0 | 4.4846 | 0 | 4.4846 | 12.3705 | 0 | 12.3705
2012 | Warehouse | 1A | 52044.9062 | 0 | 0 | 1.77 | 3.3099 | 1.8093 | 2.5365 | 0 | 0 | 0.94008 | 0 | 0 | 0 | 0 | 0 | 0 | 0.41322 | 0 | 0 | 2.7101 | 0 | 2.7101 | 10.7789 | 0 | 10.7789
2012 | Warehouse | 1B | 52044.9062 | 0 | 0.0096521 | 2.1247 | 3.2588 | 1.8069 | 2.5365 | 0 | 0 | 1.4243 | 0 | 0 | 0 | 0 | 0 | 0 | 0.41377 | 0 | 0 | 3.5491 | 0.0096521 | 3.5587 | 11.5652 | 0.0096521 | 11.5749
2012 | Warehouse | 2A | 52044.9062 | 0 | 0.015116 | 1.3355 | 3.3649 | 1.8064 | 2.5365 | 0 | 0 | 0.9113 | 0 | 0 | 0 | 0 | 0 | 0 | 0.42579 | 0 | 0 | 2.2468 | 0.015116 | 2.2619 | 10.3804 | 0.015116 | 10.3955
2012 | Warehouse | 2B | 52044.9062 | 0 | 0.025132 | 1.2952 | 3.5676 | 1.8077 | 2.5365 | 0 | 0 | 1.2968 | 0 | 0 | 0 | 0 | 0 | 0 | 0.4267 | 0 | 0 | 2.592 | 0.025132 | 2.6172 | 10.9307 | 0.025132 | 10.9559
2012 | Warehouse | 3A | 52044.9062 | 0 | 2.4201 | 0.67583 | 3.5205 | 1.8073 | 2.5365 | 0 | 0 | 0.81187 | 0 | 0 | 0 | 0 | 0 | 0 | 0.44746 | 0 | 0 | 1.4877 | 2.4201 | 3.9078 | 9.7994 | 2.4201 | 12.2196
2012 | Warehouse | 3B | 52044.9062 | 0 | 0.36587 | 0.80805 | 3.4755 | 1.8073 | 2.5365 | 0 | 0 | 1.0217 | 0 | 0 | 0 | 0 | 0 | 0 | 0.44181 | 0 | 0 | 1.8297 | 0.36587 | 2.1956 | 10.0906 | 0.36587 | 10.4565
2012 | Warehouse | 3C | 52044.9062 | 0 | 0.026589 | 0.19523 | 3.4123 | 1.8069 | 2.5365 | 0 | 0 | 0.58168 | 0 | 0 | 0 | 0 | 0 | 0 | 0.44946 | 0 | 0 | 0.7769 | 0.026589 | 0.80349 | 8.9823 | 0.026589 | 9.0089
2012 | Warehouse | 4A | 52044.9062 | 0 | 8.5099 | 0.43471 | 3.6205 | 1.8046 | 2.5365 | 0 | 0 | 0.74303 | 0 | 0 | 0 | 0 | 0 | 0 | 0.46421 | 0 | 0 | 1.1777 | 8.5099 | 9.6876 | 9.6035 | 8.5099 | 18.1134
2012 | Warehouse | 4B | 52044.9062 | 0 | 2.0031 | 0.5254 | 3.6432 | 1.8059 | 2.5365 | 0 | 0 | 0.93407 | 0 | 0 | 0 | 0 | 0 | 0 | 0.45929 | 0 | 0 | 1.4595 | 2.0031 | 3.4626 | 9.9045 | 2.0031 | 11.9076
2012 | Warehouse | 4C | 52044.9062 | 0 | 3.0031 | 0.065744 | 3.8769 | 1.8024 | 2.5365 | 0 | 0 | 0.60116 | 0 | 0 | 0 | 0 | 0 | 0 | 0.46949 | 0 | 0 | 0.66691 | 3.0031 | 3.67 | 9.3522 | 3.0031 | 12.3552
2012 | Warehouse | 5A | 52044.9062 | 0 | 15.8136 | 0.18485 | 3.6381 | 1.8051 | 2.5365 | 0 | 0 | 0.71335 | 0 | 0 | 0 | 0 | 0 | 0 | 0.47842 | 0 | 0 | 0.89819 | 15.8136 | 16.7118 | 9.3565 | 15.8136 | 25.1701
2012 | Warehouse | 5B | 52044.9062 | 0 | 6.6374 | 0.3096 | 3.7224 | 1.8051 | 2.5365 | 0 | 0 | 0.88581 | 0 | 0 | 0 | 0 | 0 | 0 | 0.47423 | 0 | 0 | 1.1954 | 6.6374 | 7.8328 | 9.7339 | 6.6374 | 16.3712
2012 | Warehouse | 5C | 52044.9062 | 0 | 2.5636 | 0.013112 | 3.8364 | 1.8024 | 2.5365 | 0 | 0 | 0.55636 | 0 | 0 | 0 | 0 | 0 | 0 | 0.47751 | 0 | 0 | 0.56947 | 2.5636 | 3.1331 | 9.2223 | 2.5636 | 11.786
2012 | Warehouse | 6A | 52044.9062 | 0 | 25.8376 | 0.20524 | 3.7235 | 1.8042 | 2.5365 | 0 | 0 | 0.81005 | 0 | 0 | 0 | 0 | 0 | 0 | 0.4888 | 0 | 0 | 1.0153 | 25.8376 | 26.8529 | 9.5685 | 25.8376 | 35.4061
2012 | Warehouse | 6B | 52044.9062 | 0 | 14.5727 | 0.15261 | 3.8282 | 1.8029 | 2.5365 | 0 | 0 | 0.82607 | 0 | 0 | 0 | 0 | 0 | 0 | 0.48625 | 0 | 0 | 0.97869 | 14.5727 | 15.5514 | 9.6328 | 14.5727 | 24.2055
2012 | Warehouse | 7 | 52044.9062 | 0 | 25.5555 | 0.11164 | 4.2386 | 1.8018 | 2.5365 | 0 | 0 | 0.72919 | 0 | 0 | 0 | 0 | 0 | 0 | 0.501 | 0 | 0 | 0.84083 | 25.5555 | 26.3963 | 9.9187 | 25.5555 | 35.4742
2012 | Warehouse | 8 | 52044.9062 | 0 | 26.7744 | 0.016755 | 4.8523 | 1.7918 | 2.5365 | 0 | 0 | 0.6405 | 0 | 0 | 0 | 0 | 0 | 0 | 0.51775 | 0 | 0 | 0.65725 | 26.7744 | 27.4317 | 10.3556 | 26.7744 | 37.13
2015 | Warehouse | 0A | 52044.9062 | 0 | 0 | 2.9623 | 4.3713 | 1.5219 | 2.5365 | 0 | 0 | 1.3877 | 0 | 0 | 0 | 0 | 0 | 0 | 0.40247 | 0 | 0 | 4.35 | 0 | 4.35 | 13.1824 | 0 | 13.1824
2015 | Warehouse | 0B | 52044.9062 | 0 | 0 | 2.7904 | 4.4494 | 1.5218 | 2.5365 | 0 | 0 | 1.6791 | 0 | 0 | 0 | 0 | 0 | 0 | 0.40193 | 0 | 0 | 4.4695 | 0 | 4.4695 | 13.3791 | 0 | 13.3791
2015 | Warehouse | 1A | 52044.9062 | 0 | 0 | 1.731 | 4.6317 | 1.5219 | 2.5365 | 0 | 0 | 1.0198 | 0 | 0 | 0 | 0 | 0 | 0 | 0.41322 | 0 | 0 | 2.7509 | 0 | 2.7509 | 11.8544 | 0 | 11.8544
2015 | Warehouse | 1B | 52044.9062 | 0 | 0.010016 | 2.1012 | 4.5603 | 1.5198 | 2.5365 | 0 | 0 | 1.4256 | 0 | 0 | 0 | 0 | 0 | 0 | 0.41358 | 0 | 0 | 3.5268 | 0.010016 | 3.5369 | 12.5568 | 0.010016 | 12.5669
2015 | Warehouse | 2A | 52044.9062 | 0 | 0.016755 | 1.3269 | 4.6631 | 1.519 | 2.5365 | 0 | 0 | 0.87124 | 0 | 0 | 0 | 0 | 0 | 0 | 0.42579 | 0 | 0 | 2.1981 | 0.016755 | 2.2149 | 11.3427 | 0.016755 | 11.3594
2015 | Warehouse | 2B | 52044.9062 | 0 | 0.02586 | 1.255 | 4.876 | 1.5203 | 2.5365 | 0 | 0 | 1.2346 | 0 | 0 | 0 | 0 | 0 | 0 | 0.42651 | 0 | 0 | 2.4895 | 0.02586 | 2.5154 | 11.8488 | 0.02586 | 11.8746
2015 | Warehouse | 3A | 52044.9062 | 0 | 2.2156 | 0.65926 | 4.7867 | 1.5201 | 2.5365 | 0 | 0 | 0.87306 | 0 | 0 | 0 | 0 | 0 | 0 | 0.44728 | 0 | 0 | 1.5323 | 2.2156 | 3.7479 | 10.8229 | 2.2156 | 13.0385
2015 | Warehouse | 3B | 52044.9062 | 0 | 0.24749 | 0.77872 | 4.7902 | 1.5199 | 2.5365 | 0 | 0 | 1.0954 | 0 | 0 | 0 | 0 | 0 | 0 | 0.44181 | 0 | 0 | 1.8741 | 0.24749 | 2.1216 | 11.1626 | 0.24749 | 11.4101
2015 | Warehouse | 3C | 52044.9062 | 0 | 0.02841 | 0.2424 | 4.725 | 1.5223 | 2.5365 | 0 | 0 | 0.6385 | 0 | 0 | 0 | 0 | 0 | 0 | 0.44946 | 0 | 0 | 0.88089 | 0.02841 | 0.9093 | 10.114 | 0.02841 | 10.1424
2015 | Warehouse | 4A | 52044.9062 | 0 | 8.0575 | 0.42724 | 4.8556 | 1.5225 | 2.5365 | 0 | 0 | 0.78892 | 0 | 0 | 0 | 0 | 0 | 0 | 0.46421 | 0 | 0 | 1.2162 | 8.0575 | 9.2737 | 10.5949 | 8.0575 | 18.6524
2015 | Warehouse | 4B | 52044.9062 | 0 | 1.7716 | 0.50901 | 4.9279 | 1.5194 | 2.5365 | 0 | 0 | 0.99562 | 0 | 0 | 0 | 0 | 0 | 0 | 0.45911 | 0 | 0 | 1.5046 | 1.7716 | 3.2763 | 10.9475 | 1.7716 | 12.7191
2015 | Warehouse | 4C | 52044.9062 | 0 | 2.6152 | 0.09816 | 5.0502 | 1.5221 | 2.5365 | 0 | 0 | 0.65616 | 0 | 0 | 0 | 0 | 0 | 0 | 0.46931 | 0 | 0 | 0.75432 | 2.6152 | 3.3695 | 10.3325 | 2.6152 | 12.9477
2015 | Warehouse | 5A | 52044.9062 | 0 | 15.2044 | 0.18776 | 4.8709 | 1.5203 | 2.5365 | 0 | 0 | 0.75705 | 0 | 0 | 0 | 0 | 0 | 0 | 0.47842 | 0 | 0 | 0.94481 | 15.2044 | 16.1493 | 10.3507 | 15.2044 | 25.5551
2015 | Warehouse | 5B | 52044.9062 | 0 | 6.2003 | 0.31105 | 4.9665 | 1.5218 | 2.5365 | 0 | 0 | 0.94591 | 0 | 0 | 0 | 0 | 0 | 0 | 0.47423 | 0 | 0 | 1.257 | 6.2003 | 7.4573 | 10.7561 | 6.2003 | 16.9564
2015 | Warehouse | 5C | 52044.9062 | 0 | 2.1389 | 0.042797 | 5.0093 | 1.5214 | 2.5365 | 0 | 0 | 0.59989 | 0 | 0 | 0 | 0 | 0 | 0 | 0.47732 | 0 | 0 | 0.64268 | 2.1389 | 2.7816 | 10.1875 | 2.1389 | 12.3265
2015 | Warehouse | 6A | 52044.9062 | 0 | 24.2253 | 0.18776 | 6.4871 | 1.521 | 2.5365 | 0 | 0 | 0.80823 | 0 | 0 | 0 | 0 | 0 | 0 | 0.4888 | 0 | 0 | 0.99599 | 24.2253 | 25.2213 | 12.0294 | 24.2253 | 36.2548
2015 | Warehouse | 6B | 52044.9062 | 0 | 13.1941 | 0.13058 | 6.509 | 1.5192 | 2.5365 | 0 | 0 | 0.82353 | 0 | 0 | 0 | 0 | 0 | 0 | 0.48607 | 0 | 0 | 0.9541 | 13.1941 | 14.1482 | 12.0052 | 13.1941 | 25.1993
2015 | Warehouse | 7 | 52044.9062 | 0 | 23.3381 | 0.13713 | 6.5017 | 1.5216 | 2.5365 | 0 | 0 | 0.74758 | 0 | 0 | 0 | 0 | 0 | 0 | 0.501 | 0 | 0 | 0.88472 | 23.3381 | 24.2228 | 11.9453 | 23.3381 | 35.2834
2015 | Warehouse | 8 | 52044.9062 | 0 | 23.8766 | 0.037698 | 6.5738 | 1.53 | 2.5365 | 0 | 0 | 0.66053 | 0 | 0 | 0 | 0 | 0 | 0 | 0.51757 | 0 | 0 | 0.69823 | 23.8766 | 24.5748 | 11.8561 | 23.8766 | 35.7326
2018 | Warehouse | 0A | 52044.9062 | 0 | 0 | 2.8091 | 2.975 | 1.2205 | 2.5365 | 0 | 0 | 1.3118 | 0 | 0 | 0 | 0 | 0 | 0 | 0.39974 | 0 | 0 | 4.1209 | 0 | 4.1209 | 11.2527 | 0 | 11.2527
2018 | Warehouse | 0B | 52044.9062 | 0 | 0 | 2.6623 | 3.0271 | 1.2204 | 2.5365 | 0 | 0 | 1.6208 | 0 | 0 | 0 | 0 | 0 | 0 | 0.39901 | 0 | 0 | 4.2832 | 0 | 4.2832 | 11.4662 | 0 | 11.4662
2018 | Warehouse | 1A | 52044.9062 | 0 | 0 | 1.5828 | 3.1519 | 1.2205 | 2.5365 | 0 | 0 | 0.94572 | 0 | 0 | 0 | 0 | 0 | 0 | 0.41031 | 0 | 0 | 2.5285 | 0 | 2.5285 | 9.8477 | 0 | 9.8477
2018 | Warehouse | 1B | 52044.9062 | 0 | 0.013294 | 1.992 | 3.1031 | 1.2187 | 2.5365 | 0 | 0 | 1.3671 | 0 | 0 | 0 | 0 | 0 | 0 | 0.41067 | 0 | 0 | 3.3591 | 0.013294 | 3.3724 | 10.6281 | 0.013294 | 10.6414
2018 | Warehouse | 2A | 52044.9062 | 0 | 0.021307 | 1.226 | 3.1728 | 1.2182 | 2.5365 | 0 | 0 | 0.80987 | 0 | 0 | 0 | 0 | 0 | 0 | 0.42269 | 0 | 0 | 2.0359 | 0.021307 | 2.0572 | 9.3862 | 0.021307 | 9.4075
2018 | Warehouse | 2B | 52044.9062 | 0 | 0.03442 | 1.1774 | 3.3163 | 1.2193 | 2.5365 | 0 | 0 | 1.1752 | 0 | 0 | 0 | 0 | 0 | 0 | 0.4236 | 0 | 0 | 2.3526 | 0.03442 | 2.387 | 9.8482 | 0.03442 | 9.8827
2018 | Warehouse | 3A | 52044.9062 | 0 | 2.5467 | 0.60408 | 3.2544 | 1.2189 | 2.5365 | 0 | 0 | 0.82353 | 0 | 0 | 0 | 0 | 0 | 0 | 0.44418 | 0 | 0 | 1.4276 | 2.5467 | 3.9743 | 8.8818 | 2.5467 | 11.4285
2018 | Warehouse | 3B | 52044.9062 | 0 | 0.36022 | 0.72045 | 3.2602 | 1.2189 | 2.5365 | 0 | 0 | 1.0357 | 0 | 0 | 0 | 0 | 0 | 0 | 0.43872 | 0 | 0 | 1.7561 | 0.36022 | 2.1164 | 9.2105 | 0.36022 | 9.5707
2018 | Warehouse | 3C | 52044.9062 | 0 | 0.037698 | 0.20579 | 3.2152 | 1.2207 | 2.5365 | 0 | 0 | 0.58987 | 0 | 0 | 0 | 0 | 0 | 0 | 0.44636 | 0 | 0 | 0.79566 | 0.037698 | 0.83336 | 8.2147 | 0.037698 | 8.2524
2018 | Warehouse | 4A | 52044.9062 | 0 | 8.8291 | 0.38663 | 3.3016 | 1.2211 | 2.5365 | 0 | 0 | 0.74831 | 0 | 0 | 0 | 0 | 0 | 0 | 0.46093 | 0 | 0 | 1.1349 | 8.8291 | 9.9641 | 8.655 | 8.8291 | 17.4842
2018 | Warehouse | 4B | 52044.9062 | 0 | 2.2553 | 0.46312 | 3.3506 | 1.2184 | 2.5365 | 0 | 0 | 0.93607 | 0 | 0 | 0 | 0 | 0 | 0 | 0.45602 | 0 | 0 | 1.3992 | 2.2553 | 3.6545 | 8.9606 | 2.2553 | 11.2159
2018 | Warehouse | 4C | 52044.9062 | 0 | 3.2699 | 0.080131 | 3.4305 | 1.2207 | 2.5365 | 0 | 0 | 0.60553 | 0 | 0 | 0 | 0 | 0 | 0 | 0.46622 | 0 | 0 | 0.68566 | 3.2699 | 3.9555 | 8.3394 | 3.2699 | 11.6093
2018 | Warehouse | 5A | 52044.9062 | 0 | 16.1839 | 0.17793 | 3.3114 | 1.2193 | 2.5365 | 0 | 0 | 0.71735 | 0 | 0 | 0 | 0 | 0 | 0 | 0.47496 | 0 | 0 | 0.89528 | 16.1839 | 17.0791 | 8.4376 | 16.1839 | 24.6214
2018 | Warehouse | 5B | 52044.9062 | 0 | 7.0602 | 0.27773 | 3.3748 | 1.2204 | 2.5365 | 0 | 0 | 0.89455 | 0 | 0 | 0 | 0 | 0 | 0 | 0.47095 | 0 | 0 | 1.1723 | 7.0602 | 8.2325 | 8.775 | 7.0602 | 15.8353
2018 | Warehouse | 5C | 52044.9062 | 0 | 2.8292 | 0.03442 | 3.4017 | 1.2202 | 2.5365 | 0 | 0 | 0.56255 | 0 | 0 | 0 | 0 | 0 | 0 | 0.47423 | 0 | 0 | 0.59697 | 2.8292 | 3.4261 | 8.2296 | 2.8292 | 11.0588
2018 | Warehouse | 6A | 52044.9062 | 0 | 25.5293 | 0.14642 | 4.3633 | 1.2198 | 2.5365 | 0 | 0 | 0.74303 | 0 | 0 | 0 | 0 | 0 | 0 | 0.48534 | 0 | 0 | 0.88945 | 25.5293 | 26.4187 | 9.4946 | 25.5293 | 35.0239
2018 | Warehouse | 6B | 52044.9062 | 0 | 14.52 | 0.11637 | 4.377 | 1.2184 | 2.5365 | 0 | 0 | 0.7494 | 0 | 0 | 0 | 0 | 0 | 0 | 0.48279 | 0 | 0 | 0.86578 | 14.52 | 15.3858 | 9.4804 | 14.52 | 24.0004
2018 | Warehouse | 7 | 52044.9062 | 0 | 24.7782 | 0.10708 | 4.372 | 1.2202 | 2.5365 | 0 | 0 | 0.69313 | 0 | 0 | 0 | 0 | 0 | 0 | 0.49754 | 0 | 0 | 0.80021 | 24.7782 | 25.5785 | 9.4266 | 24.7782 | 34.2049
2018 | Warehouse | 8 | 52044.9062 | 0 | 25.5584 | 0.027317 | 4.4172 | 1.2271 | 2.5365 | 0 | 0 | 0.60572 | 0 | 0 | 0 | 0 | 0 | 0 | 0.51429 | 0 | 0 | 0.63303 | 25.5584 | 26.1915 | 9.3281 | 25.5584 | 34.8865
0

## Convert
1 m2 = | 10.7639 | ft2
1 Btu = | 1055.0559 | J
1 m3/s = | 15850.3231 | gpm
m ft of H2O | 9804.1394 | Pa
1 kWh | 0.0036 | GJ
Electricity | 3.167 | Source-Site Multiplier
Gas | 1.084 | Source-Site Multiplier

## Weights
National Weighting Factors | Taken from PNNL - Development of National New Construction Weighting Factors for the Commercial Building Prototype Analyses (2003-2018) Report - June, 2020
Total Construction Area (in 1,000 sf) of Samples Aggregated by Climate Zone and Prototype Category (Excluding 'No Prototype') - Table 9 (Page 32)
Building Type | 1A | 1B | 2A | 2B | 3A | 3B | 3C | 4A | 4B | 4C | 5A | 5B | 5C | 6A | 6B | 7 | 8 | Sum by Building Type
Large Office | 16868.9 | 0 | 84133 | 10300 | 83929.9 | 39669.7 | 35451.3 | 174052.1 | 120 | 36842.8 | 74518.9 | 23820 | 162.4 | 13990.2 | 543.7 | 1295.3 | 0 | 595698.2
Medium Office | 21848.7 | 0 | 120104.5 | 29913.5 | 112127.8 | 68844.9 | 25436.2 | 146920.8 | 3930.2 | 26285.4 | 135800.4 | 48290.8 | 367.3 | 26562.7 | 4003.6 | 3172.6 | 355.8 | 773965.2
Small Office | 17162 | 0 | 118476.5 | 23865 | 107666 | 42488.3 | 7232.6 | 89124.6 | 4779 | 14328.2 | 103506.7 | 31856.1 | 348.6 | 20126.3 | 3364.7 | 2423.4 | 123.3 | 586871.3
Stand-Alone Retail | 44821.4 | 0 | 276996.8 | 47518.4 | 274753.6 | 131884 | 18800.7 | 296430.9 | 12655 | 40896.3 | 365606.6 | 82967.5 | 1746.1 | 76240.9 | 9590.5 | 8943.2 | 978.6 | 1690830.5
Strip Mall | 24133.5 | 0 | 97829.6 | 21386.8 | 107582.3 | 65526.1 | 13714.2 | 102063.9 | 2660 | 13523.3 | 93823.4 | 19265.5 | 320.7 | 9083.4 | 1277.3 | 1241.9 | 142.7 | 573574.6
Primary School | 20212.6 | 0 | 150817.8 | 18538.4 | 145027.2 | 55388 | 6782.8 | 136250.3 | 5012.7 | 17810.8 | 119331.6 | 35831.3 | 275.6 | 24237.3 | 7302.9 | 2951.1 | 203.5 | 745973.9
Secondary School | 40614.2 | 0 | 287327.1 | 29704.4 | 334229.3 | 118573.4 | 20879.6 | 305440.9 | 10982.6 | 41838.1 | 336475 | 78271.9 | 1356.4 | 56653.1 | 14616.9 | 9338.2 | 1007 | 1687308.1
Hospital | 14357 | 0 | 115638 | 16770.3 | 97542.2 | 48683.2 | 15213.1 | 142347.1 | 3958.4 | 19933.8 | 146341.6 | 36183.7 | 1052.2 | 30415.3 | 4953.1 | 5087.4 | 353.2 | 698829.6
Outpatient Healthcare | 8459.8 | 0 | 83724.7 | 13739 | 81971.1 | 27005.3 | 6808.4 | 95704.8 | 3206.7 | 15204.9 | 123690.4 | 31275.6 | 577.4 | 27946.6 | 4166.9 | 4450.1 | 322 | 528253.7
Full Service Restaurant | 4806.4 | 0 | 27341.3 | 4221.9 | 25969.4 | 12984.3 | 1983.3 | 25253.3 | 1169.2 | 3264.8 | 30123.8 | 6946.8 | 99.1 | 4506.9 | 684.3 | 669.4 | 131.2 | 150155.4
Quick Service Restaurant | 1221.9 | 0 | 10390.4 | 1466.5 | 10037.7 | 3127.6 | 293.3 | 8515.8 | 309.8 | 706.6 | 10452.5 | 2695 | 13 | 1637.2 | 278.9 | 139 | 4.2 | 51289.4
Large Hotel | 27678.8 | 0 | 109029.4 | 16191.3 | 86868.1 | 84587.5 | 14080.2 | 126031.1 | 3666.5 | 20721 | 100465.6 | 29721.9 | 326.6 | 22180.4 | 6451 | 3756.5 | 86.2 | 651842.1
Small Hotel | 5057.2 | 0 | 46920.4 | 3747.1 | 41402.8 | 16408.6 | 2357.9 | 47016 | 2112.5 | 4011.4 | 42132.1 | 14696 | 318.9 | 12700.3 | 3926.8 | 2436.8 | 157.6 | 245402.4
Warehouse | 82424.4 | 0 | 544781.6 | 96607.6 | 428770.5 | 344959.7 | 28244.9 | 570756.4 | 8114.5 | 83618.4 | 484733 | 125953.1 | 467.4 | 57271.5 | 4666.3 | 5637.9 | 316.2 | 2867323.4
High-Rise Apartment | 222690.7 | 0 | 184107.2 | 12910.4 | 87935.1 | 97550.3 | 45192.2 | 504188.6 | 0 | 76376.9 | 209659.8 | 28818.6 | 0 | 17490.5 | 1373 | 631.9 | 0 | 1488925.2
Mid-Rise Apartment | 55967 | 0 | 346765.7 | 41767 | 274789.5 | 181789.4 | 76095.8 | 466118.4 | 4005.4 | 109081.4 | 342812.1 | 112610.4 | 1021.3 | 88294.7 | 7987.3 | 6374.6 | 1.7 | 2115481.7
Sum by CZ | 608324.5 | 0 | 2604384 | 388647.6 | 2300602.5 | 1339470.3 | 318566.5 | 3236215 | 66682.5 | 524444.1 | 2719473.5 | 709204.2 | 8453 | 489337.3 | 75187.2 | 58549.3 | 4183.2 | 15451724.7
Weighting Factor Table
Building Type | 1A | 1B | 2A | 2B | 3A | 3B | 3C | 4A | 4B | 4C | 5A | 5B | 5C | 6A | 6B | 7 | 8 | Sum by Building Type
Large Office | 0.1092% | 0% | 0.5445% | 0.06666% | 0.5432% | 0.2567% | 0.2294% | 1.126% | 0.0007766% | 0.2384% | 0.4823% | 0.1542% | 0.001051% | 0.09054% | 0.003519% | 0.008383% | 0% | 3.855%
Medium Office | 0.1414% | 0% | 0.7773% | 0.1936% | 0.7257% | 0.4455% | 0.1646% | 0.9508% | 0.02544% | 0.1701% | 0.8789% | 0.3125% | 0.002377% | 0.1719% | 0.02591% | 0.02053% | 0.002303% | 5.009%
Small Office | 0.1111% | 0% | 0.7668% | 0.1544% | 0.6968% | 0.275% | 0.04681% | 0.5768% | 0.03093% | 0.09273% | 0.6699% | 0.2062% | 0.002256% | 0.1303% | 0.02178% | 0.01568% | 0.000798% | 3.798%
Stand-Alone Retail | 0.2901% | 0% | 1.793% | 0.3075% | 1.778% | 0.8535% | 0.1217% | 1.918% | 0.0819% | 0.2647% | 2.366% | 0.5369% | 0.0113% | 0.4934% | 0.06207% | 0.05788% | 0.006333% | 10.94%
Strip Mall | 0.1562% | 0% | 0.6331% | 0.1384% | 0.6962% | 0.4241% | 0.08876% | 0.6605% | 0.01721% | 0.08752% | 0.6072% | 0.1247% | 0.002075% | 0.05879% | 0.008266% | 0.008037% | 0.0009235% | 3.712%
Primary School | 0.1308% | 0% | 0.9761% | 0.12% | 0.9386% | 0.3585% | 0.0439% | 0.8818% | 0.03244% | 0.1153% | 0.7723% | 0.2319% | 0.001784% | 0.1569% | 0.04726% | 0.0191% | 0.001317% | 4.828%
Secondary School | 0.2628% | 0% | 1.86% | 0.1922% | 2.163% | 0.7674% | 0.1351% | 1.977% | 0.07108% | 0.2708% | 2.178% | 0.5066% | 0.008778% | 0.3666% | 0.0946% | 0.06043% | 0.006517% | 10.92%
Hospital | 0.09292% | 0% | 0.7484% | 0.1085% | 0.6313% | 0.3151% | 0.09846% | 0.9212% | 0.02562% | 0.129% | 0.9471% | 0.2342% | 0.00681% | 0.1968% | 0.03206% | 0.03292% | 0.002286% | 4.523%
Outpatient Healthcare | 0.05475% | 0% | 0.5418% | 0.08892% | 0.5305% | 0.1748% | 0.04406% | 0.6194% | 0.02075% | 0.0984% | 0.8005% | 0.2024% | 0.003737% | 0.1809% | 0.02697% | 0.0288% | 0.002084% | 3.419%
Full Service Restaurant | 0.03111% | 0% | 0.1769% | 0.02732% | 0.1681% | 0.08403% | 0.01284% | 0.1634% | 0.007567% | 0.02113% | 0.195% | 0.04496% | 0.0006414% | 0.02917% | 0.004429% | 0.004332% | 0.0008491% | 0.9718%
Quick Service Restaurant | 0.007908% | 0% | 0.06724% | 0.009491% | 0.06496% | 0.02024% | 0.001898% | 0.05511% | 0.002005% | 0.004573% | 0.06765% | 0.01744% | 8.413e-05% | 0.0106% | 0.001805% | 0.0008996% | 2.718e-05% | 0.3319%
Large Hotel | 0.1791% | 0% | 0.7056% | 0.1048% | 0.5622% | 0.5474% | 0.09112% | 0.8156% | 0.02373% | 0.1341% | 0.6502% | 0.1924% | 0.002114% | 0.1435% | 0.04175% | 0.02431% | 0.0005579% | 4.219%
Small Hotel | 0.03273% | 0% | 0.3037% | 0.02425% | 0.2679% | 0.1062% | 0.01526% | 0.3043% | 0.01367% | 0.02596% | 0.2727% | 0.09511% | 0.002064% | 0.08219% | 0.02541% | 0.01577% | 0.00102% | 1.588%
Warehouse | 0.5334% | 0% | 3.526% | 0.6252% | 2.775% | 2.232% | 0.1828% | 3.694% | 0.05252% | 0.5412% | 3.137% | 0.8151% | 0.003025% | 0.3706% | 0.0302% | 0.03649% | 0.002046% | 18.56%
High-Rise Apartment | 1.441% | 0% | 1.191% | 0.08355% | 0.5691% | 0.6313% | 0.2925% | 3.263% | 0% | 0.4943% | 1.357% | 0.1865% | 0% | 0.1132% | 0.008886% | 0.00409% | 0% | 9.636%
Mid-Rise Apartment | 0.3622% | 0% | 2.244% | 0.2703% | 1.778% | 1.176% | 0.4925% | 3.017% | 0.02592% | 0.7059% | 2.219% | 0.7288% | 0.00661% | 0.5714% | 0.05169% | 0.04125% | 1.1e-05% | 13.69%
Sum by CZ | 3.937% | 0% | 16.85% | 2.515% | 14.89% | 8.669% | 2.062% | 20.94% | 0.4316% | 3.394% | 17.6% | 4.59% | 0.05471% | 3.167% | 0.4866% | 0.3789% | 0.02707% | 100%

## SWH
Serving Water Heating Pump Energy Use
Building Type | SWH Pump Energy (GJ/yr) | Floor Area (m2) |  | Note: The prototype model pump energy usage category includes HVAC pumping and SWH pumping (depending on the building type), this study on HVAC energy performance
Large Office | 0.14091 | 46320.38 |  | subtracted out SWH pump energy in order to isolate HVAC pumping energy.
Medium Office | 0.15 | 4982.19
Small Office | 0 | 511.16
Stand-Alone Retail | 0 | 2293.99
Strip Mall | 0 | 2090.32
Primary School | 0.014366 | 6871
Secondary School | 0.074712 | 19592
Hospital | 0.78826 | 22436.18
Outpatient Healthcare | 0.024109 | 3804.01
Full Service Restaurant | 0.45 | 511.15
Quick Service Restaurant | 0 | 232.34
Large Hotel | 1.5108 | 11345.29
Small Hotel | 0.26 | 4013.58
Warehouse | 0 | 4835.13
High-Rise Apartment | 0.11415 | 7836.48
Mid-Rise Apartment | 0 | 3134.61
| High-Rise Apartment |  |  |  | Hospital |  |  | Large Hotel |  |  | Large Office |  |  | Outpatient Healtchare |  |  | Primary School |  |  | Secondary School
|  | 0.11415 | GJ/yr |  |  | 0.78826 | GJ/yr |  | 1.5108 | GJ/yr |  | 0.14091 | GJ/yr |  | 0.024109 | GJ/yr |  | 0.014366 | GJ/yr |  | 0.074712 | GJ/yr

## Office
Large Office - IECC HVAC Energy Use - Site EUI (kBtu/sf/yr)
Large Office | Ho Chi Minh City | Dubai | Honolulu | New Delhi | Tampa | Tucson | Atlanta | El Paso | San Diego | New York | Albuquerque | Seattle | Buffalo | Denver | Port Angeles | Rochester | Great Falls | International Falls | Fairbanks | National | % National HVAC Energy Improvement per Publication Year
Year | 0A | 0B | 1A | 1B | 2A | 2B | 3A | 3B | 3C | 4A | 4B | 4C | 5A | 5B | 5C | 6A | 6B | 7 | 8 | All | All
2006 | 41.8971 | 36.3808 | 30.7902 | 32.4196 | 30.3951 | 24.0195 | 28.7135 | 24.8281 | 17.7725 | 31.5612 | 24.7416 | 22.3843 | 33.5522 | 27.8303 | 22.255 | 40.8154 | 32.6644 | 45.6009 | 55.8786 | 30.0441 | 0%
2009 | 38.1098 | 33.764 | 29.2036 | 30.2083 | 27.0535 | 21.8176 | 23.0463 | 22.1453 | 16.3388 | 25.1331 | 22.6545 | 18.1224 | 27.1721 | 24.6699 | 17.5138 | 33.2503 | 27.5123 | 35.9572 | 43.2552 | 25.182 | -16.18%
2012 | 28.1819 | 28.7155 | 23.9092 | 26.3145 | 21.0876 | 19.7104 | 18.4843 | 20.3792 | 15.3989 | 17.6022 | 20.8412 | 16.3027 | 17.0977 | 22.119 | 16.2959 | 28.3438 | 23.8152 | 29.1951 | 22.8774 | 19.3211 | -23.27%
2015 | 25.8726 | 25.0956 | 21.8195 | 22.811 | 19.6282 | 18.0087 | 16.7598 | 18.4743 | 13.8655 | 15.8043 | 18.8381 | 12.8882 | 15.2597 | 19.601 | 12.1514 | 18.0503 | 19.6587 | 17.5658 | 20.5787 | 17.1632 | -11.17%
2018 | 24.9309 | 24.9824 | 21.3813 | 22.6748 | 19.086 | 17.862 | 16.2306 | 18.3639 | 13.7424 | 15.0259 | 18.6368 | 12.5533 | 14.4956 | 19.4082 | 11.9377 | 16.6836 | 19.3463 | 15.732 | 17.4658 | 16.5887 | -3.347%
% HVAC EUI Savings vs. IECC-2006 Baseline
2006 | 0% | 0% | 0% | 0% | 0% | 0% | 0% | 0% | 0% | 0% | 0% | 0% | 0% | 0% | 0% | 0% | 0% | 0% | 0% | 0%
2009 | -9.039% | -7.193% | -5.153% | -6.821% | -10.99% | -9.167% | -19.74% | -10.81% | -8.067% | -20.37% | -8.435% | -19.04% | -19.02% | -11.36% | -21.3% | -18.54% | -15.77% | -21.15% | -22.59% | -16.18%
2012 | -32.74% | -21.07% | -22.35% | -18.83% | -30.62% | -17.94% | -35.62% | -17.92% | -13.36% | -44.23% | -15.76% | -27.17% | -49.04% | -20.52% | -26.78% | -30.56% | -27.09% | -35.98% | -59.06% | -35.69%
2015 | -38.25% | -31.02% | -29.14% | -29.64% | -35.42% | -25.02% | -41.63% | -25.59% | -21.98% | -49.92% | -23.86% | -42.42% | -54.52% | -29.57% | -45.4% | -55.78% | -39.82% | -61.48% | -63.17% | -42.87%
2018 | -40.49% | -31.33% | -30.56% | -30.06% | -37.21% | -25.64% | -43.47% | -26.04% | -22.68% | -52.39% | -24.67% | -43.92% | -56.8% | -30.26% | -46.36% | -59.12% | -40.77% | -65.5% | -68.74% | -44.79%
Medium Office - IECC HVAC Energy Use - Site EUI (kBtu/sf/yr)
Medium Office | Ho Chi Minh City | Dubai | Honolulu | New Delhi | Tampa | Tucson | Atlanta | El Paso | San Diego | New York | Albuquerque | Seattle | Buffalo | Denver | Port Angeles | Rochester | Great Falls | International Falls | Fairbanks | National | % National HVAC Energy Improvement per Publication Year
Year | 0A | 0B | 1A | 1B | 2A | 2B | 3A | 3B | 3C | 4A | 4B | 4C | 5A | 5B | 5C | 6A | 6B | 7 | 8 | All | All
2006 | 31.5125 | 27.9664 | 20.8118 | 23.4696 | 19.5598 | 15.1355 | 17.941 | 12.7221 | 8.1415 | 21.294 | 12.6517 | 13.4449 | 24.5658 | 15.3465 | 15.4587 | 32.1044 | 22.008 | 36.621 | 48.5812 | 19.7216 | 0% |  | Year
2009 | 27.6585 | 25.2047 | 18.9249 | 21.0854 | 17.2825 | 13.5133 | 13.2359 | 10.7984 | 6.7801 | 15.6618 | 10.0321 | 9.5675 | 18.8397 | 12.2581 | 10.2695 | 25.1854 | 16.8951 | 28.1721 | 37.6834 | 15.5735 | -21.03% | Building Type | 2006 | 2009 | 2012 | 2015 | 2018
2012 | 21.9385 | 20.1363 | 14.8739 | 16.6059 | 12.4296 | 10.679 | 10.9739 | 8.9998 | 5.9807 | 12.5906 | 8.6327 | 10.5063 | 11.7847 | 11.0977 | 13.5994 | 20.0582 | 15.812 | 18.0214 | 24.2522 | 11.8953 | -23.62% | Large Office | 30.0441 | 25.182 | 19.3211 | 17.1632 | 16.5887
2015 | 18.8869 | 17.5746 | 13.7072 | 14.7141 | 11.7074 | 10.0498 | 8.9072 | 7.9363 | 5.1391 | 9.4264 | 7.1573 | 5.2813 | 11.2627 | 8.3499 | 4.9197 | 15.7122 | 10.8106 | 12.0742 | 16.5478 | 10.0388 | -15.61% | Medium Office | 19.7216 | 15.5735 | 11.8953 | 10.0388 | 9.702
2018 | 18.2896 | 17.4619 | 13.4052 | 14.5462 | 11.4285 | 9.8656 | 8.6062 | 7.7836 | 5.0049 | 9.1086 | 6.834 | 4.8001 | 10.8179 | 8.0109 | 4.5169 | 15.016 | 10.1956 | 9.9533 | 12.8688 | 9.702 | -3.355% | Small Office | 13.7677 | 11.5645 | 9.3753 | 9.2727 | 9.2119
% HVAC EUI Savings vs. IECC-2006 Baseline
2006 | 0% | 0% | 0% | 0% | 0% | 0% | 0% | 0% | 0% | 0% | 0% | 0% | 0% | 0% | 0% | 0% | 0% | 0% | 0% | 0%
2009 | -9.199% | -7.591% | -6.128% | -7.354% | -7.492% | -6.753% | -16.39% | -7.748% | -7.66% | -17.85% | -10.59% | -17.32% | -17.07% | -11.1% | -23.32% | -16.95% | -15.65% | -18.53% | -19.5% | -21.03%
2012 | -22.85% | -21.52% | -19.29% | -21.17% | -23.46% | -18.55% | -24.26% | -14.99% | -12.16% | -27.58% | -16.24% | -13.13% | -38.09% | -15.27% | -8.355% | -29.51% | -18.97% | -40.79% | -43.54% | -39.68%
2015 | -30.13% | -28.56% | -23.07% | -27.01% | -25.83% | -21.17% | -31.46% | -19.28% | -16.89% | -37.6% | -22.21% | -36.47% | -39.65% | -25.14% | -47.36% | -40.16% | -34.28% | -53.83% | -57.33% | -49.1%
2018 | -31.56% | -28.87% | -24.06% | -27.52% | -26.75% | -21.94% | -32.51% | -19.89% | -17.65% | -38.61% | -23.51% | -38.62% | -40.97% | -26.36% | -49.17% | -41.87% | -36.16% | -58.48% | -63.91% | -50.81%
Small Office - IECC HVAC Energy Use - Site EUI (kBtu/sf/yr)
Small Office | Ho Chi Minh City | Dubai | Honolulu | New Delhi | Tampa | Tucson | Atlanta | El Paso | San Diego | New York | Albuquerque | Seattle | Buffalo | Denver | Port Angeles | Rochester | Great Falls | International Falls | Fairbanks | National | % National HVAC Energy Improvement per Publication Year
Year | 0A | 0B | 1A | 1B | 2A | 2B | 3A | 3B | 3C | 4A | 4B | 4C | 5A | 5B | 5C | 6A | 6B | 7 | 8 | All | All
2006 | 23.4212 | 23.4901 | 17.7519 | 19.435 | 15.6744 | 15.3867 | 11.6486 | 12.0689 | 8.3066 | 11.857 | 11.006 | 7.6313 | 15.2575 | 12.9216 | 7.2403 | 25.2696 | 18.0999 | 30.8045 | 40.0379 | 13.7677 | 0%
2009 | 19.1817 | 19.5883 | 14.8441 | 16.3738 | 13.0835 | 13.1283 | 9.9776 | 10.4754 | 7.3936 | 10.1774 | 9.6744 | 6.6357 | 12.534 | 10.6374 | 6.236 | 20.0258 | 14.1223 | 23.857 | 33.7795 | 11.5645 | -16%
2012 | 15.4005 | 15.4763 | 12.0276 | 12.8269 | 10.5978 | 10.3118 | 7.9793 | 8.2394 | 5.9449 | 8.112 | 7.8312 | 5.5383 | 10.5754 | 8.7976 | 5.323 | 16.0706 | 11.3592 | 18.7338 | 27.2627 | 9.3753 | -18.93%
2015 | 14.7666 | 14.8475 | 11.5004 | 12.3876 | 10.2515 | 10.0207 | 7.733 | 8.1085 | 5.8346 | 8.1964 | 7.9139 | 5.6589 | 10.5943 | 8.9147 | 5.4763 | 16.1292 | 11.4884 | 18.8854 | 27.9655 | 9.2727 | -1.094%
2018 | 14.6494 | 14.7304 | 11.3902 | 12.2722 | 10.1481 | 9.9121 | 7.6675 | 8.0172 | 5.7382 | 8.1051 | 7.6262 | 5.4643 | 10.6443 | 8.8803 | 5.3885 | 16.2084 | 11.5314 | 18.9922 | 28.1516 | 9.2119 | -0.6554%
% HVAC EUI Savings vs. IECC-2006 Baseline
2006 | 0% | 0% | 0% | 0% | 0% | 0% | 0% | 0% | 0% | 0% | 0% | 0% | 0% | 0% | 0% | 0% | 0% | 0% | 0% | 0%
2009 | -10.12% | -10.72% | -9.444% | -9.442% | -8.524% | -9.402% | -5.819% | -6.418% | -5.137% | -5.322% | -5.382% | -4.448% | -8.117% | -8.208% | -4.513% | -12.85% | -12.18% | -15.24% | -11.2% | -16%
2012 | -19.14% | -22.03% | -18.59% | -20.38% | -16.7% | -21.13% | -12.78% | -15.42% | -13.29% | -11.87% | -12.83% | -9.35% | -13.95% | -14.82% | -8.615% | -22.54% | -20.64% | -26.47% | -22.86% | -31.9%
2015 | -20.66% | -23.76% | -20.3% | -21.74% | -17.84% | -22.34% | -13.64% | -15.95% | -13.91% | -11.6% | -12.5% | -8.812% | -13.9% | -14.4% | -7.926% | -22.39% | -20.24% | -26.14% | -21.6% | -32.65%
2018 | -20.94% | -24.08% | -20.66% | -22.09% | -18.18% | -22.79% | -13.86% | -16.32% | -14.45% | -11.89% | -13.66% | -9.681% | -13.75% | -14.52% | -8.321% | -22.2% | -20.11% | -25.9% | -21.27% | -33.09%

## Retail
Stand-Alone Retail - IECC HVAC Energy Use - Site EUI (kBtu/sf/yr)
Stand-Alone Retail | Ho Chi Minh City | Dubai | Honolulu | New Delhi | Tampa | Tucson | Atlanta | El Paso | San Diego | New York | Albuquerque | Seattle | Buffalo | Denver | Port Angeles | Rochester | Great Falls | International Falls | Fairbanks | National | % National HVAC Energy Improvement per Publication Year
Year | 0A | 0B | 1A | 1B | 2A | 2B | 3A | 3B | 3C | 4A | 4B | 4C | 5A | 5B | 5C | 6A | 6B | 7 | 8 | All | All
2006 | 65.6155 | 63.4249 | 49.0474 | 54.9326 | 47.0394 | 41.132 | 41.1696 | 39.6453 | 22.6388 | 51.375 | 34.9216 | 31.6689 | 54.5982 | 41.1665 | 33.2265 | 69.0495 | 52.0084 | 79.9896 | 103.2656 | 47.2005 | 0%
2009 | 61.2204 | 60.9583 | 47.3104 | 52.8471 | 40.076 | 35.5412 | 33.9942 | 31.1537 | 21.9739 | 38.1936 | 29.6414 | 26.7809 | 44.0028 | 34.907 | 27.0834 | 56.3079 | 43.5813 | 65.7253 | 86.1424 | 38.3916 | -18.66%
2012 | 47.6286 | 45.5228 | 37.5552 | 40.5946 | 33.9751 | 31.6831 | 30.0617 | 28.0661 | 19.3465 | 32.936 | 27.3268 | 22.5505 | 37.0958 | 30.4747 | 22.7102 | 46.6755 | 35.9411 | 50.1563 | 66.8392 | 32.8922 | -14.32%
2015 | 29.9128 | 31.2048 | 23.7899 | 26.8181 | 20.8347 | 18.9837 | 17.7819 | 16.8726 | 11.2894 | 19.6559 | 17.8545 | 17.4806 | 22.5666 | 23.4491 | 19.1837 | 29.6702 | 30.7987 | 32.1901 | 44.7367 | 20.3378 | -38.17%
2018 | 32.8197 | 29.9515 | 23.441 | 25.3814 | 20.1169 | 17.4326 | 19.8021 | 15.9156 | 9.5525 | 25.8766 | 16.7632 | 16.6384 | 32.3544 | 23.1443 | 17.988 | 41.5914 | 30.5615 | 31.2424 | 44.0538 | 23.6962 | 16.51%
% HVAC EUI Savings vs. IECC-2006 Baseline
2006 | 0% | 0% | 0% | 0% | 0% | 0% | 0% | 0% | 0% | 0% | 0% | 0% | 0% | 0% | 0% | 0% | 0% | 0% | 0% | 0%
2009 | -6.698% | -3.889% | -3.541% | -3.796% | -14.8% | -13.59% | -17.43% | -21.42% | -2.937% | -25.66% | -15.12% | -15.43% | -19.41% | -15.21% | -18.49% | -18.45% | -16.2% | -17.83% | -16.58% | -18.66%
2012 | -27.41% | -28.23% | -23.43% | -26.1% | -27.77% | -22.97% | -26.98% | -29.21% | -14.54% | -35.89% | -21.75% | -28.79% | -32.06% | -25.97% | -31.65% | -32.4% | -30.89% | -37.3% | -35.27% | -30.31%
2015 | -54.41% | -50.8% | -51.5% | -51.18% | -55.71% | -53.85% | -56.81% | -57.44% | -50.13% | -61.74% | -48.87% | -44.8% | -58.67% | -43.04% | -42.26% | -57.03% | -40.78% | -59.76% | -56.68% | -56.91%
2018 | -49.98% | -52.78% | -52.21% | -53.8% | -57.23% | -57.62% | -51.9% | -59.85% | -57.8% | -49.63% | -52% | -47.46% | -40.74% | -43.78% | -45.86% | -39.77% | -41.24% | -60.94% | -57.34% | -49.8%
Strip Mall - IECC HVAC Energy Use - Site EUI (kBtu/sf/yr)
Strip Mall | Ho Chi Minh City | Dubai | Honolulu | New Delhi | Tampa | Tucson | Atlanta | El Paso | San Diego | New York | Albuquerque | Seattle | Buffalo | Denver | Port Angeles | Rochester | Great Falls | International Falls | Fairbanks | National | % National HVAC Energy Improvement per Publication Year
Year | 0A | 0B | 1A | 1B | 2A | 2B | 3A | 3B | 3C | 4A | 4B | 4C | 5A | 5B | 5C | 6A | 6B | 7 | 8 | All | All
2006 | 60.2929 | 57.139 | 43.6109 | 48.8639 | 40.4402 | 35.8489 | 38.9527 | 30.7884 | 16.8046 | 50.8741 | 31.1646 | 29.6321 | 56.636 | 38.8626 | 32.8791 | 75.0523 | 53.4863 | 84.4568 | 112.1911 | 44.8022 | 0% |  | Year
2009 | 57.4882 | 54.8145 | 41.9693 | 47.0879 | 37.8474 | 33.8855 | 31.2514 | 27.6152 | 15.5855 | 37.4893 | 25.2949 | 24.2519 | 45.6334 | 33.1453 | 26.118 | 60.5027 | 44.4378 | 71.3508 | 96.0104 | 37.0317 | -17.34% | Building Type | 2006 | 2009 | 2012 | 2015 | 2018
2012 | 45.5542 | 43.9269 | 32.9271 | 37.6485 | 29.8322 | 28.2041 | 25.0885 | 21.9144 | 12.5697 | 29.7484 | 20.5158 | 19.1577 | 36.2133 | 26.2996 | 20.159 | 46.6102 | 33.8059 | 51.731 | 69.0983 | 29.3444 | -20.76% | Stand-Alone Retail | 47.2005 | 38.3916 | 32.8922 | 20.3378 | 23.6962
2015 | 34.2722 | 31.4835 | 22.6895 | 25.9411 | 20.1649 | 17.2241 | 18.4753 | 13.4792 | 10.3855 | 26.4024 | 15.9861 | 19.3586 | 34.6614 | 23.9911 | 21.3684 | 45.6776 | 34.1235 | 52.0061 | 61.3305 | 24.1539 | -17.69% | Strip Mall | 44.8022 | 37.0317 | 29.3444 | 24.1539 | 24.8832
2018 | 33.0801 | 30.4102 | 21.7105 | 24.9874 | 19.4559 | 16.5914 | 18.7095 | 14.3853 | 9.554 | 27.8751 | 17.2621 | 20.7757 | 36.3806 | 25.5662 | 23.7443 | 47.3133 | 36.3018 | 53.5537 | 63.36 | 24.8832 | 3.02%
% HVAC EUI Savings vs. IECC-2006 Baseline
2006 | 0% | 0% | 0% | 0% | 0% | 0% | 0% | 0% | 0% | 0% | 0% | 0% | 0% | 0% | 0% | 0% | 0% | 0% | 0% | 0%
2009 | -4.274% | -3.665% | -3.347% | -3.233% | -5.512% | -4.774% | -18.71% | -8.004% | -5.385% | -26.05% | -16.81% | -16.99% | -20.15% | -13.89% | -20.35% | -21.07% | -17.4% | -16.38% | -15.67% | -17.34%
2012 | -22.46% | -20.83% | -21.78% | -20.42% | -22.55% | -18.59% | -33.68% | -22.38% | -18.71% | -41.12% | -30.49% | -33.07% | -37.41% | -30.52% | -38.28% | -41.19% | -37.84% | -40.91% | -41.73% | -34.5%
2015 | -39.66% | -40.45% | -42.66% | -41.73% | -43.1% | -45.28% | -49.74% | -43.66% | -28.35% | -47.63% | -43.46% | -32.44% | -40.25% | -36.13% | -34.64% | -42.54% | -37.23% | -40.57% | -49.25% | -46.09%
2018 | -41.47% | -42.14% | -44.65% | -43.47% | -44.61% | -46.82% | -49.17% | -41.37% | -32.03% | -44.77% | -39.81% | -27.97% | -37.1% | -32.3% | -27.49% | -40.17% | -33.04% | -38.63% | -47.29% | -44.46%

## Schools
Primary School - IECC HVAC Energy Use - Site EUI (kBtu/sf/yr)
Primary School | Ho Chi Minh City | Dubai | Honolulu | New Delhi | Tampa | Tucson | Atlanta | El Paso | San Diego | New York | Albuquerque | Seattle | Buffalo | Denver | Port Angeles | Rochester | Great Falls | International Falls | Fairbanks | National | % National HVAC Energy Improvement per Publication Year
Year | 0A | 0B | 1A | 1B | 2A | 2B | 3A | 3B | 3C | 4A | 4B | 4C | 5A | 5B | 5C | 6A | 6B | 7 | 8 | All | All
2006 | 69.9333 | 62.9292 | 45.709 | 58.7407 | 43.5811 | 39.8162 | 39.7057 | 36.9419 | 25.0137 | 43.4828 | 35.8597 | 27.5751 | 40.1497 | 35.7998 | 26.6996 | 54.6546 | 45.0274 | 70.1792 | 103.5893 | 40.9421 | 0%
2009 | 65.8188 | 58.1999 | 42.3784 | 53.7024 | 36.8834 | 32.3262 | 27.444 | 27.1141 | 18.6466 | 27.3506 | 24.6323 | 19.5519 | 29.795 | 27.1364 | 18.0285 | 42.007 | 33.6508 | 60.6512 | 91.5029 | 30.2653 | -26.08%
2012 | 49.7272 | 40.754 | 31.2578 | 36.93 | 26.2526 | 24.4211 | 21.3926 | 21.1339 | 14.0566 | 21.0228 | 19.2612 | 15.0108 | 22.5481 | 21.076 | 14.0658 | 29.6883 | 23.1067 | 31.4847 | 46.6447 | 22.7003 | -25%
2015 | 36.7331 | 34.1911 | 26.3455 | 28.1214 | 20.9516 | 19.0705 | 15.1386 | 15.2595 | 10.4586 | 14.4095 | 14.159 | 12.6102 | 15.0663 | 16.1505 | 10.2824 | 22.0984 | 18.3059 | 23.7714 | 36.2381 | 16.635 | -26.72%
2018 | 33.1182 | 31.8518 | 24.1407 | 26.9903 | 20.7754 | 18.2944 | 14.7544 | 14.7582 | 9.9533 | 14.542 | 13.8027 | 13.047 | 16.3285 | 16.2206 | 10.5928 | 26.622 | 19.6327 | 31.6727 | 49.4664 | 16.8378 | 1.219%
% HVAC EUI Savings vs. IECC-2006 Baseline
2006 | 0% | 0% | 0% | 0% | 0% | 0% | 0% | 0% | 0% | 0% | 0% | 0% | 0% | 0% | 0% | 0% | 0% | 0% | 0% | 0%
2009 | -5.884% | -7.515% | -7.287% | -8.577% | -15.37% | -18.81% | -30.88% | -26.6% | -25.45% | -37.1% | -31.31% | -29.1% | -25.79% | -24.2% | -32.48% | -23.14% | -25.27% | -13.58% | -11.67% | -26.08%
2012 | -28.89% | -35.24% | -31.62% | -37.13% | -39.76% | -38.67% | -46.12% | -42.79% | -43.8% | -51.65% | -46.29% | -45.56% | -43.84% | -41.13% | -47.32% | -45.68% | -48.68% | -55.14% | -54.97% | -44.56%
2015 | -47.47% | -45.67% | -42.36% | -52.13% | -51.93% | -52.1% | -61.87% | -58.69% | -58.19% | -66.86% | -60.52% | -54.27% | -62.47% | -54.89% | -61.49% | -59.57% | -59.34% | -66.13% | -65.02% | -59.37%
2018 | -52.64% | -49.38% | -47.19% | -54.05% | -52.33% | -54.05% | -62.84% | -60.05% | -60.21% | -66.56% | -61.51% | -52.69% | -59.33% | -54.69% | -60.33% | -51.29% | -56.4% | -54.87% | -52.25% | -58.87%
Secondary School - IECC HVAC Energy Use - Site EUI (kBtu/sf/yr)
Secondary School | Ho Chi Minh City | Dubai | Honolulu | New Delhi | Tampa | Tucson | Atlanta | El Paso | San Diego | New York | Albuquerque | Seattle | Buffalo | Denver | Port Angeles | Rochester | Great Falls | International Falls | Fairbanks | National | % National HVAC Energy Improvement per Publication Year
Year | 0A | 0B | 1A | 1B | 2A | 2B | 3A | 3B | 3C | 4A | 4B | 4C | 5A | 5B | 5C | 6A | 6B | 7 | 8 | All | All
2006 | 72.3621 | 60.6087 | 45.9308 | 56.0028 | 43.5646 | 36.7084 | 36.9373 | 31.7107 | 22.993 | 36.51 | 29.6116 | 22.0307 | 32.4152 | 29.479 | 20.377 | 43.9313 | 35.7303 | 56.7234 | 82.4636 | 36.1907 | 0% |  | Year
2009 | 61.6407 | 49.9487 | 36.9388 | 45.974 | 34.6307 | 27.1627 | 24.9414 | 22.3081 | 17.1943 | 23.078 | 19.2444 | 15.4534 | 23.7179 | 20.9585 | 13.4801 | 32.8085 | 26.3932 | 47.467 | 69.5914 | 25.9271 | -28.36% | Building Type | 2006 | 2009 | 2012 | 2015 | 2018
2012 | 50.5318 | 38.6709 | 30.3238 | 36.7862 | 26.9776 | 23.5011 | 20.518 | 19.4944 | 14.695 | 18.1016 | 16.3121 | 12.5244 | 17.6803 | 16.6749 | 11.3722 | 23.7371 | 18.1052 | 24.7957 | 35.1768 | 20.4931 | -20.96% | Primary School | 40.9421 | 30.2653 | 22.7003 | 16.635 | 16.8378
2015 | 39.5277 | 31.4092 | 24.8694 | 28.362 | 21.4674 | 17.8959 | 15.3799 | 14.8927 | 11.1843 | 13.9376 | 14.2718 | 11.4231 | 13.6945 | 15.9126 | 8.3436 | 19.2469 | 14.0673 | 20.2158 | 28.6416 | 16.1349 | -21.27% | Secondary School | 36.1907 | 25.9271 | 20.4931 | 16.1349 | 15.8189
2018 | 36.7496 | 30.6204 | 24.0266 | 27.5585 | 20.8765 | 17.4407 | 15.1809 | 14.4255 | 10.7994 | 13.5681 | 13.5251 | 11.3601 | 13.7203 | 15.5451 | 8.4283 | 19.3051 | 13.9809 | 20.2129 | 28.381 | 15.8189 | -1.958%
% HVAC EUI Savings vs. IECC-2006 Baseline
2006 | 0% | 0% | 0% | 0% | 0% | 0% | 0% | 0% | 0% | 0% | 0% | 0% | 0% | 0% | 0% | 0% | 0% | 0% | 0% | 0%
2009 | -15.33% | -16.94% | -19.67% | -17.07% | -20.5% | -23.97% | -30.21% | -25.45% | -23.18% | -30.89% | -28.91% | -23.85% | -21.66% | -23.8% | -25.83% | -20.35% | -20.74% | -13.19% | -12.43% | -28.36%
2012 | -31.22% | -34.86% | -34.14% | -32.71% | -38.06% | -33.17% | -41.35% | -33.07% | -33.17% | -42.33% | -37.09% | -34.47% | -36.7% | -35.77% | -33.73% | -36.95% | -39.14% | -45.49% | -45.65% | -43.37%
2015 | -46.95% | -46.4% | -46.08% | -47.06% | -50.7% | -47.25% | -54.29% | -45.53% | -47.21% | -51.91% | -42.78% | -38.47% | -46.63% | -37.89% | -45.07% | -45.16% | -48.11% | -52.02% | -51.96% | -55.42%
2018 | -50.92% | -47.65% | -47.92% | -48.42% | -52.06% | -48.39% | -54.79% | -46.79% | -48.75% | -52.76% | -44.86% | -38.7% | -46.56% | -38.92% | -44.75% | -45.06% | -48.3% | -52.02% | -52.21% | -56.29%

## Healthcare
Hospital - IECC HVAC Energy Use - Site EUI (kBtu/sf/yr)
Hospital | Ho Chi Minh City | Dubai | Honolulu | New Delhi | Tampa | Tucson | Atlanta | El Paso | San Diego | New York | Albuquerque | Seattle | Buffalo | Denver | Port Angeles | Rochester | Great Falls | International Falls | Fairbanks | National | % National HVAC Energy Improvement per Publication Year
Year | 0A | 0B | 1A | 1B | 2A | 2B | 3A | 3B | 3C | 4A | 4B | 4C | 5A | 5B | 5C | 6A | 6B | 7 | 8 | All | All
2006 | 104.8013 | 94.055 | 95.6957 | 87.589 | 97.7667 | 94.0242 | 103.0622 | 90.8569 | 88.2333 | 118.2525 | 90.9515 | 99.6806 | 135.5457 | 96.9737 | 108.4315 | 147.6084 | 118.6157 | 165.5338 | 181.0388 | 110.4877 | 0%
2009 | 135.4104 | 104.1759 | 125.3494 | 97.2648 | 134.6615 | 116.4708 | 131.0568 | 117.4676 | 106.9959 | 137.7241 | 123.2049 | 114.9464 | 141.219 | 136.0998 | 115.9851 | 165.1314 | 148.947 | 180.6572 | 207.0327 | 133.6009 | 20.92%
2012 | 140.3071 | 124.2153 | 125.6075 | 114.5951 | 126.1945 | 113.8397 | 123.723 | 112.6467 | 99.8522 | 130.4262 | 113.6951 | 108.982 | 134.2159 | 122.3783 | 110.843 | 154.8878 | 146.601 | 168.7123 | 194.4509 | 126.439 | -5.361%
2015 | 63.8164 | 56.0669 | 57.2185 | 55.3051 | 57.7672 | 57.0734 | 57.3041 | 55.8561 | 46.8434 | 60.4779 | 56.5371 | 50.3566 | 60.9842 | 58.2538 | 50.6102 | 71.7768 | 69.5048 | 77.329 | 88.682 | 58.7471 | -53.54%
2018 | 60.11 | 53.8197 | 54.025 | 53.3767 | 55.0684 | 55.6987 | 55.5274 | 54.6815 | 45.8134 | 59.1983 | 55.4447 | 49.5939 | 60.0012 | 57.0538 | 49.8647 | 70.162 | 67.7135 | 74.9562 | 85.4715 | 57.1475 | -2.723%
% HVAC EUI Savings vs. IECC-2006 Baseline
2006 | 0% | 0% | 0% | 0% | 0% | 0% | 0% | 0% | 0% | 0% | 0% | 0% | 0% | 0% | 0% | 0% | 0% | 0% | 0% | 0%
2009 | 29.21% | 10.76% | 30.99% | 11.05% | 37.74% | 23.87% | 27.16% | 29.29% | 21.26% | 16.47% | 35.46% | 15.31% | 4.185% | 40.35% | 6.966% | 11.87% | 25.57% | 9.136% | 14.36% | 20.92%
2012 | 33.88% | 32.07% | 31.26% | 30.83% | 29.08% | 21.07% | 20.05% | 23.98% | 13.17% | 10.29% | 25.01% | 9.331% | -0.9811% | 26.2% | 2.224% | 4.932% | 23.59% | 1.92% | 7.408% | 14.44%
2015 | -39.11% | -40.39% | -40.21% | -36.86% | -40.91% | -39.3% | -44.4% | -38.52% | -46.91% | -48.86% | -37.84% | -49.48% | -55.01% | -39.93% | -53.33% | -51.37% | -41.4% | -53.29% | -51.01% | -46.83%
2018 | -42.64% | -42.78% | -43.55% | -39.06% | -43.67% | -40.76% | -46.12% | -39.82% | -48.08% | -49.94% | -39.04% | -50.25% | -55.73% | -41.17% | -54.01% | -52.47% | -42.91% | -54.72% | -52.79% | -48.28%
Outpatient Healthcare - IECC HVAC Energy Use - Site EUI (kBtu/sf/yr)
Outpatient Healthcare | Ho Chi Minh City | Dubai | Honolulu | New Delhi | Tampa | Tucson | Atlanta | El Paso | San Diego | New York | Albuquerque | Seattle | Buffalo | Denver | Port Angeles | Rochester | Great Falls | International Falls | Fairbanks | National | % National HVAC Energy Improvement per Publication Year
Year | 0A | 0B | 1A | 1B | 2A | 2B | 3A | 3B | 3C | 4A | 4B | 4C | 5A | 5B | 5C | 6A | 6B | 7 | 8 | All | All
2006 | 126.0709 | 140.2254 | 114.9909 | 128.8343 | 118.0175 | 121.1082 | 117.6617 | 117.668 | 98.0498 | 119.9084 | 114.3448 | 91.8425 | 105.3148 | 108.925 | 85.5877 | 129.4405 | 123.8003 | 142.0701 | 165.5766 | 114.7961 | 0% |  | Year
2009 | 94.8096 | 88.9001 | 73.8456 | 76.456 | 75.4234 | 66.7681 | 64.1059 | 57.5624 | 50.2208 | 71.2003 | 54.7518 | 53.7842 | 74.1118 | 60.1962 | 64.5279 | 95.5241 | 78.721 | 101.382 | 140.7536 | 69.5154 | -39.44% | Building Type | 2006 | 2009 | 2012 | 2015 | 2018
2012 | 106.2942 | 79.1129 | 99.4903 | 73.1854 | 76.0417 | 61.1497 | 66.2005 | 58.6881 | 72.3118 | 61.4235 | 57.6749 | 64.7857 | 78.7146 | 60.7427 | 57.9902 | 96.7815 | 80.7222 | 103.8083 | 121.5911 | 70.5763 | 1.526% | Hospital | 110.4877 | 133.6009 | 126.439 | 58.7471 | 57.1475
2015 | 69.9998 | 65.8188 | 58.5339 | 59.6314 | 56.109 | 52.8756 | 46.7431 | 46.3778 | 40.1637 | 47.9599 | 45.5264 | 35.9005 | 48.1729 | 47.1044 | 33.054 | 64.7327 | 61.5737 | 71.2565 | 82.6944 | 49.6597 | -29.64% | Outpatient Healthcare | 114.7961 | 69.5154 | 70.5763 | 49.6597 | 47.6179
2018 | 67.4357 | 63.1087 | 56.1145 | 56.9911 | 53.303 | 50.9282 | 44.4465 | 44.8778 | 37.8177 | 46.0676 | 44.2567 | 33.6881 | 46.3782 | 46.1074 | 31.3249 | 63.0665 | 60.4473 | 69.6318 | 81.3518 | 47.6179 | -4.111%
% HVAC EUI Savings vs. IECC-2006 Baseline
2006 | 0% | 0% | 0% | 0% | 0% | 0% | 0% | 0% | 0% | 0% | 0% | 0% | 0% | 0% | 0% | 0% | 0% | 0% | 0% | 0%
2009 | -29.83% | -54.57% | -43% | -59.8% | -43.57% | -57.79% | -51.96% | -66.15% | -54.21% | -41.19% | -65.52% | -38.18% | -23.02% | -50.25% | -19.42% | -22.98% | -38% | -24.58% | -13.71% | -39.44%
2012 | -18.87% | -64.98% | -16.2% | -63.53% | -42.93% | -63.77% | -49.93% | -64.92% | -29.17% | -49.46% | -62.31% | -27.14% | -19.62% | -49.69% | -25.45% | -22.13% | -36.32% | -23.11% | -24.3% | -38.52%
2015 | -53.5% | -79.11% | -59% | -79.01% | -63.32% | -72.57% | -68.81% | -78.46% | -65.61% | -60.84% | -75.66% | -56.12% | -42.16% | -63.75% | -48.45% | -43.84% | -52.46% | -42.78% | -45.78% | -56.74%
2018 | -55.95% | -81.99% | -61.52% | -82.02% | -66.19% | -74.64% | -71.04% | -80.12% | -68.26% | -62.44% | -77.06% | -58.34% | -43.48% | -64.78% | -50.04% | -44.97% | -53.41% | -43.76% | -46.52% | -58.52%

## Restaurant
Full Service Restaurant - IECC HVAC Energy Use - Site EUI (kBtu/sf/yr)
Full Service Restaurant | Ho Chi Minh City | Dubai | Honolulu | New Delhi | Tampa | Tucson | Atlanta | El Paso | San Diego | New York | Albuquerque | Seattle | Buffalo | Denver | Port Angeles | Rochester | Great Falls | International Falls | Fairbanks | National | % National HVAC Energy Improvement per Publication Year
Year | 0A | 0B | 1A | 1B | 2A | 2B | 3A | 3B | 3C | 4A | 4B | 4C | 5A | 5B | 5C | 6A | 6B | 7 | 8 | All | All
2006 | 214.6122 | 204.9204 | 162.9213 | 187.5454 | 163.4502 | 139.4549 | 167.2676 | 136.8019 | 86.2824 | 200.2846 | 144.1147 | 142.6212 | 231.1414 | 175.4383 | 158.3648 | 281.871 | 217.9129 | 322.5419 | 406.4178 | 183.5622 | 0%
2009 | 207.5457 | 195.9124 | 158.6301 | 172.3513 | 146.523 | 125.0136 | 127.0222 | 114.8963 | 72.4992 | 144.7814 | 112.4931 | 94.8321 | 172.1273 | 136.0147 | 102.1415 | 224.2971 | 170.2599 | 269.118 | 354.7096 | 144.1205 | -21.49%
2012 | 179.3643 | 168.8112 | 137.131 | 148.5782 | 125.1152 | 111.2631 | 117.7352 | 104.8737 | 65.779 | 139.8339 | 106.984 | 94.0518 | 168.3667 | 132.0525 | 100.2689 | 218.03 | 166.8714 | 257.7827 | 337.5448 | 134.736 | -6.512%
2015 | 143.0622 | 122.5794 | 87.5555 | 104.1777 | 89.0491 | 67.8669 | 82.2979 | 65.2312 | 32.8844 | 102.0037 | 71.786 | 63.9737 | 130.3453 | 98.9873 | 75.3089 | 179.4212 | 134.1748 | 215.2548 | 291.7248 | 97.3486 | -27.75%
2018 | 141.0707 | 121.644 | 86.5667 | 103.2802 | 87.9035 | 67.4139 | 82.1721 | 65.2106 | 32.2039 | 102.6014 | 72.5699 | 65.0572 | 130.9689 | 100.0415 | 76.5717 | 178.5409 | 135.0792 | 215.8715 | 292.4621 | 97.3739 | 0.02598%
% HVAC EUI Savings vs. IECC-2006 Baseline
2006 | 0% | 0% | 0% | 0% | 0% | 0% | 0% | 0% | 0% | 0% | 0% | 0% | 0% | 0% | 0% | 0% | 0% | 0% | 0% | 0%
2009 | -3.293% | -4.396% | -2.634% | -8.102% | -10.36% | -10.36% | -24.06% | -16.01% | -15.97% | -27.71% | -21.94% | -33.51% | -25.53% | -22.47% | -35.5% | -20.43% | -21.87% | -16.56% | -12.72% | -21.49%
2012 | -16.42% | -17.62% | -15.83% | -20.78% | -23.45% | -20.22% | -29.61% | -23.34% | -23.76% | -30.18% | -25.76% | -34.05% | -27.16% | -24.73% | -36.68% | -22.65% | -23.42% | -20.08% | -16.95% | -26.6%
2015 | -33.34% | -40.18% | -46.26% | -44.45% | -45.52% | -51.33% | -50.8% | -52.32% | -61.89% | -49.07% | -50.19% | -55.14% | -43.61% | -43.58% | -52.45% | -36.35% | -38.43% | -33.26% | -28.22% | -46.97%
2018 | -34.27% | -40.64% | -46.87% | -44.93% | -46.22% | -51.66% | -50.87% | -52.33% | -62.68% | -48.77% | -49.64% | -54.38% | -43.34% | -42.98% | -51.65% | -36.66% | -38.01% | -33.07% | -28.04% | -46.95%
Quick Service Restaurant - IECC HVAC Energy Use - Site EUI (kBtu/sf/yr)
Quick Service Restaurant | Ho Chi Minh City | Dubai | Honolulu | New Delhi | Tampa | Tucson | Atlanta | El Paso | San Diego | New York | Albuquerque | Seattle | Buffalo | Denver | Port Angeles | Rochester | Great Falls | International Falls | Fairbanks | National | % National HVAC Energy Improvement per Publication Year
Year | 0A | 0B | 1A | 1B | 2A | 2B | 3A | 3B | 3C | 4A | 4B | 4C | 5A | 5B | 5C | 6A | 6B | 7 | 8 | All | All
2006 | 246.7202 | 238.318 | 174.2076 | 209.4842 | 173.0138 | 146.6397 | 173.8286 | 142.5921 | 86.5732 | 216.3857 | 153.3365 | 157.0165 | 263.0586 | 199.8692 | 180.7718 | 343.026 | 265.0028 | 409.7741 | 522.9943 | 200.4635 | 0% |  | Year
2009 | 234.0013 | 224.0868 | 169.3679 | 192.5319 | 159.859 | 134.7204 | 153.4464 | 128.2965 | 70.7844 | 195.1659 | 140.2082 | 128.1714 | 239.7998 | 182.481 | 147.9776 | 312.0699 | 237.3061 | 375.3465 | 499.6294 | 181.5151 | -9.452% | Building Type | 2006 | 2009 | 2012 | 2015 | 2018
2012 | 203.9889 | 201.0896 | 149.0691 | 167.8254 | 139.4427 | 122.5017 | 142.3912 | 118.31 | 67.2749 | 185.494 | 129.6988 | 126.9511 | 233.5199 | 174.9694 | 148.6939 | 303.1219 | 231.1361 | 362.5744 | 487.7556 | 170.4563 | -6.092% | Full Service Restaurant | 183.5622 | 144.1205 | 134.736 | 97.3486 | 97.3739
2015 | 165.343 | 150.6874 | 108.1 | 123.3393 | 105.25 | 81.9154 | 107.5353 | 82.8136 | 44.4558 | 145.6885 | 102.3052 | 96.7605 | 190.978 | 151.8964 | 114.8726 | 258.7874 | 201.1692 | 313.3244 | 417.3995 | 133.522 | -21.67% | Quick Service Restaurant | 200.4635 | 181.5151 | 170.4563 | 133.522 | 133.2729
2018 | 164.6153 | 150.0961 | 107.577 | 122.8238 | 104.8179 | 81.6387 | 107.2056 | 82.7719 | 44.3573 | 145.6695 | 102.5061 | 97.0599 | 190.6521 | 151.7751 | 115.0545 | 257.8475 | 200.4339 | 312.1343 | 415.9214 | 133.2729 | -0.1866%
% HVAC EUI Savings vs. IECC-2006 Baseline
2006 | 0% | 0% | 0% | 0% | 0% | 0% | 0% | 0% | 0% | 0% | 0% | 0% | 0% | 0% | 0% | 0% | 0% | 0% | 0% | 0%
2009 | -5.926% | -6.945% | -2.971% | -9.039% | -8.048% | -8.547% | -12.19% | -10.45% | -18.3% | -10.59% | -9.11% | -20.22% | -10.06% | -9.911% | -20.71% | -10.98% | -12.71% | -10.67% | -5.749% | -9.452%
2012 | -19.91% | -18.17% | -15.43% | -22.21% | -20.54% | -17.31% | -18.79% | -17.75% | -22.37% | -15.42% | -16.4% | -21.08% | -12.78% | -14.19% | -20.26% | -14.16% | -15.54% | -14.63% | -8.671% | -14.97%
2015 | -37.92% | -42.76% | -40.58% | -45.93% | -41.46% | -46.41% | -39.63% | -43.7% | -48.81% | -35.3% | -35.41% | -42.25% | -31.18% | -27.34% | -41.61% | -29.89% | -29.29% | -29.9% | -25.98% | -33.39%
2018 | -38.26% | -43.05% | -40.9% | -46.21% | -41.72% | -46.61% | -39.83% | -43.73% | -48.93% | -35.31% | -35.27% | -42.04% | -31.33% | -27.41% | -41.5% | -30.22% | -29.63% | -30.27% | -26.35% | -33.52%

## Hotel
Large Hotel - IECC HVAC Energy Use - Site EUI (kBtu/sf/yr)
Large Hotel | Ho Chi Minh City | Dubai | Honolulu | New Delhi | Tampa | Tucson | Atlanta | El Paso | San Diego | New York | Albuquerque | Seattle | Buffalo | Denver | Port Angeles | Rochester | Great Falls | International Falls | Fairbanks | National | % National HVAC Energy Improvement per Publication Year
Year | 0A | 0B | 1A | 1B | 2A | 2B | 3A | 3B | 3C | 4A | 4B | 4C | 5A | 5B | 5C | 6A | 6B | 7 | 8 | All | All
2006 | 121.9059 | 129.1119 | 93.9074 | 115.1306 | 100.5389 | 89.735 | 81.038 | 83.9769 | 64.9174 | 74.8291 | 70.9353 | 62.7114 | 69.0043 | 68.9136 | 58.3 | 79.6317 | 73.9589 | 89.4499 | 110.6228 | 80.2808 | 0%
2009 | 114.0583 | 120.2841 | 87.5681 | 104.5055 | 83.9454 | 70.6315 | 67.8628 | 63.2662 | 53.4421 | 61.273 | 57.096 | 46.8372 | 59.7248 | 57.4856 | 43.7495 | 71.2543 | 64.0852 | 82.08 | 105.1573 | 66.8142 | -16.77%
2012 | 98.4515 | 96.2488 | 77.2274 | 83.1358 | 75.5843 | 63.9209 | 60.2759 | 59.2535 | 44.4519 | 51.1632 | 50.7932 | 42.8367 | 48.6225 | 51.0618 | 36.7421 | 57.733 | 51.7333 | 64.3646 | 84.118 | 58.072 | -13.08%
2015 | 46.8609 | 40.8833 | 35.5385 | 33.8668 | 32.6236 | 23.541 | 24.4231 | 20.5701 | 20.6338 | 22.1112 | 17.7274 | 15.0783 | 21.7368 | 18.0769 | 14.5073 | 28.9985 | 22.6767 | 34.8917 | 48.8914 | 24.3915 | -58%
2018 | 46.0746 | 40.5222 | 35.2719 | 33.5557 | 33.1295 | 25.2775 | 25.3074 | 21.689 | 19.9184 | 22.9585 | 18.5433 | 17.2022 | 22.4687 | 19.2782 | 16.3292 | 29.2331 | 23.8745 | 34.9746 | 48.3856 | 25.1753 | 3.214%
% HVAC EUI Savings vs. IECC-2006 Baseline
2006 | 0% | 0 | 0% | 0% | 0% | 0% | 0% | 0% | 0% | 0% | 0% | 0% | 0% | 0% | 0% | 0% | 0% | 0% | 0% | 0%
2009 | -6.437% | -0.068374 | -6.751% | -9.229% | -16.5% | -21.29% | -16.26% | -24.66% | -17.68% | -18.12% | -19.51% | -25.31% | -13.45% | -16.58% | -24.96% | -10.52% | -13.35% | -8.239% | -4.941% | -16.77%
2012 | -19.24% | -0.25453 | -17.76% | -27.79% | -24.82% | -28.77% | -25.62% | -29.44% | -31.53% | -31.63% | -28.4% | -31.69% | -29.54% | -25.9% | -36.98% | -27.5% | -30.05% | -28.04% | -23.96% | -27.66%
2015 | -61.56% | -0.68335 | -62.16% | -70.58% | -67.55% | -73.77% | -69.86% | -75.51% | -68.22% | -70.45% | -75.01% | -75.96% | -68.5% | -73.77% | -75.12% | -63.58% | -69.34% | -60.99% | -55.8% | -69.62%
2018 | -62.2% | -0.68615 | -62.44% | -70.85% | -67.05% | -71.83% | -68.77% | -74.17% | -69.32% | -69.32% | -73.86% | -72.57% | -67.44% | -72.03% | -71.99% | -63.29% | -67.72% | -60.9% | -56.26% | -68.64%
Small Hotel - IECC HVAC Energy Use - Site EUI (kBtu/sf/yr)
Small Hotel | Ho Chi Minh City | Dubai | Honolulu | New Delhi | Tampa | Tucson | Atlanta | El Paso | San Diego | New York | Albuquerque | Seattle | Buffalo | Denver | Port Angeles | Rochester | Great Falls | International Falls | Fairbanks | National | % National HVAC Energy Improvement per Publication Year
Year | 0A | 0B | 1A | 1B | 2A | 2B | 3A | 3B | 3C | 4A | 4B | 4C | 5A | 5B | 5C | 6A | 6B | 7 | 8 | All | All
2006 | 36.9666 | 34.2117 | 28.6812 | 29.7907 | 26.3149 | 22.554 | 23.1543 | 20.7682 | 16.1355 | 25.4458 | 20.5483 | 17.1506 | 27.2137 | 22.1041 | 17.0721 | 35.1823 | 26.9103 | 37.4719 | 45.5317 | 24.9253 | 0% |  | Year
2009 | 33.3635 | 31.4381 | 26.9713 | 27.6475 | 24.3522 | 21.269 | 19.9055 | 19.0203 | 16.0144 | 19.6949 | 17.6554 | 14.598 | 21.1172 | 18.3083 | 13.9709 | 26.5299 | 20.6308 | 28.1139 | 31.9337 | 20.9609 | -15.91% | Building Type | 2006 | 2009 | 2012 | 2015 | 2018
2012 | 30.5663 | 28.7549 | 24.8634 | 25.3759 | 22.4007 | 19.7206 | 18.7522 | 17.8127 | 15.1475 | 18.1736 | 16.7489 | 13.9352 | 19.1885 | 17.1548 | 13.451 | 23.3645 | 18.6449 | 24.7844 | 28.946 | 19.3548 | -7.663% | Large Hotel | 80.2808 | 66.8142 | 58.072 | 24.3915 | 25.1753
2015 | 26.7462 | 24.8928 | 21.3237 | 21.9018 | 19.3834 | 16.8656 | 16.5615 | 15.3312 | 13.6546 | 17.2004 | 14.6934 | 13.3665 | 18.9617 | 15.9159 | 13.0784 | 23.7914 | 18.4981 | 25.9259 | 30.9098 | 17.7516 | -8.283% | Small Hotel | 24.9253 | 20.9609 | 19.3548 | 17.7516 | 14.1737
2018 | 22.2772 | 20.9737 | 17.8757 | 18.3919 | 16.1113 | 14.1157 | 13.3297 | 12.6467 | 11.1776 | 13.2893 | 11.7871 | 10.5311 | 14.7691 | 12.3189 | 10.2059 | 18.2151 | 14.0372 | 19.6795 | 23.065 | 14.1737 | -20.16%
% HVAC EUI Savings vs. IECC-2006 Baseline
2006 | 0% | 0% | 0% | 0% | 0% | 0% | 0% | 0% | 0% | 0% | 0% | 0% | 0% | 0% | 0% | 0% | 0% | 0% | 0% | 0%
2009 | -1.821% | -1.821% | -1.821% | -1.862% | -1.952% | -1.432% | -4.009% | -2.081% | -0.1866% | -7.685% | -4.078% | -4.07% | -8.835% | -5.508% | -5.319% | -10.87% | -8.49% | -10.46% | -12.29% | -15.91%
2012 | -4.066% | -4.066% | -4.066% | -3.835% | -3.893% | -3.158% | -5.432% | -3.519% | -1.522% | -9.718% | -5.356% | -5.127% | -11.63% | -7.182% | -6.211% | -14.84% | -11.18% | -14.18% | -14.99% | -22.35%
2015 | -7.835% | -7.835% | -7.835% | -6.852% | -6.894% | -6.339% | -8.135% | -6.474% | -3.822% | -11.02% | -8.254% | -6.034% | -11.96% | -8.98% | -6.85% | -14.3% | -11.37% | -12.91% | -13.22% | -28.78%
2018 | -11.51% | -11.51% | -11.51% | -9.901% | -10.15% | -9.404% | -12.12% | -9.671% | -7.637% | -16.25% | -12.35% | -10.56% | -18.03% | -14.2% | -11.78% | -21.31% | -17.41% | -19.89% | -20.31% | -43.14%

## Warehouse
Warehouse - IECC HVAC Energy Use - Site EUI (kBtu/sf/yr)
Warehouse | Ho Chi Minh City | Dubai | Honolulu | New Delhi | Tampa | Tucson | Atlanta | El Paso | San Diego | New York | Albuquerque | Seattle | Buffalo | Denver | Port Angeles | Rochester | Great Falls | International Falls | Fairbanks | National | % National HVAC Energy Improvement per Publication Year
Year | 0A | 0B | 1A | 1B | 2A | 2B | 3A | 3B | 3C | 4A | 4B | 4C | 5A | 5B | 5C | 6A | 6B | 7 | 8 | All | All
2006 | 6.7335 | 8.4383 | 4.6357 | 6.0297 | 5.2395 | 5.7501 | 8.2194 | 4.7028 | 2.4105 | 17.3986 | 8.1528 | 6.8463 | 24.7462 | 13.7639 | 6.0998 | 38.1071 | 24.5575 | 35.1211 | 35.1734 | 13.2622 | 0%
2009 | 6.0965 | 7.4381 | 3.8761 | 4.9734 | 3.2999 | 4.4234 | 5.1582 | 3.0029 | 1.1118 | 12.8074 | 5.0958 | 4.7512 | 21.2345 | 10.5583 | 3.9514 | 34.016 | 19.8302 | 33.8128 | 31.3398 | 10.2713 | -22.55%
2012 | 4.352 | 4.4846 | 2.7101 | 3.5587 | 2.2619 | 2.6172 | 3.9078 | 2.1956 | 0.80349 | 9.6876 | 3.4626 | 3.67 | 16.7118 | 7.8328 | 3.1331 | 26.8529 | 15.5514 | 26.3963 | 27.4317 | 7.847 | -23.6%
2015 | 4.35 | 4.4695 | 2.7509 | 3.5369 | 2.2149 | 2.5154 | 3.7479 | 2.1216 | 0.9093 | 9.2737 | 3.2763 | 3.3695 | 16.1493 | 7.4573 | 2.7816 | 25.2213 | 14.1482 | 24.2228 | 24.5748 | 7.5284 | -4.06%
2018 | 4.1209 | 4.2832 | 2.5285 | 3.3724 | 2.0572 | 2.387 | 3.9743 | 2.1164 | 0.83336 | 9.9641 | 3.6545 | 3.9555 | 17.0791 | 8.2325 | 3.4261 | 26.4187 | 15.3858 | 25.5785 | 26.1915 | 7.9368 | 5.424%
% HVAC EUI Savings vs. IECC-2006 Baseline
2006 | 0% | 0% | 0% | 0% | 0% | 0% | 0% | 0% | 0% | 0% | 0% | 0% | 0% | 0% | 0% | 0% | 0% | 0% | 0% | 0%
2009 | -9.461% | -11.85% | -16.39% | -17.52% | -37.02% | -23.07% | -37.24% | -36.15% | -53.88% | -26.39% | -37.5% | -30.6% | -14.19% | -23.29% | -35.22% | -10.74% | -19.25% | -3.725% | -10.9% | -22.55%
2012 | -35.37% | -46.85% | -41.54% | -40.98% | -56.83% | -54.48% | -52.46% | -53.31% | -66.67% | -44.32% | -57.53% | -46.39% | -32.47% | -43.09% | -48.64% | -29.53% | -36.67% | -24.84% | -22.01% | -40.83%
2015 | -35.4% | -47.03% | -40.66% | -41.34% | -57.73% | -56.26% | -54.4% | -54.89% | -62.28% | -46.7% | -59.81% | -50.78% | -34.74% | -45.82% | -54.4% | -33.81% | -42.39% | -31.03% | -30.13% | -43.23%
2018 | -38.8% | -49.24% | -45.46% | -44.07% | -60.74% | -58.49% | -51.65% | -55% | -65.43% | -42.73% | -55.17% | -42.22% | -30.98% | -40.19% | -43.83% | -30.67% | -37.35% | -27.17% | -25.54% | -40.15%
Year
[22 empty] | Building Type | 2006 | 2009 | 2012 | 2015 | 2018
[22 empty] | Warehouse | 13.2622 | 10.2713 | 7.847 | 7.5284 | 7.9368

## Multifamily
High-Rise Apartment - IECC HVAC Energy Use - Site EUI (kBtu/sf/yr)
High-Rise Apartment | Ho Chi Minh City | Dubai | Honolulu | New Delhi | Tampa | Tucson | Atlanta | El Paso | San Diego | New York | Albuquerque | Seattle | Buffalo | Denver | Port Angeles | Rochester | Great Falls | International Falls | Fairbanks | National | % National HVAC Energy Improvement per Publication Year
Year | 0A | 0B | 1A | 1B | 2A | 2B | 3A | 3B | 3C | 4A | 4B | 4C | 5A | 5B | 5C | 6A | 6B | 7 | 8 | All | All
2006 | 29.3797 | 25.0152 | 21.0659 | 20.4894 | 18.3463 | 15.6289 | 21.0786 | 15.6784 | 5.663 | 29.177 | 16.8077 | 15.6205 | 33.8582 | 20.7677 | 12.6306 | 45.4267 | 32.1628 | 41.3045 | 45.4294 | 24.3255 | 0%
2009 | 29.1307 | 24.7738 | 20.8362 | 20.3488 | 17.2948 | 14.4131 | 19.2245 | 14.0807 | 4.9006 | 26.231 | 14.6171 | 14.9015 | 32.7145 | 19.835 | 11.8174 | 43.3362 | 30.33 | 38.659 | 40.7273 | 22.6966 | -6.697%
2012 | 26.504 | 22.1782 | 19.49 | 17.5984 | 16.1757 | 13.2065 | 17.431 | 12.8051 | 4.3836 | 18.4196 | 11.346 | 9.9391 | 22.9559 | 14.9555 | 8.7884 | 29.6237 | 20.619 | 27.5972 | 32.6268 | 17.749 | -21.8%
2015 | 23.8184 | 19.9934 | 17.7062 | 16.1618 | 14.423 | 12.5076 | 14.1897 | 10.9525 | 3.7203 | 13.1317 | 10.8796 | 9.6887 | 16.109 | 14.5423 | 8.5723 | 22.062 | 16.9303 | 22.2789 | 27.1801 | 14.0878 | -20.63%
2018 | 23.562 | 19.688 | 17.3341 | 15.9303 | 14.2143 | 12.2775 | 14.0812 | 10.7969 | 3.6813 | 13.1437 | 10.7259 | 9.9087 | 16.1768 | 14.5659 | 8.7103 | 22.0282 | 16.9249 | 22.2573 | 27.1901 | 14.0229 | -0.4601%
% HVAC EUI Savings vs. IECC-2006 Baseline
2006 | 0% | 0% | 0% | 0% | 0% | 0% | 0% | 0% | 0% | 0% | 0% | 0% | 0% | 0% | 0% | 0% | 0% | 0% | 0% | 0%
2009 | -0.8475% | -0.9653% | -1.09% | -0.6861% | -5.731% | -7.779% | -8.796% | -10.19% | -13.46% | -10.1% | -13.03% | -4.602% | -3.378% | -4.491% | -6.438% | -4.602% | -5.698% | -6.405% | -10.35% | -6.697%
2012 | -9.788% | -11.34% | -7.481% | -14.11% | -11.83% | -15.5% | -17.3% | -18.33% | -22.59% | -36.87% | -32.5% | -36.37% | -32.2% | -27.99% | -30.42% | -34.79% | -35.89% | -33.19% | -28.18% | -27.04%
2015 | -18.93% | -20.08% | -15.95% | -21.12% | -21.38% | -19.97% | -32.68% | -30.14% | -34.31% | -54.99% | -35.27% | -37.97% | -52.42% | -29.98% | -32.13% | -51.43% | -47.36% | -46.06% | -40.17% | -42.09%
2018 | -19.8% | -21.3% | -17.71% | -22.25% | -22.52% | -21.44% | -33.2% | -31.14% | -34.99% | -54.95% | -36.18% | -36.57% | -52.22% | -29.86% | -31.04% | -51.51% | -47.38% | -46.11% | -40.15% | -42.35%
Mid-Rise Apartment - IECC HVAC Energy Use - Site EUI (kBtu/sf/yr)
Mid-Rise Apartment | Ho Chi Minh City | Dubai | Honolulu | New Delhi | Tampa | Tucson | Atlanta | El Paso | San Diego | New York | Albuquerque | Seattle | Buffalo | Denver | Port Angeles | Rochester | Great Falls | International Falls | Fairbanks | National | % National HVAC Energy Improvement per Publication Year
Year | 0A | 0B | 1A | 1B | 2A | 2B | 3A | 3B | 3C | 4A | 4B | 4C | 5A | 5B | 5C | 6A | 6B | 7 | 8 | All | All
2006 | 26.551 | 24.4706 | 18.5214 | 19.4276 | 15.7055 | 13.8054 | 15.8485 | 12.4871 | 5.8829 | 22.5182 | 13.8479 | 11.5528 | 26.6007 | 17.1416 | 10.7491 | 36.6082 | 25.7479 | 36.7032 | 44.2583 | 19.3651 | 0% |  | Year
2009 | 22.5795 | 20.8791 | 15.8671 | 16.6008 | 12.9304 | 11.1472 | 12.9664 | 9.8988 | 5.0216 | 18.3936 | 10.746 | 10.3502 | 24.7009 | 15.3682 | 9.4749 | 33.6328 | 23.1609 | 33.7477 | 39.362 | 16.6009 | -14.27% | Building Type | 2006 | 2009 | 2012 | 2015 | 2018
2012 | 20.2425 | 18.5543 | 14.2765 | 14.6808 | 12.1792 | 10.3508 | 12.4017 | 9.4108 | 4.7522 | 14.1841 | 9.1701 | 8.1796 | 19.1953 | 12.5399 | 8.1762 | 25.5931 | 17.4542 | 26.6465 | 34.2289 | 13.8874 | -16.35% | High-Rise Apartment | 24.3255 | 22.6966 | 17.749 | 14.0878 | 14.0229
2015 | 18.9706 | 17.2677 | 13.4588 | 13.9319 | 11.4918 | 9.9617 | 10.5058 | 8.5706 | 4.6999 | 8.8577 | 8.7535 | 7.7813 | 11.0421 | 12.0183 | 7.7344 | 15.5114 | 11.9534 | 16.0909 | 21.0645 | 10.3938 | -25.16% | Mid-Rise Apartment | 19.3651 | 16.6009 | 13.8874 | 10.3938 | 10.3922
2018 | 18.8987 | 17.1963 | 13.3978 | 13.8667 | 11.4331 | 9.9067 | 10.4932 | 8.5324 | 4.6412 | 8.8535 | 8.6757 | 7.858 | 11.1098 | 12.0986 | 7.8234 | 15.5482 | 11.9804 | 16.1356 | 21.1328 | 10.3922 | -0.01505%
% HVAC EUI Savings vs. IECC-2006 Baseline
2006 | 0% | 0% | 0% | 0% | 0% | 0% | 0% | 0% | 0% | 0% | 0% | 0% | 0% | 0% | 0% | 0% | 0% | 0% | 0% | 0%
2009 | -13.52% | -14.36% | -12.6% | -13.8% | -15.13% | -17.01% | -13.67% | -16.51% | -15.21% | -14.14% | -18.45% | -7.699% | -5.611% | -8.539% | -10.09% | -6.55% | -8.043% | -7.155% | -10.78% | -14.27%
2012 | -21.47% | -23.65% | -20.15% | -23.17% | -19.22% | -22.1% | -16.35% | -19.62% | -19.97% | -28.56% | -27.83% | -21.59% | -21.87% | -22.16% | -20.37% | -24.25% | -25.79% | -24.35% | -22.08% | -28.29%
2015 | -25.8% | -28.79% | -24.03% | -26.82% | -22.97% | -24.59% | -25.35% | -24.98% | -20.89% | -46.82% | -30.31% | -24.14% | -45.95% | -24.67% | -23.87% | -46.44% | -42.89% | -49.9% | -51.05% | -46.33%
2018 | -26.05% | -29.08% | -24.32% | -27.14% | -23.29% | -24.95% | -25.41% | -25.22% | -21.93% | -46.83% | -30.77% | -23.65% | -45.75% | -24.28% | -23.16% | -46.36% | -42.81% | -49.79% | -50.9% | -46.34%

## Combined
IECC HVAC Energy Use - Site EUI (kBtu/sf/yr) - by Building Type | [17 empty] | Sorted by Total HVAC Site EUI % Savings |  | Sorted by Total HVAC Site EUI Savings |  | HVAC EUI % Savings - National Weighted Average |  |  | Total HVAC Site EUI Savings
Year | Large Office | Medium Office | Small Office | Stand-Alone Retail | Strip Mall | Primary School | Secondary School | Hospital | Outpatient Healthcare | Full Service Restaurant | Quick Service Restaurant | Large Hotel | Small Hotel | Warehouse | High-Rise Apartment | Mid-Rise Apartment |  | Building Type | Site EUI % Savings | Building Type | Site EUI Delta | Building Type | Site EUI % Savings |  | Building Type | Site EUI Delta
2006 | 30.0441 | 19.7216 | 13.7677 | 47.2005 | 44.8022 | 40.9421 | 36.1907 | 110.4877 | 114.7961 | 183.5622 | 200.4635 | 80.2808 | 24.9253 | 13.2622 | 24.3255 | 19.3651 |  | Small Office | 33.09% | Small Office | 4.5558 | Large Office | 44.79% |  | Large Office | 13.4554
2009 | 25.182 | 15.5735 | 11.5645 | 38.3916 | 37.0317 | 30.2653 | 25.9271 | 133.6009 | 69.5154 | 144.1205 | 181.5151 | 66.8142 | 20.9609 | 10.2713 | 22.6966 | 16.6009 |  | Quick Service Restaurant | 33.52% | Warehouse | 5.3254 | Medium Office | 50.81% |  | Medium Office | 10.0196
2012 | 19.3211 | 11.8953 | 9.3753 | 32.8922 | 29.3444 | 22.7003 | 20.4931 | 126.439 | 70.5763 | 134.736 | 170.4563 | 58.072 | 19.3548 | 7.847 | 17.749 | 13.8874 |  | Warehouse | 40.15% | Mid-Rise Apartment | 8.9729 | Small Office | 33.09% |  | Small Office | 4.5558
2015 | 17.1632 | 10.0388 | 9.2727 | 20.3378 | 24.1539 | 16.635 | 16.1349 | 58.7471 | 49.6597 | 97.3486 | 133.522 | 24.3915 | 17.7516 | 7.5284 | 14.0878 | 10.3938 |  | High-Rise Apartment | 42.35% | Medium Office | 10.0196 | Stand-Alone Retail | 49.8% |  | Stand-Alone Retail | 23.5042
2018 | 16.5887 | 9.702 | 9.2119 | 23.6962 | 24.8832 | 16.8378 | 15.8189 | 57.1475 | 47.6179 | 97.3739 | 133.2729 | 25.1753 | 14.1737 | 7.9368 | 14.0229 | 10.3922 |  | Small Hotel | 43.14% | High-Rise Apartment | 10.3026 | Strip Mall | 44.46% |  | Strip Mall | 19.919
[18 empty] | Strip Mall | 44.46% | Small Hotel | 10.7516 | Primary School | 58.87% |  | Primary School | 24.1044
% National HVAC Site EUI Savings per Publication Year | [17 empty] | Large Office | 44.79% | Large Office | 13.4554 | Secondary School | 56.29% |  | Secondary School | 20.3717
2006 | 0% | 0% | 0% | 0% | 0% | 0% | 0% | 0% | 0% | 0% | 0% | 0% | 0% | 0% | 0% | 0% |  | Mid-Rise Apartment | 46.34% | Strip Mall | 19.919 | Hospital | 48.28% |  | Hospital | 53.3402
2009 | 16.18% | 21.03% | 16% | 18.66% | 17.34% | 26.08% | 28.36% | -20.92% | 39.44% | 21.49% | 9.452% | 16.77% | 15.91% | 22.55% | 6.697% | 14.27% |  | Full Service Restaurant | 46.95% | Secondary School | 20.3717 | Outpatient Healthcare | 58.52% |  | Outpatient Healthcare | 67.1782
2012 | 23.27% | 23.62% | 18.93% | 14.32% | 20.76% | 25% | 20.96% | 5.361% | -1.526% | 6.512% | 6.092% | 13.08% | 7.663% | 23.6% | 21.8% | 16.35% |  | Hospital | 48.28% | Stand-Alone Retail | 23.5042 | Full Service Restaurant | 46.95% |  | Full Service Restaurant | 86.1883
2015 | 11.17% | 15.61% | 1.094% | 38.17% | 17.69% | 26.72% | 21.27% | 53.54% | 29.64% | 27.75% | 21.67% | 58% | 8.283% | 4.06% | 20.63% | 25.16% |  | Stand-Alone Retail | 49.8% | Primary School | 24.1044 | Quick Service Restaurant | 33.52% |  | Quick Service Restaurant | 67.1906
2018 | 3.347% | 3.355% | 0.6554% | -16.51% | -3.02% | -1.219% | 1.958% | 2.723% | 4.111% | -0.02598% | 0.1866% | -3.214% | 20.16% | -5.424% | 0.4601% | 0.01505% |  | Medium Office | 50.81% | Hospital | 53.3402 | Large Hotel | 68.64% |  | Large Hotel | 55.1054
[18 empty] | Secondary School | 56.29% | Large Hotel | 55.1054 | Small Hotel | 43.14% |  | Small Hotel | 10.7516
% National HVAC Site EUI Savings, 2018 vs. 2006 IECC Baseline | [17 empty] | Outpatient Healthcare | 58.52% | Outpatient Healthcare | 67.1782 | Warehouse | 40.15% |  | Warehouse | 5.3254
2018 | 13.4554 | 10.0196 | 4.5558 | 23.5042 | 19.919 | 24.1044 | 20.3717 | 53.3402 | 67.1782 | 86.1883 | 67.1906 | 55.1054 | 10.7516 | 5.3254 | 10.3026 | 8.9729 | Site EUI Delta | Primary School | 58.87% | Quick Service Restaurant | 67.1906 | High-Rise Apartment | 42.35% | Weighted Ave. | High-Rise Apartment | 10.3026
2018 | 44.79% | 50.81% | 33.09% | 49.8% | 44.46% | 58.87% | 56.29% | 48.28% | 58.52% | 46.95% | 33.52% | 68.64% | 43.14% | 40.15% | 42.35% | 46.34% | Site EUI % Savings | Large Hotel | 68.64% | Full Service Restaurant | 86.1883 | Mid-Rise Apartment | 46.34% | 47.83% | Mid-Rise Apartment | 8.9729

## MPF
Mechanical Performance Factors - Site Energy - 2009
2009 | Ho Chi Minh City | Dubai | Honolulu | New Delhi | Tampa | Tucson | Atlanta | El Paso | San Diego | New York | Albuquerque | Seattle | Buffalo | Denver | Port Angeles | Rochester | Great Falls | International Falls | Fairbanks
Building Type | 0A | 0B | 1A | 1B | 2A | 2B | 3A | 3B | 3C | 4A | 4B | 4C | 5A | 5B | 5C | 6A | 6B | 7 | 8
Large Office | 0.90961 | 0.92807 | 0.94847 | 0.93179 | 0.89006 | 0.90833 | 0.80263 | 0.89194 | 0.91933 | 0.79633 | 0.91565 | 0.8096 | 0.80985 | 0.88644 | 0.78696 | 0.81465 | 0.84227 | 0.78852 | 0.77409
Medium Office | 0.8777 | 0.90125 | 0.90934 | 0.89841 | 0.88357 | 0.89283 | 0.73774 | 0.8488 | 0.83278 | 0.7355 | 0.79294 | 0.7116 | 0.76691 | 0.79876 | 0.66432 | 0.78448 | 0.76768 | 0.76929 | 0.77568
Small Office | 0.81899 | 0.8339 | 0.8362 | 0.84249 | 0.83471 | 0.85322 | 0.85655 | 0.86797 | 0.89009 | 0.85835 | 0.87901 | 0.86953 | 0.8215 | 0.82322 | 0.86129 | 0.79249 | 0.78024 | 0.77447 | 0.84369
Stand-Alone Retail | 0.93302 | 0.96111 | 0.96459 | 0.96204 | 0.85197 | 0.86408 | 0.82571 | 0.78581 | 0.97063 | 0.74343 | 0.8488 | 0.84565 | 0.80594 | 0.84795 | 0.81511 | 0.81547 | 0.83797 | 0.82167 | 0.83418
Strip Mall | 0.95348 | 0.95932 | 0.96236 | 0.96365 | 0.93589 | 0.94523 | 0.80229 | 0.89693 | 0.92745 | 0.7369 | 0.81165 | 0.81843 | 0.80573 | 0.85289 | 0.79437 | 0.80614 | 0.83083 | 0.84482 | 0.85578
Primary School | 0.94116 | 0.92485 | 0.92713 | 0.91423 | 0.84632 | 0.81189 | 0.69119 | 0.73397 | 0.74546 | 0.629 | 0.68691 | 0.70904 | 0.7421 | 0.758 | 0.67524 | 0.76859 | 0.74734 | 0.86423 | 0.88332
Secondary School | 0.85184 | 0.82412 | 0.80423 | 0.82092 | 0.79493 | 0.73996 | 0.67524 | 0.70349 | 0.74781 | 0.6321 | 0.64989 | 0.70145 | 0.73169 | 0.71097 | 0.66154 | 0.74681 | 0.73868 | 0.83681 | 0.8439
Hospital | 1.2921 | 1.1076 | 1.3099 | 1.1105 | 1.3774 | 1.2387 | 1.2716 | 1.2929 | 1.2126 | 1.1647 | 1.3546 | 1.1531 | 1.0419 | 1.4035 | 1.0697 | 1.1187 | 1.2557 | 1.0914 | 1.1436
Outpatient Healthcare | 0.75203 | 0.63398 | 0.64219 | 0.59344 | 0.63909 | 0.55131 | 0.54483 | 0.48919 | 0.5122 | 0.59379 | 0.47883 | 0.58561 | 0.70372 | 0.55264 | 0.75394 | 0.73798 | 0.63587 | 0.71361 | 0.85008
Full Service Restaurant | 0.96707 | 0.95604 | 0.97366 | 0.91898 | 0.89644 | 0.89644 | 0.7594 | 0.83987 | 0.84025 | 0.72288 | 0.78058 | 0.66492 | 0.74468 | 0.77528 | 0.64498 | 0.79574 | 0.78132 | 0.83437 | 0.87277
Quick Service Restaurant | 0.94845 | 0.94028 | 0.97222 | 0.91908 | 0.92397 | 0.91872 | 0.88275 | 0.89974 | 0.81762 | 0.90194 | 0.91438 | 0.81629 | 0.91158 | 0.913 | 0.81859 | 0.90976 | 0.89549 | 0.91598 | 0.95532
Large Hotel | 0.93563 | 0.93163 | 0.93249 | 0.90771 | 0.83495 | 0.78711 | 0.83742 | 0.75338 | 0.82323 | 0.81884 | 0.8049 | 0.74687 | 0.86552 | 0.83417 | 0.75042 | 0.8948 | 0.8665 | 0.91761 | 0.95059
Small Hotel | 0.90253 | 0.91893 | 0.94038 | 0.92806 | 0.92542 | 0.94303 | 0.85969 | 0.91584 | 0.99249 | 0.77399 | 0.85921 | 0.85116 | 0.77598 | 0.82828 | 0.81835 | 0.75407 | 0.76665 | 0.75027 | 0.70135
Warehouse | 0.90539 | 0.88147 | 0.83614 | 0.82482 | 0.62982 | 0.76927 | 0.62757 | 0.63854 | 0.46124 | 0.73612 | 0.62504 | 0.69399 | 0.85809 | 0.7671 | 0.64779 | 0.89264 | 0.8075 | 0.96275 | 0.89101
High-Rise Apartment | 0.99152 | 0.99035 | 0.9891 | 0.99314 | 0.94269 | 0.92221 | 0.91204 | 0.89809 | 0.86537 | 0.89903 | 0.86967 | 0.95398 | 0.96622 | 0.95509 | 0.93562 | 0.95398 | 0.94302 | 0.93595 | 0.8965
Mid-Rise Apartment | 0.85042 | 0.85323 | 0.85669 | 0.85449 | 0.8233 | 0.80745 | 0.81814 | 0.79272 | 0.8536 | 0.81683 | 0.77601 | 0.89591 | 0.92858 | 0.89654 | 0.88146 | 0.91872 | 0.89953 | 0.91948 | 0.88937
Mechanical Performance Factors - Site Energy - 2012
2012 | Ho Chi Minh City | Dubai | Honolulu | New Delhi | Tampa | Tucson | Atlanta | El Paso | San Diego | New York | Albuquerque | Seattle | Buffalo | Denver | Port Angeles | Rochester | Great Falls | International Falls | Fairbanks
Building Type | 0A | 0B | 1A | 1B | 2A | 2B | 3A | 3B | 3C | 4A | 4B | 4C | 5A | 5B | 5C | 6A | 6B | 7 | 8
Large Office | 0.67265 | 0.7893 | 0.77652 | 0.81169 | 0.69378 | 0.8206 | 0.64375 | 0.82081 | 0.86644 | 0.55772 | 0.84235 | 0.72831 | 0.50958 | 0.79478 | 0.73224 | 0.69444 | 0.72909 | 0.64023 | 0.40941
Medium Office | 0.69618 | 0.72002 | 0.71468 | 0.70755 | 0.63547 | 0.70556 | 0.61167 | 0.70741 | 0.73459 | 0.59128 | 0.68233 | 0.78143 | 0.47972 | 0.72314 | 0.87972 | 0.62478 | 0.71847 | 0.49211 | 0.49921
Small Office | 0.65755 | 0.65884 | 0.67754 | 0.65999 | 0.67612 | 0.67017 | 0.685 | 0.6827 | 0.71568 | 0.68415 | 0.71154 | 0.72573 | 0.69312 | 0.68084 | 0.73519 | 0.63597 | 0.62758 | 0.60815 | 0.68092
Stand-Alone Retail | 0.72587 | 0.71774 | 0.76569 | 0.73899 | 0.72227 | 0.77028 | 0.73019 | 0.70793 | 0.85457 | 0.64109 | 0.78252 | 0.71207 | 0.67943 | 0.74028 | 0.68349 | 0.67597 | 0.69106 | 0.62704 | 0.64726
Strip Mall | 0.75555 | 0.76877 | 0.75502 | 0.77048 | 0.73769 | 0.78675 | 0.64408 | 0.71177 | 0.74799 | 0.58474 | 0.6583 | 0.64652 | 0.6394 | 0.67673 | 0.61312 | 0.62104 | 0.63205 | 0.61251 | 0.6159
Primary School | 0.71107 | 0.64762 | 0.68384 | 0.6287 | 0.60238 | 0.61335 | 0.53878 | 0.57209 | 0.56196 | 0.48347 | 0.53713 | 0.54436 | 0.5616 | 0.58872 | 0.52682 | 0.5432 | 0.51317 | 0.44863 | 0.45028
Secondary School | 0.69832 | 0.63804 | 0.66021 | 0.65686 | 0.61925 | 0.64021 | 0.55548 | 0.61476 | 0.63911 | 0.4958 | 0.55087 | 0.5685 | 0.54543 | 0.56566 | 0.55809 | 0.54032 | 0.50672 | 0.43713 | 0.42657
Hospital | 1.3388 | 1.3207 | 1.3126 | 1.3083 | 1.2908 | 1.2107 | 1.2005 | 1.2398 | 1.1317 | 1.1029 | 1.2501 | 1.0933 | 0.99019 | 1.262 | 1.0222 | 1.0493 | 1.2359 | 1.0192 | 1.0741
Outpatient Healthcare | 0.84313 | 0.56418 | 0.8652 | 0.56806 | 0.64433 | 0.50492 | 0.56263 | 0.49876 | 0.7375 | 0.51225 | 0.50439 | 0.7054 | 0.74742 | 0.55766 | 0.67755 | 0.74769 | 0.65204 | 0.73068 | 0.73435
Full Service Restaurant | 0.83576 | 0.82379 | 0.8417 | 0.79223 | 0.76546 | 0.79784 | 0.70387 | 0.76661 | 0.76237 | 0.69818 | 0.74235 | 0.65945 | 0.72841 | 0.7527 | 0.63315 | 0.77351 | 0.76577 | 0.79922 | 0.83054
Quick Service Restaurant | 0.8268 | 0.84379 | 0.8557 | 0.80114 | 0.80596 | 0.83539 | 0.81915 | 0.82971 | 0.77709 | 0.85724 | 0.84584 | 0.80852 | 0.88771 | 0.87542 | 0.82255 | 0.88367 | 0.8722 | 0.88482 | 0.93262
Large Hotel | 0.8076 | 0.74547 | 0.82238 | 0.7221 | 0.75179 | 0.71233 | 0.7438 | 0.70559 | 0.68475 | 0.68373 | 0.71605 | 0.68308 | 0.70463 | 0.74095 | 0.63023 | 0.725 | 0.69949 | 0.71956 | 0.7604
Small Hotel | 0.82686 | 0.8405 | 0.86689 | 0.8518 | 0.85126 | 0.87437 | 0.80988 | 0.85769 | 0.93877 | 0.71421 | 0.8151 | 0.81252 | 0.70511 | 0.77609 | 0.78789 | 0.6641 | 0.69285 | 0.66141 | 0.63573
Warehouse | 0.64632 | 0.53146 | 0.5846 | 0.5902 | 0.4317 | 0.45515 | 0.47544 | 0.46687 | 0.33333 | 0.55681 | 0.42471 | 0.53606 | 0.67533 | 0.56908 | 0.51364 | 0.70467 | 0.63326 | 0.75158 | 0.7799
High-Rise Apartment | 0.90212 | 0.88659 | 0.92519 | 0.85891 | 0.88168 | 0.84501 | 0.82695 | 0.81674 | 0.77408 | 0.6313 | 0.67504 | 0.63629 | 0.678 | 0.72013 | 0.6958 | 0.65212 | 0.64108 | 0.66814 | 0.71819
Mid-Rise Apartment | 0.7624 | 0.75823 | 0.77081 | 0.75566 | 0.77547 | 0.74976 | 0.78252 | 0.75364 | 0.8078 | 0.62989 | 0.6622 | 0.70802 | 0.72161 | 0.73155 | 0.76064 | 0.69911 | 0.67789 | 0.726 | 0.77339
Mechanical Performance Factors - Site Energy - 2015
2015 | Ho Chi Minh City | Dubai | Honolulu | New Delhi | Tampa | Tucson | Atlanta | El Paso | San Diego | New York | Albuquerque | Seattle | Buffalo | Denver | Port Angeles | Rochester | Great Falls | International Falls | Fairbanks
Building Type | 0A | 0B | 1A | 1B | 2A | 2B | 3A | 3B | 3C | 4A | 4B | 4C | 5A | 5B | 5C | 6A | 6B | 7 | 8
Large Office | 0.61753 | 0.6898 | 0.70865 | 0.70362 | 0.64577 | 0.74975 | 0.58369 | 0.74409 | 0.78016 | 0.50075 | 0.7614 | 0.57577 | 0.4548 | 0.70431 | 0.54601 | 0.44224 | 0.60184 | 0.38521 | 0.36828
Medium Office | 0.59935 | 0.62842 | 0.65863 | 0.62694 | 0.59855 | 0.66399 | 0.49647 | 0.62382 | 0.63122 | 0.44268 | 0.56571 | 0.39281 | 0.45847 | 0.54409 | 0.31825 | 0.48941 | 0.49121 | 0.32971 | 0.34062
Small Office | 0.63048 | 0.63208 | 0.64784 | 0.63739 | 0.65403 | 0.65125 | 0.66386 | 0.67185 | 0.70241 | 0.69127 | 0.71905 | 0.74153 | 0.69437 | 0.68991 | 0.75636 | 0.63828 | 0.63472 | 0.61307 | 0.69848
Stand-Alone Retail | 0.45588 | 0.492 | 0.48504 | 0.4882 | 0.44292 | 0.46153 | 0.43192 | 0.42559 | 0.49868 | 0.3826 | 0.51127 | 0.55198 | 0.41332 | 0.56962 | 0.57736 | 0.42969 | 0.59219 | 0.40243 | 0.43322
Strip Mall | 0.56843 | 0.551 | 0.52027 | 0.53088 | 0.49864 | 0.48046 | 0.4743 | 0.4378 | 0.61802 | 0.51897 | 0.51296 | 0.6533 | 0.612 | 0.61733 | 0.64991 | 0.60861 | 0.63799 | 0.61577 | 0.54666
Primary School | 0.52526 | 0.54333 | 0.57637 | 0.47874 | 0.48075 | 0.47896 | 0.38127 | 0.41307 | 0.41812 | 0.33138 | 0.39484 | 0.4573 | 0.37525 | 0.45113 | 0.38512 | 0.40433 | 0.40655 | 0.33872 | 0.34982
Secondary School | 0.54625 | 0.51823 | 0.54145 | 0.50644 | 0.49277 | 0.48751 | 0.41638 | 0.46964 | 0.48642 | 0.38175 | 0.48197 | 0.51851 | 0.42247 | 0.5398 | 0.40946 | 0.43811 | 0.39371 | 0.35639 | 0.34732
Hospital | 0.60893 | 0.59611 | 0.59792 | 0.63142 | 0.59087 | 0.60701 | 0.55601 | 0.61477 | 0.5309 | 0.51143 | 0.62162 | 0.50518 | 0.44992 | 0.60072 | 0.46675 | 0.48627 | 0.58597 | 0.46715 | 0.48985
Outpatient Healthcare | 0.55524 | 0.46938 | 0.50903 | 0.46285 | 0.47543 | 0.4366 | 0.39727 | 0.39414 | 0.40963 | 0.39997 | 0.39815 | 0.39089 | 0.45742 | 0.43245 | 0.3862 | 0.5001 | 0.49736 | 0.50156 | 0.49943
Full Service Restaurant | 0.66661 | 0.59818 | 0.53741 | 0.55548 | 0.54481 | 0.48666 | 0.49201 | 0.47683 | 0.38112 | 0.50929 | 0.49812 | 0.44856 | 0.56392 | 0.56423 | 0.47554 | 0.63654 | 0.61573 | 0.66737 | 0.7178
Quick Service Restaurant | 0.67016 | 0.6323 | 0.62052 | 0.58878 | 0.60833 | 0.55862 | 0.61863 | 0.58077 | 0.51351 | 0.67328 | 0.66719 | 0.61624 | 0.72599 | 0.75998 | 0.63546 | 0.75442 | 0.75912 | 0.76463 | 0.7981
Large Hotel | 0.3844 | 0.31665 | 0.37844 | 0.29416 | 0.32449 | 0.26234 | 0.30138 | 0.24495 | 0.31785 | 0.29549 | 0.24991 | 0.24044 | 0.31501 | 0.26231 | 0.24884 | 0.36416 | 0.30661 | 0.39007 | 0.44197
Small Hotel | 0.72352 | 0.72761 | 0.74347 | 0.73519 | 0.73659 | 0.74779 | 0.71527 | 0.73821 | 0.84625 | 0.67596 | 0.71507 | 0.77936 | 0.69677 | 0.72004 | 0.76607 | 0.67623 | 0.6874 | 0.69188 | 0.67886
Warehouse | 0.64602 | 0.52966 | 0.5934 | 0.58658 | 0.42273 | 0.43745 | 0.45599 | 0.45115 | 0.37723 | 0.53301 | 0.40186 | 0.49217 | 0.6526 | 0.5418 | 0.45602 | 0.66185 | 0.57612 | 0.68969 | 0.69868
High-Rise Apartment | 0.81071 | 0.79925 | 0.84051 | 0.78879 | 0.78615 | 0.80029 | 0.67318 | 0.69857 | 0.65695 | 0.45007 | 0.6473 | 0.62026 | 0.47578 | 0.70024 | 0.67869 | 0.48566 | 0.52639 | 0.53938 | 0.59829
Mid-Rise Apartment | 0.7145 | 0.70565 | 0.72666 | 0.71712 | 0.73171 | 0.72158 | 0.66289 | 0.68636 | 0.79892 | 0.39336 | 0.63212 | 0.67354 | 0.41511 | 0.70112 | 0.71953 | 0.42371 | 0.46425 | 0.43841 | 0.47594
Mechanical Performance Factors - Site Energy - 2018
2018 | Ho Chi Minh City | Dubai | Honolulu | New Delhi | Tampa | Tucson | Atlanta | El Paso | San Diego | New York | Albuquerque | Seattle | Buffalo | Denver | Port Angeles | Rochester | Great Falls | International Falls | Fairbanks
Building Type | 0A | 0B | 1A | 1B | 2A | 2B | 3A | 3B | 3C | 4A | 4B | 4C | 5A | 5B | 5C | 6A | 6B | 7 | 8
Large Office | 0.59505 | 0.68669 | 0.69442 | 0.69942 | 0.62793 | 0.74364 | 0.56526 | 0.73964 | 0.77324 | 0.47609 | 0.75326 | 0.56081 | 0.43203 | 0.69738 | 0.53641 | 0.40876 | 0.59228 | 0.34499 | 0.31257
Medium Office | 0.58039 | 0.62439 | 0.64411 | 0.61979 | 0.58429 | 0.65182 | 0.47969 | 0.61182 | 0.61474 | 0.42776 | 0.54016 | 0.35702 | 0.44036 | 0.522 | 0.29219 | 0.46772 | 0.46327 | 0.27179 | 0.26489
Small Office | 0.62548 | 0.62709 | 0.64163 | 0.63145 | 0.64743 | 0.6442 | 0.65824 | 0.66429 | 0.69079 | 0.68357 | 0.69291 | 0.71603 | 0.69764 | 0.68724 | 0.74423 | 0.64142 | 0.6371 | 0.61654 | 0.70312
Stand-Alone Retail | 0.50018 | 0.47224 | 0.47793 | 0.46205 | 0.42766 | 0.42382 | 0.48099 | 0.40145 | 0.42195 | 0.50368 | 0.48002 | 0.52539 | 0.59259 | 0.56221 | 0.54138 | 0.60234 | 0.58763 | 0.39058 | 0.42661
Strip Mall | 0.54866 | 0.53221 | 0.49782 | 0.51137 | 0.4811 | 0.46281 | 0.48031 | 0.46723 | 0.56854 | 0.54792 | 0.5539 | 0.70112 | 0.64236 | 0.65786 | 0.72217 | 0.6304 | 0.67871 | 0.6341 | 0.56475
Primary School | 0.47357 | 0.50615 | 0.52814 | 0.45948 | 0.47671 | 0.45947 | 0.37159 | 0.3995 | 0.39792 | 0.33443 | 0.38491 | 0.47314 | 0.40669 | 0.45309 | 0.39674 | 0.4871 | 0.43602 | 0.45131 | 0.47752
Secondary School | 0.50786 | 0.50522 | 0.5231 | 0.49209 | 0.47921 | 0.47511 | 0.41099 | 0.45491 | 0.46968 | 0.37163 | 0.45675 | 0.51565 | 0.42327 | 0.52733 | 0.41362 | 0.43944 | 0.39129 | 0.35634 | 0.34416
Hospital | 0.57356 | 0.57221 | 0.56455 | 0.6094 | 0.56326 | 0.59239 | 0.53878 | 0.60184 | 0.51923 | 0.50061 | 0.60961 | 0.49753 | 0.44266 | 0.58834 | 0.45987 | 0.47533 | 0.57086 | 0.45281 | 0.47212
Outpatient Healthcare | 0.5349 | 0.45005 | 0.48799 | 0.44236 | 0.45165 | 0.42052 | 0.37775 | 0.38139 | 0.3857 | 0.38419 | 0.38705 | 0.3668 | 0.44038 | 0.4233 | 0.366 | 0.48722 | 0.48826 | 0.49012 | 0.49132
Full Service Restaurant | 0.65733 | 0.59362 | 0.53134 | 0.55069 | 0.5378 | 0.48341 | 0.49126 | 0.47668 | 0.37324 | 0.51228 | 0.50356 | 0.45615 | 0.56662 | 0.57024 | 0.48351 | 0.63341 | 0.61988 | 0.66928 | 0.71961
Quick Service Restaurant | 0.66721 | 0.62981 | 0.61752 | 0.58632 | 0.60584 | 0.55673 | 0.61673 | 0.58048 | 0.51237 | 0.67319 | 0.6685 | 0.61815 | 0.72475 | 0.75937 | 0.63646 | 0.75168 | 0.75635 | 0.76172 | 0.79527
Large Hotel | 0.37795 | 0.31385 | 0.3756 | 0.29146 | 0.32952 | 0.28169 | 0.31229 | 0.25827 | 0.30683 | 0.30681 | 0.26141 | 0.27431 | 0.32561 | 0.27974 | 0.28009 | 0.3671 | 0.32281 | 0.391 | 0.43739
Small Hotel | 0.60263 | 0.61306 | 0.62325 | 0.61737 | 0.61225 | 0.62586 | 0.57569 | 0.60895 | 0.69274 | 0.52226 | 0.57363 | 0.61404 | 0.54271 | 0.55731 | 0.59782 | 0.51773 | 0.52163 | 0.52518 | 0.50657
Warehouse | 0.612 | 0.50759 | 0.54543 | 0.5593 | 0.39263 | 0.41512 | 0.48353 | 0.45003 | 0.34572 | 0.5727 | 0.44825 | 0.57777 | 0.69017 | 0.59812 | 0.56168 | 0.69328 | 0.62652 | 0.72829 | 0.74464
High-Rise Apartment | 0.80198 | 0.78704 | 0.82285 | 0.77749 | 0.77478 | 0.78556 | 0.66803 | 0.68865 | 0.65006 | 0.45048 | 0.63815 | 0.63434 | 0.47778 | 0.70137 | 0.68962 | 0.48492 | 0.52623 | 0.53886 | 0.59851
Mid-Rise Apartment | 0.71179 | 0.70274 | 0.72337 | 0.71376 | 0.72797 | 0.71759 | 0.66209 | 0.6833 | 0.78894 | 0.39317 | 0.6265 | 0.68018 | 0.41765 | 0.70581 | 0.72782 | 0.42472 | 0.46529 | 0.43962 | 0.47749