## IECC Data-SI
Year | Building Type | CZ | Floor Area (m2) | Heating- Elec (GJ/yr) | Heating- Gas (GJ/yr) | Cooling (GJ/yr) | Interior Lighting (GJ/yr) | Exterior Lighting (GJ/yr) | Interior Equipment- Elec (GJ/yr) | Interior Equipment- Gas (GJ/yr) | Exterior Equipment (GJ/yr) | Fan (GJ/yr) | All Pumps (GJ/yr) | SWH Pumps (GJ/yr) | HVAC Pumps (GJ/yr) | Heat Rejection (GJ/yr) | Humidification (GJ/yr) | Heat Recovery (GJ/yr) | SWH- Elec (GJ/yr) | SWH- Gas (GJ/yr) | Refrigeration (GJ/yr) | HVAC Total Electric (GJ/yr) | HVAC Total Gas (GJ/yr) | Total Electric (GJ/yr) | Total Gas (GJ/yr) | Grand Total (GJ/yr)
2006 | Full Service Restaurant | 0A | 511.15 | 0 | 0 | 912.68 | 160.17 | 58.15 | 460.72 | 469.79 | 0 | 333.12 | 0.45 | 0.45 | 0 | 0 | 0 | 0 | 75.38 | 215.63 | 67.17 | 1245.8 | 0 | 2067.84 | 685.41 | 2753.25
2006 | Full Service Restaurant | 0B | 511.15 | 0 | 0.66 | 817.99 | 160.17 | 58.16 | 460.72 | 469.79 | 0 | 370.89 | 0.45 | 0.45 | 0 | 0 | 0 | 0 | 75.38 | 214.49 | 66.98 | 1188.88 | 0.66 | 2010.73 | 684.93 | 2695.66
2006 | Full Service Restaurant | 1A | 511.15 | 0 | 0.02 | 631.75 | 160.17 | 58.17 | 460.72 | 469.79 | 0 | 313.97 | 0.45 | 0.45 | 0 | 0 | 0 | 0 | 75.38 | 235.09 | 66.95 | 945.72 | 0.02 | 1767.56 | 704.89 | 2472.45
2006 | Full Service Restaurant | 1B | 511.15 | 0 | 29.9 | 692.9 | 160.17 | 58.09 | 460.72 | 469.79 | 0 | 365.88 | 0.45 | 0.45 | 0 | 0 | 0 | 0 | 75.38 | 235.58 | 66.89 | 1058.78 | 29.9 | 1880.48 | 735.26 | 2615.74
2006 | Full Service Restaurant | 2A | 511.15 | 0 | 66.7 | 559.25 | 160.17 | 58.07 | 460.72 | 469.79 | 0 | 322.86 | 0.45 | 0.45 | 0 | 0 | 0 | 0 | 75.38 | 257.3 | 66.93 | 882.11 | 66.7 | 1703.83 | 793.79 | 2497.62
2006 | Full Service Restaurant | 2B | 511.15 | 0 | 59.17 | 380.13 | 160.17 | 58.12 | 460.72 | 469.79 | 0 | 370.22 | 0.45 | 0.45 | 0 | 0 | 0 | 0 | 75.39 | 258.69 | 66.25 | 750.35 | 59.17 | 1571.44 | 787.64 | 2359.08
2006 | Full Service Restaurant | 3A | 511.15 | 0 | 287.18 | 360.83 | 160.17 | 58.1 | 460.72 | 469.79 | 0 | 322.96 | 0.45 | 0.45 | 0 | 0 | 0 | 0 | 75.39 | 295.36 | 66.68 | 683.79 | 287.18 | 1505.3 | 1052.33 | 2557.63
2006 | Full Service Restaurant | 3B | 511.15 | 0 | 152.32 | 274.6 | 160.17 | 58.1 | 460.72 | 469.79 | 0 | 367.2 | 0.45 | 0.45 | 0 | 0 | 0 | 0 | 75.39 | 285.64 | 66.21 | 641.8 | 152.32 | 1462.82 | 907.75 | 2370.57
2006 | Full Service Restaurant | 3C | 511.15 | 0 | 85.96 | 104.49 | 160.17 | 58.09 | 460.72 | 469.79 | 0 | 310.41 | 0.45 | 0.45 | 0 | 0 | 0 | 0 | 75.39 | 299.74 | 66.73 | 414.9 | 85.96 | 1236.44 | 855.49 | 2091.93
2006 | Full Service Restaurant | 4A | 511.15 | 0 | 599.8 | 253.39 | 160.17 | 58.02 | 460.72 | 469.79 | 0 | 309.44 | 0.45 | 0.45 | 0 | 0 | 0 | 0 | 75.39 | 325.35 | 66.59 | 562.83 | 599.8 | 1384.16 | 1394.94 | 2779.1
2006 | Full Service Restaurant | 4B | 511.15 | 0 | 305.76 | 163.92 | 160.17 | 58.06 | 460.72 | 469.79 | 0 | 366.89 | 0.45 | 0.45 | 0 | 0 | 0 | 0 | 75.39 | 316.89 | 66.06 | 530.81 | 305.76 | 1351.65 | 1092.44 | 2444.09
2006 | Full Service Restaurant | 4C | 511.15 | 0 | 480.34 | 45.3 | 160.17 | 57.95 | 460.72 | 469.79 | 0 | 302.26 | 0.45 | 0.45 | 0 | 0 | 0 | 0 | 75.39 | 334.41 | 66.47 | 347.56 | 480.34 | 1168.7 | 1284.53 | 2453.23
2006 | Full Service Restaurant | 5A | 511.15 | 0 | 855.82 | 183.45 | 160.17 | 58.03 | 460.72 | 469.79 | 0 | 302.48 | 0.45 | 0.45 | 0 | 0 | 0 | 0 | 75.39 | 350.74 | 66.5 | 485.93 | 855.82 | 1307.18 | 1676.35 | 2983.53
2006 | Full Service Restaurant | 5B | 511.15 | 0 | 546.14 | 113.35 | 160.17 | 58.04 | 460.72 | 469.79 | 0 | 358.91 | 0.45 | 0.45 | 0 | 0 | 0 | 0 | 75.39 | 343.61 | 66.06 | 472.26 | 546.14 | 1293.08 | 1359.54 | 2652.62
2006 | Full Service Restaurant | 5C | 511.15 | 0 | 614.5 | 16.13 | 160.17 | 57.95 | 460.72 | 469.79 | 0 | 288.66 | 0.45 | 0.45 | 0 | 0 | 0 | 0 | 75.39 | 348.81 | 66.52 | 304.79 | 614.5 | 1125.98 | 1433.09 | 2559.07
2006 | Full Service Restaurant | 6A | 511.15 | 0 | 1141.25 | 185.08 | 160.17 | 58.01 | 460.72 | 469.79 | 0 | 309.9 | 0.45 | 0.45 | 0 | 0 | 0 | 0 | 75.39 | 369.59 | 66.35 | 494.98 | 1141.25 | 1316.06 | 1980.63 | 3296.69
2006 | Full Service Restaurant | 6B | 511.15 | 0 | 858.27 | 70.85 | 160.17 | 57.97 | 460.72 | 469.79 | 0 | 335.84 | 0.45 | 0.45 | 0 | 0 | 0 | 0 | 75.39 | 364.78 | 65.97 | 406.69 | 858.27 | 1227.34 | 1692.84 | 2920.18
2006 | Full Service Restaurant | 7 | 511.15 | 0 | 1412.74 | 154.31 | 160.17 | 57.93 | 460.72 | 469.79 | 0 | 305.27 | 0.45 | 0.45 | 0 | 0 | 0 | 0 | 75.39 | 391.94 | 66.37 | 459.58 | 1412.74 | 1280.6 | 2274.47 | 3555.07
2006 | Full Service Restaurant | 8 | 511.15 | 0 | 1960.98 | 100.65 | 160.17 | 57.61 | 460.72 | 469.79 | 0 | 297.58 | 0.45 | 0.45 | 0 | 0 | 0 | 0 | 75.39 | 422.05 | 66.3 | 398.23 | 1960.98 | 1218.87 | 2852.81 | 4071.68
2009 | Full Service Restaurant | 0A | 511.15 | 0 | 0 | 871.87 | 160.17 | 38.57 | 460.72 | 469.79 | 0 | 332.91 | 0.45 | 0.45 | 0 | 0 | 0 | 0 | 75.33 | 215.05 | 69.04 | 1204.78 | 0 | 2009.06 | 684.84 | 2693.9
2009 | Full Service Restaurant | 0B | 511.15 | 0 | 0 | 766.54 | 160.17 | 38.58 | 460.72 | 469.79 | 0 | 370.71 | 0.45 | 0.45 | 0 | 0 | 0 | 0 | 75.35 | 214.15 | 68.22 | 1137.25 | 0 | 1940.73 | 683.93 | 2624.66
2009 | Full Service Restaurant | 1A | 511.15 | 0 | 0 | 606.84 | 160.17 | 38.58 | 460.72 | 469.79 | 0 | 313.99 | 0.45 | 0.45 | 0 | 0 | 0 | 0 | 75.38 | 235.07 | 67.3 | 920.83 | 0 | 1723.44 | 704.85 | 2428.29
2009 | Full Service Restaurant | 1B | 511.15 | 0 | 4.11 | 631.74 | 160.17 | 38.53 | 460.72 | 469.79 | 0 | 364.63 | 0.45 | 0.45 | 0 | 0 | 0 | 0 | 75.38 | 235.52 | 67.23 | 996.37 | 4.11 | 1798.85 | 709.41 | 2508.26
2009 | Full Service Restaurant | 2A | 511.15 | 0 | 18.58 | 511.61 | 160.17 | 38.52 | 460.72 | 469.79 | 0 | 320.36 | 0.45 | 0.45 | 0 | 0 | 0 | 0 | 75.4 | 257.49 | 66.61 | 831.97 | 18.58 | 1633.84 | 745.85 | 2379.69
2009 | Full Service Restaurant | 2B | 511.15 | 0 | 11.33 | 347.48 | 160.17 | 38.55 | 460.72 | 469.79 | 0 | 366.88 | 0.45 | 0.45 | 0 | 0 | 0 | 0 | 75.42 | 259.06 | 64.93 | 714.36 | 11.33 | 1514.59 | 740.17 | 2254.76
2009 | Full Service Restaurant | 3A | 511.15 | 0 | 146.53 | 272.12 | 160.17 | 38.54 | 460.72 | 469.79 | 0 | 318.7 | 0.45 | 0.45 | 0 | 0 | 0 | 0 | 75.45 | 296.13 | 64.36 | 590.82 | 146.53 | 1390.52 | 912.45 | 2302.97
2009 | Full Service Restaurant | 3B | 511.15 | 0 | 48.95 | 256.76 | 160.17 | 38.54 | 460.72 | 469.79 | 0 | 361.25 | 0.45 | 0.45 | 0 | 0 | 0 | 0 | 75.44 | 286.28 | 64.17 | 618.01 | 48.95 | 1417.5 | 805.01 | 2222.51
2009 | Full Service Restaurant | 3C | 511.15 | 0 | 10.56 | 105.01 | 160.17 | 38.53 | 460.72 | 469.79 | 0 | 305.28 | 0.45 | 0.45 | 0 | 0 | 0 | 0 | 75.44 | 300.36 | 64.91 | 410.29 | 10.56 | 1210.51 | 780.71 | 1991.22
2009 | Full Service Restaurant | 4A | 511.15 | 0 | 362.4 | 173 | 160.17 | 38.48 | 460.72 | 469.79 | 0 | 305.04 | 0.45 | 0.45 | 0 | 0 | 0 | 0 | 75.49 | 326.58 | 62.71 | 478.04 | 362.4 | 1276.07 | 1158.77 | 2434.84
2009 | Full Service Restaurant | 4B | 511.15 | 0 | 133.19 | 158.98 | 160.17 | 38.51 | 460.72 | 469.79 | 0 | 360.84 | 0.45 | 0.45 | 0 | 0 | 0 | 0 | 75.47 | 317.86 | 62.95 | 519.82 | 133.19 | 1318.08 | 920.84 | 2238.92
2009 | Full Service Restaurant | 4C | 511.15 | 0 | 207.88 | 44.9 | 160.17 | 38.44 | 460.72 | 469.79 | 0 | 297.71 | 0.45 | 0.45 | 0 | 0 | 0 | 0 | 75.51 | 335.9 | 62.03 | 342.61 | 207.88 | 1139.92 | 1013.57 | 2153.49
2009 | Full Service Restaurant | 5A | 511.15 | 0 | 601.97 | 97.91 | 160.17 | 38.49 | 460.72 | 469.79 | 0 | 299.3 | 0.45 | 0.45 | 0 | 0 | 0 | 0 | 75.52 | 352.2 | 61.79 | 397.21 | 601.97 | 1194.34 | 1423.95 | 2618.29
2009 | Full Service Restaurant | 5B | 511.15 | 0 | 326.23 | 108.95 | 160.17 | 38.5 | 460.72 | 469.79 | 0 | 354.37 | 0.45 | 0.45 | 0 | 0 | 0 | 0 | 75.5 | 344.86 | 62.06 | 463.32 | 326.23 | 1260.7 | 1140.87 | 2401.57
2009 | Full Service Restaurant | 5C | 511.15 | 0 | 293.03 | 16.6 | 160.17 | 38.44 | 460.72 | 469.79 | 0 | 283.29 | 0.45 | 0.45 | 0 | 0 | 0 | 0 | 75.54 | 350.56 | 61.21 | 299.89 | 293.03 | 1096.41 | 1113.38 | 2209.79
2009 | Full Service Restaurant | 6A | 511.15 | 0 | 883.07 | 108.91 | 160.17 | 38.48 | 460.72 | 469.79 | 0 | 310.04 | 0.45 | 0.45 | 0 | 0 | 0 | 0 | 75.52 | 371.06 | 61.55 | 418.95 | 883.07 | 1215.83 | 1723.91 | 2939.74
2009 | Full Service Restaurant | 6B | 511.15 | 0 | 583.09 | 70.3 | 160.17 | 38.45 | 460.72 | 469.79 | 0 | 334.95 | 0.45 | 0.45 | 0 | 0 | 0 | 0 | 75.52 | 366.29 | 61.14 | 405.25 | 583.09 | 1201.7 | 1419.16 | 2620.86
2009 | Full Service Restaurant | 7 | 511.15 | 0 | 1157.52 | 97.67 | 160.17 | 38.43 | 460.72 | 469.79 | 0 | 307.01 | 0.45 | 0.45 | 0 | 0 | 0 | 0 | 75.53 | 393.56 | 60.97 | 404.68 | 1157.52 | 1200.95 | 2020.87 | 3221.82
2009 | Full Service Restaurant | 8 | 511.15 | 0 | 1724.42 | 38.25 | 160.17 | 38.21 | 460.72 | 469.79 | 0 | 296.38 | 0.45 | 0.45 | 0 | 0 | 0 | 0 | 75.55 | 423.89 | 59.97 | 334.63 | 1724.42 | 1129.7 | 2618.1 | 3747.8
2012 | Full Service Restaurant | 0A | 511.15 | 0 | 0 | 739.27 | 84.52 | 38.57 | 460.72 | 469.79 | 0 | 301.92 | 0.45 | 0.45 | 0 | 0 | 0 | 0 | 75.33 | 214.96 | 69.22 | 1041.19 | 0 | 1769.98 | 684.75 | 2454.73
2012 | Full Service Restaurant | 0B | 511.15 | 0 | 0 | 646.63 | 84.52 | 38.58 | 460.72 | 469.79 | 0 | 333.3 | 0.45 | 0.45 | 0 | 0 | 0 | 0 | 75.35 | 214.07 | 68.37 | 979.93 | 0 | 1707.91 | 683.85 | 2391.76
2012 | Full Service Restaurant | 1A | 511.15 | 0 | 0 | 508.65 | 84.52 | 38.58 | 460.72 | 469.79 | 0 | 287.38 | 0.45 | 0.45 | 0 | 0 | 0 | 0 | 75.38 | 235 | 67.52 | 796.03 | 0 | 1523.19 | 704.79 | 2227.98
2012 | Full Service Restaurant | 1B | 511.15 | 0 | 3.88 | 529.89 | 84.52 | 38.53 | 460.72 | 469.79 | 0 | 328.71 | 0.45 | 0.45 | 0 | 0 | 0 | 0 | 75.37 | 235.45 | 67.47 | 858.6 | 3.88 | 1585.66 | 709.12 | 2294.78
2012 | Full Service Restaurant | 2A | 511.15 | 0 | 20.28 | 410.18 | 84.52 | 38.52 | 460.72 | 469.79 | 0 | 295.82 | 0.45 | 0.45 | 0 | 0 | 0 | 0 | 75.4 | 257.43 | 66.83 | 706 | 20.28 | 1432.43 | 747.5 | 2179.93
2012 | Full Service Restaurant | 2B | 511.15 | 0 | 11.56 | 297.1 | 84.52 | 38.55 | 460.72 | 469.79 | 0 | 337.21 | 0.45 | 0.45 | 0 | 0 | 0 | 0 | 75.41 | 259.01 | 65.08 | 634.31 | 11.56 | 1359.04 | 740.36 | 2099.4
2012 | Full Service Restaurant | 3A | 511.15 | 0 | 157.11 | 229.76 | 84.52 | 38.54 | 460.72 | 469.79 | 0 | 296.57 | 0.45 | 0.45 | 0 | 0 | 0 | 0 | 75.45 | 296.11 | 64.45 | 526.33 | 157.11 | 1250.46 | 923 | 2173.46
2012 | Full Service Restaurant | 3B | 511.15 | 0 | 54.82 | 219.73 | 84.52 | 38.54 | 460.72 | 469.79 | 0 | 334.23 | 0.45 | 0.45 | 0 | 0 | 0 | 0 | 75.44 | 286.25 | 64.25 | 553.96 | 54.82 | 1277.87 | 810.85 | 2088.72
2012 | Full Service Restaurant | 3C | 511.15 | 0 | 12.83 | 87.64 | 84.52 | 38.53 | 460.72 | 469.79 | 0 | 281.37 | 0.45 | 0.45 | 0 | 0 | 0 | 0 | 75.44 | 300.37 | 64.95 | 369.01 | 12.83 | 1093.61 | 782.98 | 1876.59
2012 | Full Service Restaurant | 4A | 511.15 | 0 | 381.4 | 146.66 | 84.52 | 38.48 | 460.72 | 469.79 | 0 | 283.66 | 0.45 | 0.45 | 0 | 0 | 0 | 0 | 75.49 | 326.56 | 62.8 | 430.32 | 381.4 | 1152.78 | 1177.74 | 2330.52
2012 | Full Service Restaurant | 4B | 511.15 | 0 | 146.27 | 138.23 | 84.52 | 38.51 | 460.72 | 469.79 | 0 | 336.53 | 0.45 | 0.45 | 0 | 0 | 0 | 0 | 75.47 | 317.85 | 63.02 | 474.76 | 146.27 | 1197.45 | 933.91 | 2131.36
2012 | Full Service Restaurant | 4C | 511.15 | 0 | 231.1 | 38.31 | 84.52 | 38.44 | 460.72 | 469.79 | 0 | 276.55 | 0.45 | 0.45 | 0 | 0 | 0 | 0 | 75.51 | 335.89 | 62.07 | 314.86 | 231.1 | 1036.57 | 1036.78 | 2073.35
2012 | Full Service Restaurant | 5A | 511.15 | 0 | 615.94 | 83.04 | 84.52 | 38.49 | 460.72 | 469.79 | 0 | 278.37 | 0.45 | 0.45 | 0 | 0 | 0 | 0 | 75.51 | 352.18 | 61.87 | 361.41 | 615.94 | 1082.97 | 1437.9 | 2520.87
2012 | Full Service Restaurant | 5B | 511.15 | 0 | 340.57 | 94.65 | 84.52 | 38.5 | 460.72 | 469.79 | 0 | 331.33 | 0.45 | 0.45 | 0 | 0 | 0 | 0 | 75.49 | 344.85 | 62.13 | 425.98 | 340.57 | 1147.77 | 1155.21 | 2302.98
2012 | Full Service Restaurant | 5C | 511.15 | 0 | 377.42 | 9.95 | 84.52 | 38.44 | 460.72 | 469.79 | 0 | 194.68 | 0.45 | 0.45 | 0 | 0 | 0 | 0 | 75.54 | 350.57 | 61.22 | 204.63 | 377.42 | 925.5 | 1197.78 | 2123.28
2012 | Full Service Restaurant | 6A | 511.15 | 0 | 888.59 | 92.25 | 84.52 | 38.48 | 460.72 | 469.79 | 0 | 284.8 | 0.45 | 0.45 | 0 | 0 | 0 | 0 | 75.52 | 371.05 | 61.61 | 377.05 | 888.59 | 1098.34 | 1729.43 | 2827.77
2012 | Full Service Restaurant | 6B | 511.15 | 0 | 599.56 | 59.76 | 84.52 | 38.45 | 460.72 | 469.79 | 0 | 309.35 | 0.45 | 0.45 | 0 | 0 | 0 | 0 | 75.52 | 366.28 | 61.17 | 369.11 | 599.56 | 1089.93 | 1435.63 | 2525.56
2012 | Full Service Restaurant | 7 | 511.15 | 0 | 1147.3 | 65.81 | 84.52 | 38.43 | 460.72 | 469.79 | 0 | 283.29 | 0.45 | 0.45 | 0 | 0 | 0 | 0 | 75.53 | 393.54 | 61.05 | 349.1 | 1147.3 | 1069.79 | 2010.63 | 3080.42
2012 | Full Service Restaurant | 8 | 511.15 | 0 | 1741.88 | 16.28 | 84.52 | 38.21 | 460.72 | 469.79 | 0 | 201.25 | 0.45 | 0.45 | 0 | 0 | 0 | 0 | 75.55 | 423.87 | 60.05 | 217.53 | 1741.88 | 937.03 | 2635.54 | 3572.57
2015 | Full Service Restaurant | 0A | 511.15 | 0 | 0 | 662.17 | 72.53 | 32.7 | 449.99 | 469.79 | 0 | 168.29 | 0.45 | 0.45 | 0 | 0 | 0 | 0 | 75.34 | 215 | 56.95 | 830.46 | 0 | 1518.41 | 684.79 | 2203.2
2015 | Full Service Restaurant | 0B | 511.15 | 0 | 0 | 554.77 | 72.46 | 32.69 | 449.99 | 469.79 | 0 | 156.79 | 0.45 | 0.45 | 0 | 0 | 0 | 0 | 75.35 | 214.03 | 56.27 | 711.56 | 0 | 1398.77 | 683.81 | 2082.58
2015 | Full Service Restaurant | 1A | 511.15 | 0 | 0 | 411.66 | 72.45 | 32.69 | 449.99 | 469.79 | 0 | 96.59 | 0.45 | 0.45 | 0 | 0 | 0 | 0 | 75.38 | 234.87 | 55.37 | 508.25 | 0 | 1194.58 | 704.66 | 1899.24
2015 | Full Service Restaurant | 1B | 511.15 | 0 | 7.8 | 448.87 | 72.64 | 32.65 | 449.99 | 469.79 | 0 | 148.07 | 0.45 | 0.45 | 0 | 0 | 0 | 0 | 75.37 | 235.32 | 55.41 | 596.94 | 7.8 | 1283.45 | 712.9 | 1996.35
2015 | Full Service Restaurant | 2A | 511.15 | 0 | 24.56 | 361.34 | 72.42 | 32.63 | 449.99 | 469.79 | 0 | 131.02 | 0.45 | 0.45 | 0 | 0 | 0 | 0 | 75.39 | 257.21 | 54.9 | 492.36 | 24.56 | 1178.13 | 751.56 | 1929.69
2015 | Full Service Restaurant | 2B | 511.15 | 0 | 20.1 | 243.52 | 72.37 | 32.66 | 449.99 | 469.79 | 0 | 130.34 | 0.45 | 0.45 | 0 | 0 | 0 | 0 | 75.41 | 258.78 | 53.29 | 373.86 | 20.1 | 1058.02 | 748.66 | 1806.68
2015 | Full Service Restaurant | 3A | 511.15 | 0 | 159.79 | 197.91 | 72.52 | 32.65 | 449.99 | 469.79 | 0 | 120.03 | 0.45 | 0.45 | 0 | 0 | 0 | 0 | 75.44 | 295.78 | 52.75 | 317.94 | 159.79 | 1001.74 | 925.36 | 1927.1
2015 | Full Service Restaurant | 3B | 511.15 | 0 | 73.99 | 177.95 | 72.5 | 32.65 | 449.99 | 469.79 | 0 | 126.72 | 0.45 | 0.45 | 0 | 0 | 0 | 0 | 75.43 | 286 | 52.43 | 304.67 | 73.99 | 988.13 | 829.78 | 1817.91
2015 | Full Service Restaurant | 3C | 511.15 | 0 | 26.75 | 82.5 | 72.73 | 32.71 | 449.99 | 469.79 | 0 | 81.64 | 0.45 | 0.45 | 0 | 0 | 0 | 0 | 75.41 | 299.87 | 53.75 | 164.14 | 26.75 | 849.18 | 796.41 | 1645.59
2015 | Full Service Restaurant | 4A | 511.15 | 0 | 379.23 | 124.07 | 72.67 | 32.72 | 449.99 | 469.79 | 0 | 88.82 | 0.45 | 0.45 | 0 | 0 | 0 | 0 | 75.48 | 326.21 | 51.11 | 212.89 | 379.23 | 895.3 | 1175.22 | 2070.52
2015 | Full Service Restaurant | 4B | 511.15 | 0 | 175.65 | 112.03 | 72.37 | 32.64 | 449.99 | 469.79 | 0 | 129.03 | 0.45 | 0.45 | 0 | 0 | 0 | 0 | 75.46 | 317.6 | 51.09 | 241.06 | 175.65 | 923.06 | 963.03 | 1886.09
2015 | Full Service Restaurant | 4C | 511.15 | 0 | 255.14 | 33.74 | 72.76 | 32.71 | 449.99 | 469.79 | 0 | 82.48 | 0.45 | 0.45 | 0 | 0 | 0 | 0 | 75.48 | 335.35 | 50.91 | 116.22 | 255.14 | 798.52 | 1060.28 | 1858.8
2015 | Full Service Restaurant | 5A | 511.15 | 0 | 598.6 | 70.95 | 72.54 | 32.66 | 449.99 | 469.79 | 0 | 87.09 | 0.45 | 0.45 | 0 | 0 | 0 | 0 | 75.5 | 351.82 | 50.17 | 158.04 | 598.6 | 839.35 | 1420.2 | 2259.55
2015 | Full Service Restaurant | 5B | 511.15 | 0 | 366.93 | 77.12 | 72.5 | 32.7 | 449.99 | 469.79 | 0 | 130.56 | 0.45 | 0.45 | 0 | 0 | 0 | 0 | 75.49 | 344.6 | 50.12 | 207.68 | 366.93 | 888.92 | 1181.32 | 2070.24
2015 | Full Service Restaurant | 5C | 511.15 | 0 | 342.3 | 14.94 | 72.78 | 32.69 | 449.99 | 469.79 | 0 | 79.92 | 0.45 | 0.45 | 0 | 0 | 0 | 0 | 75.51 | 349.99 | 50.12 | 94.86 | 342.3 | 776.39 | 1162.08 | 1938.47
2015 | Full Service Restaurant | 6A | 511.15 | 0 | 841.45 | 80.81 | 72.56 | 32.68 | 449.99 | 469.79 | 0 | 119.26 | 0.45 | 0.45 | 0 | 0 | 0 | 0 | 75.51 | 370.7 | 49.78 | 200.07 | 841.45 | 881.04 | 1681.94 | 2562.98
2015 | Full Service Restaurant | 6B | 511.15 | 0 | 604.08 | 49.98 | 72.42 | 32.64 | 449.99 | 469.79 | 0 | 124.81 | 0.45 | 0.45 | 0 | 0 | 0 | 0 | 75.51 | 365.97 | 49.31 | 174.79 | 604.08 | 855.11 | 1439.84 | 2294.95
2015 | Full Service Restaurant | 7 | 511.15 | 0 | 1100.61 | 56.94 | 72.47 | 32.7 | 449.99 | 469.79 | 0 | 91.98 | 0.45 | 0.45 | 0 | 0 | 0 | 0 | 75.52 | 393.19 | 49.19 | 148.92 | 1100.61 | 829.23 | 1963.59 | 2792.82
2015 | Full Service Restaurant | 8 | 511.15 | 0 | 1583.86 | 18.33 | 73.3 | 32.89 | 449.99 | 469.79 | 0 | 91.24 | 0.45 | 0.45 | 0 | 0 | 0 | 0 | 75.54 | 423.47 | 48.23 | 109.57 | 1583.86 | 789.97 | 2477.11 | 3267.08
2018 | Full Service Restaurant | 0A | 511.15 | 0 | 0 | 651.81 | 59.78 | 21.16 | 449.99 | 469.79 | 0 | 167.09 | 0.45 | 0.45 | 0 | 0 | 0 | 0 | 75.34 | 215 | 56.96 | 818.9 | 0 | 1482.58 | 684.78 | 2167.36
2018 | Full Service Restaurant | 0B | 511.15 | 0 | 0 | 549.6 | 59.73 | 21.16 | 449.99 | 469.79 | 0 | 156.53 | 0.45 | 0.45 | 0 | 0 | 0 | 0 | 75.35 | 214.02 | 56.28 | 706.13 | 0 | 1369.09 | 683.81 | 2052.9
2018 | Full Service Restaurant | 1A | 511.15 | 0 | 0 | 406.66 | 59.72 | 21.16 | 449.99 | 469.79 | 0 | 95.85 | 0.45 | 0.45 | 0 | 0 | 0 | 0 | 75.38 | 234.87 | 55.38 | 502.51 | 0 | 1164.59 | 704.66 | 1869.25
2018 | Full Service Restaurant | 1B | 511.15 | 0 | 8.35 | 444.19 | 59.87 | 21.13 | 449.99 | 469.79 | 0 | 146.99 | 0.45 | 0.45 | 0 | 0 | 0 | 0 | 75.37 | 235.32 | 55.43 | 591.18 | 8.35 | 1253.42 | 713.47 | 1966.89
2018 | Full Service Restaurant | 2A | 511.15 | 0 | 25.58 | 354.74 | 59.7 | 21.12 | 449.99 | 469.79 | 0 | 129.95 | 0.45 | 0.45 | 0 | 0 | 0 | 0 | 75.39 | 257.21 | 54.91 | 484.69 | 25.58 | 1146.25 | 752.58 | 1898.83
2018 | Full Service Restaurant | 2B | 511.15 | 0 | 21.2 | 240.91 | 59.66 | 21.14 | 449.99 | 469.79 | 0 | 129.22 | 0.45 | 0.45 | 0 | 0 | 0 | 0 | 75.41 | 258.78 | 53.29 | 370.13 | 21.2 | 1030.07 | 749.77 | 1779.84
2018 | Full Service Restaurant | 3A | 511.15 | 0 | 162.71 | 195.28 | 59.78 | 21.14 | 449.99 | 469.79 | 0 | 119.01 | 0.45 | 0.45 | 0 | 0 | 0 | 0 | 75.44 | 295.78 | 52.76 | 314.29 | 162.71 | 973.83 | 928.28 | 1902.11
2018 | Full Service Restaurant | 3B | 511.15 | 0 | 76.51 | 175.83 | 59.77 | 21.13 | 449.99 | 469.79 | 0 | 126.2 | 0.45 | 0.45 | 0 | 0 | 0 | 0 | 75.43 | 286.01 | 52.43 | 302.03 | 76.51 | 961.23 | 832.31 | 1793.54
2018 | Full Service Restaurant | 3C | 511.15 | 0 | 28.75 | 77.26 | 59.95 | 21.17 | 449.99 | 469.79 | 0 | 80.93 | 0.45 | 0.45 | 0 | 0 | 0 | 0 | 75.41 | 299.87 | 53.75 | 158.19 | 28.75 | 818.91 | 798.41 | 1617.32
2018 | Full Service Restaurant | 4A | 511.15 | 0 | 386.4 | 121.39 | 59.95 | 21.18 | 449.99 | 469.79 | 0 | 87.8 | 0.45 | 0.45 | 0 | 0 | 0 | 0 | 75.48 | 326.21 | 51.11 | 209.19 | 386.4 | 867.34 | 1182.4 | 2049.74
2018 | Full Service Restaurant | 4B | 511.15 | 0 | 183.86 | 109.54 | 59.69 | 21.13 | 449.99 | 469.79 | 0 | 127.86 | 0.45 | 0.45 | 0 | 0 | 0 | 0 | 75.47 | 317.61 | 51.06 | 237.4 | 183.86 | 895.18 | 971.26 | 1866.44
2018 | Full Service Restaurant | 4C | 511.15 | 0 | 263.65 | 32.66 | 60.03 | 21.18 | 449.99 | 469.79 | 0 | 81.34 | 0.45 | 0.45 | 0 | 0 | 0 | 0 | 75.48 | 335.36 | 50.91 | 114 | 263.65 | 772.05 | 1068.79 | 1840.84
2018 | Full Service Restaurant | 5A | 511.15 | 0 | 604.64 | 69.42 | 59.82 | 21.14 | 449.99 | 469.79 | 0 | 86.2 | 0.45 | 0.45 | 0 | 0 | 0 | 0 | 75.5 | 351.82 | 50.17 | 155.62 | 604.64 | 812.69 | 1426.24 | 2238.93
2018 | Full Service Restaurant | 5B | 511.15 | 0 | 376.08 | 75.56 | 59.78 | 21.17 | 449.99 | 469.79 | 0 | 129.09 | 0.45 | 0.45 | 0 | 0 | 0 | 0 | 75.49 | 344.61 | 50.09 | 204.65 | 376.08 | 861.61 | 1190.47 | 2052.08
2018 | Full Service Restaurant | 5C | 511.15 | 0 | 351.02 | 14.45 | 60.02 | 21.17 | 449.99 | 469.79 | 0 | 79.02 | 0.45 | 0.45 | 0 | 0 | 0 | 0 | 75.51 | 349.99 | 50.12 | 93.47 | 351.02 | 750.72 | 1170.8 | 1921.52
2018 | Full Service Restaurant | 6A | 511.15 | 0 | 869.09 | 76.58 | 59.81 | 21.16 | 449.99 | 469.79 | 0 | 90.74 | 0.45 | 0.45 | 0 | 0 | 0 | 0 | 75.51 | 370.7 | 49.77 | 167.32 | 869.09 | 824.01 | 1709.58 | 2533.59
2018 | Full Service Restaurant | 6B | 511.15 | 0 | 611.2 | 49.18 | 59.7 | 21.13 | 449.99 | 469.79 | 0 | 123.74 | 0.45 | 0.45 | 0 | 0 | 0 | 0 | 75.51 | 365.97 | 49.3 | 172.92 | 611.2 | 829 | 1446.96 | 2275.96
2018 | Full Service Restaurant | 7 | 511.15 | 0 | 1106.37 | 55.52 | 59.73 | 21.17 | 449.99 | 469.79 | 0 | 91.22 | 0.45 | 0.45 | 0 | 0 | 0 | 0 | 75.52 | 393.19 | 49.18 | 146.74 | 1106.37 | 802.79 | 1969.34 | 2772.13
2018 | Full Service Restaurant | 8 | 511.15 | 0 | 1589.28 | 17.96 | 60.4 | 21.31 | 449.99 | 469.79 | 0 | 90.47 | 0.45 | 0.45 | 0 | 0 | 0 | 0 | 75.54 | 423.47 | 48.23 | 108.43 | 1589.28 | 764.34 | 2482.53 | 3246.87
2006 | High-Rise Apartment | 0A | 7836.48 | 0 | 0 | 1942.8 | 369.98 | 213.71 | 1137.32 | 0 | 36.18 | 486.11 | 82.46 | 0.11415 | 82.3459 | 103.4 | 0 | 0 | 0 | 744.73 | 0 | 2614.6559 | 0 | 4371.95 | 744.73 | 5116.68
2006 | High-Rise Apartment | 0B | 7836.48 | 0.68 | 0.17 | 1562.9 | 369.98 | 213.75 | 1137.32 | 0 | 36.18 | 480.58 | 98.64 | 0.11415 | 98.5259 | 83.38 | 0 | 0 | 0 | 740.91 | 0 | 2226.0659 | 0.17 | 3983.4 | 741.08 | 4724.48
2006 | High-Rise Apartment | 1A | 7836.48 | 0.02 | 0 | 1357.8 | 369.98 | 213.77 | 1137.32 | 0 | 36.18 | 378.82 | 73.39 | 0.11415 | 73.2759 | 64.85 | 0 | 0 | 0 | 814.24 | 0 | 1874.7659 | 0 | 3632.13 | 814.24 | 4446.37
2006 | High-Rise Apartment | 1B | 7836.48 | 15.71 | 40.43 | 1206.54 | 369.98 | 213.5 | 1137.32 | 0 | 36.18 | 415.05 | 83.2 | 0.11415 | 83.0859 | 62.64 | 0 | 0 | 0 | 816.27 | 0 | 1783.0259 | 40.43 | 3540.13 | 856.7 | 4396.83
2006 | High-Rise Apartment | 2A | 7836.48 | 42.96 | 139.81 | 1011.32 | 369.98 | 213.43 | 1137.32 | 0 | 36.18 | 315.62 | 71.39 | 0.11415 | 71.2759 | 51.75 | 0 | 0 | 0 | 893.8 | 0 | 1492.9259 | 139.81 | 3249.95 | 1033.61 | 4283.56
2006 | High-Rise Apartment | 2B | 7836.48 | 41.39 | 120.14 | 792.24 | 369.98 | 213.58 | 1137.32 | 0 | 36.18 | 332.39 | 73.96 | 0.11415 | 73.8459 | 30.89 | 0 | 0 | 0 | 898.81 | 0 | 1270.7559 | 120.14 | 3027.92 | 1018.95 | 4046.87
2006 | High-Rise Apartment | 3A | 7836.48 | 221.49 | 791.51 | 511.21 | 369.98 | 213.54 | 1137.32 | 0 | 36.18 | 261.09 | 66.3 | 0.11415 | 66.1859 | 24.41 | 0 | 0 | 0 | 1030.01 | 0 | 1084.3859 | 791.51 | 2841.53 | 1821.53 | 4663.06
2006 | High-Rise Apartment | 3B | 7836.48 | 107.92 | 365.19 | 547.98 | 369.98 | 213.53 | 1137.32 | 0 | 36.18 | 289.7 | 62.9 | 0.11415 | 62.7859 | 21.73 | 0 | 0 | 0 | 995.22 | 0 | 1030.1159 | 365.19 | 2787.24 | 1360.41 | 4147.65
2006 | High-Rise Apartment | 3C | 7836.48 | 50.28 | 161.16 | 102.89 | 369.98 | 213.5 | 1137.32 | 0 | 36.18 | 145.78 | 39.19 | 0.11415 | 39.0759 | 4.79 | 0 | 0 | 0 | 1045.57 | 0 | 342.8159 | 161.16 | 2099.92 | 1206.72 | 3306.64
2006 | High-Rise Apartment | 4A | 7836.48 | 406.15 | 1470.41 | 365.04 | 369.98 | 213.22 | 1137.32 | 0 | 36.18 | 266.74 | 70.78 | 0.11415 | 70.6659 | 17.61 | 0 | 0 | 0 | 1137.27 | 0 | 1126.2059 | 1470.41 | 2883.02 | 2607.68 | 5490.7
2006 | High-Rise Apartment | 4B | 7836.48 | 170.66 | 584.19 | 392.58 | 369.98 | 213.38 | 1137.32 | 0 | 36.18 | 272.93 | 60.92 | 0.11415 | 60.8059 | 14.64 | 0 | 0 | 0 | 1107.03 | 0 | 911.6159 | 584.19 | 2668.59 | 1691.22 | 4359.81
2006 | High-Rise Apartment | 4C | 7836.48 | 237.38 | 849.06 | 65.27 | 369.98 | 212.97 | 1137.32 | 0 | 36.18 | 187.19 | 48.55 | 0.11415 | 48.4359 | 2.81 | 0 | 0 | 0 | 1169.7 | 0 | 541.0859 | 849.06 | 2297.65 | 2018.76 | 4316.41
2006 | High-Rise Apartment | 5A | 7836.48 | 543.45 | 1965 | 176.14 | 369.98 | 213.28 | 1137.32 | 0 | 36.18 | 259.72 | 60.99 | 0.11415 | 60.8759 | 8.03 | 0 | 0 | 0 | 1228.15 | 0 | 1048.2159 | 1965 | 2805.09 | 3193.15 | 5998.24
2006 | High-Rise Apartment | 5B | 7836.48 | 279.92 | 982.7 | 255.91 | 369.98 | 213.29 | 1137.32 | 0 | 36.18 | 266.77 | 53.83 | 0.11415 | 53.7159 | 9.21 | 0 | 0 | 0 | 1202.64 | 0 | 865.5259 | 982.7 | 2622.4 | 2185.33 | 4807.73
2006 | High-Rise Apartment | 5C | 7836.48 | 194.23 | 696.81 | 21.89 | 369.98 | 212.96 | 1137.32 | 0 | 36.18 | 167.04 | 43.22 | 0.11415 | 43.1059 | 0.99 | 0 | 0 | 0 | 1221.21 | 0 | 427.2559 | 696.81 | 2183.81 | 1918.02 | 4101.83
2006 | High-Rise Apartment | 6A | 7836.48 | 758.32 | 2695.57 | 200.45 | 369.98 | 213.18 | 1137.32 | 0 | 36.18 | 296.17 | 82.26 | 0.11415 | 82.1459 | 10.1 | 0 | 0 | 0 | 1295.46 | 0 | 1347.1859 | 2695.57 | 3103.96 | 3991.02 | 7094.98
2006 | High-Rise Apartment | 6B | 7836.48 | 527.37 | 1834.05 | 144.17 | 369.98 | 213.03 | 1137.32 | 0 | 36.18 | 294.94 | 56.55 | 0.11415 | 56.4359 | 5.37 | 0 | 0 | 0 | 1278.33 | 0 | 1028.2859 | 1834.05 | 2784.91 | 3112.38 | 5897.29
2006 | High-Rise Apartment | 7 | 7836.48 | 707.53 | 2454.9 | 147.49 | 369.98 | 212.9 | 1137.32 | 0 | 36.18 | 295.79 | 63.65 | 0.11415 | 63.5359 | 6.66 | 0 | 0 | 0 | 1375.51 | 0 | 1221.0059 | 2454.9 | 2977.5 | 3830.41 | 6807.91
2006 | High-Rise Apartment | 8 | 7836.48 | 837.56 | 2728.15 | 72.84 | 369.98 | 211.73 | 1137.32 | 0 | 36.18 | 342.81 | 58.79 | 0.11415 | 58.6759 | 2.96 | 0 | 0 | 0 | 1483.45 | 0 | 1314.8459 | 2728.15 | 3070.17 | 4211.6 | 7281.77
2009 | High-Rise Apartment | 0A | 7836.48 | 0 | 0 | 1927.68 | 334.41 | 168.7 | 1137.32 | 0 | 36.18 | 481.18 | 81.49 | 0.11415 | 81.3759 | 102.26 | 0 | 0 | 0 | 744.73 | 0 | 2592.4959 | 0 | 4269.21 | 744.73 | 5013.94
2009 | High-Rise Apartment | 0B | 7836.48 | 0.61 | 0.19 | 1547.62 | 334.41 | 168.73 | 1137.32 | 0 | 36.18 | 476.52 | 97.41 | 0.11415 | 97.2959 | 82.51 | 0 | 0 | 0 | 740.91 | 0 | 2204.5559 | 0.19 | 3881.31 | 741.1 | 4622.41
2009 | High-Rise Apartment | 1A | 7836.48 | 0.02 | 0 | 1343.08 | 334.41 | 168.75 | 1137.32 | 0 | 36.18 | 374.79 | 72.5 | 0.11415 | 72.3859 | 64.05 | 0 | 0 | 0 | 814.24 | 0 | 1854.3259 | 0 | 3531.1 | 814.24 | 4345.34
2009 | High-Rise Apartment | 1B | 7836.48 | 15.71 | 41.13 | 1199.31 | 334.41 | 168.54 | 1137.32 | 0 | 36.18 | 411.26 | 81.75 | 0.11415 | 81.6359 | 61.9 | 0 | 0 | 0 | 816.27 | 0 | 1769.8159 | 41.13 | 3446.37 | 857.4 | 4303.77
2009 | High-Rise Apartment | 2A | 7836.48 | 35.29 | 114.75 | 973.91 | 334.41 | 168.48 | 1137.32 | 0 | 36.18 | 300.75 | 65.76 | 0.11415 | 65.6459 | 48.81 | 0 | 0 | 0 | 893.8 | 0 | 1424.4059 | 114.75 | 3100.92 | 1008.55 | 4109.47
2009 | High-Rise Apartment | 2B | 7836.48 | 31.37 | 88.12 | 752.13 | 334.41 | 168.6 | 1137.32 | 0 | 36.18 | 314.97 | 67.29 | 0.11415 | 67.1759 | 28.93 | 0 | 0 | 0 | 898.81 | 0 | 1194.5759 | 88.12 | 2871.2 | 986.93 | 3858.13
2009 | High-Rise Apartment | 3A | 7836.48 | 194.92 | 696.64 | 488.65 | 334.41 | 168.57 | 1137.32 | 0 | 36.18 | 246.99 | 60.77 | 0.11415 | 60.6559 | 23.03 | 0 | 0 | 0 | 1030.02 | 0 | 1014.2459 | 696.64 | 2690.84 | 1726.67 | 4417.51
2009 | High-Rise Apartment | 3B | 7836.48 | 87.75 | 297.36 | 517.34 | 334.41 | 168.56 | 1137.32 | 0 | 36.18 | 273.67 | 56.8 | 0.11415 | 56.6859 | 20.31 | 0 | 0 | 0 | 995.22 | 0 | 955.7559 | 297.36 | 2632.34 | 1292.58 | 3924.92
2009 | High-Rise Apartment | 3C | 7836.48 | 38.82 | 123.57 | 95.19 | 334.41 | 168.54 | 1137.32 | 0 | 36.18 | 140.18 | 34.06 | 0.11415 | 33.9459 | 4.42 | 0 | 0 | 0 | 1045.56 | 0 | 312.5559 | 123.57 | 1989.12 | 1169.13 | 3158.25
2009 | High-Rise Apartment | 4A | 7836.48 | 355.77 | 1287.68 | 357.26 | 334.41 | 168.31 | 1137.32 | 0 | 36.18 | 251.43 | 65.52 | 0.11415 | 65.4059 | 16.89 | 0 | 0 | 0 | 1137.27 | 0 | 1046.7559 | 1287.68 | 2723.1 | 2424.95 | 5148.05
2009 | High-Rise Apartment | 4B | 7836.48 | 134.48 | 459.94 | 379.25 | 334.41 | 168.44 | 1137.32 | 0 | 36.18 | 257.17 | 56.06 | 0.11415 | 55.9459 | 14.07 | 0 | 0 | 0 | 1107.03 | 0 | 840.9159 | 459.94 | 2517.38 | 1566.97 | 4084.35
2009 | High-Rise Apartment | 4C | 7836.48 | 224.76 | 803.31 | 64.29 | 334.41 | 168.12 | 1137.32 | 0 | 36.18 | 183.56 | 47.59 | 0.11415 | 47.4759 | 2.77 | 0 | 0 | 0 | 1169.7 | 0 | 522.8559 | 803.31 | 2199 | 1973.02 | 4172.02
2009 | High-Rise Apartment | 5A | 7836.48 | 524.03 | 1891.73 | 174.2 | 334.41 | 168.37 | 1137.32 | 0 | 36.18 | 254.56 | 59.13 | 0.11415 | 59.0159 | 7.9 | 0 | 0 | 0 | 1228.15 | 0 | 1019.7059 | 1891.73 | 2696.09 | 3119.89 | 5815.98
2009 | High-Rise Apartment | 5B | 7836.48 | 263.67 | 926.74 | 252.53 | 334.41 | 168.37 | 1137.32 | 0 | 36.18 | 260.95 | 52.36 | 0.11415 | 52.2459 | 9.08 | 0 | 0 | 0 | 1202.64 | 0 | 838.4759 | 926.74 | 2514.89 | 2129.37 | 4644.26
2009 | High-Rise Apartment | 5C | 7836.48 | 179.49 | 644.5 | 21.79 | 334.41 | 168.11 | 1137.32 | 0 | 36.18 | 163.12 | 41.92 | 0.11415 | 41.8059 | 0.99 | 0 | 0 | 0 | 1221.21 | 0 | 407.1959 | 644.5 | 2083.32 | 1865.71 | 3949.03
2009 | High-Rise Apartment | 6A | 7836.48 | 722.89 | 2560.13 | 199.13 | 334.41 | 168.29 | 1137.32 | 0 | 36.18 | 286.9 | 77.9 | 0.11415 | 77.7859 | 9.88 | 0 | 0 | 0 | 1295.46 | 0 | 1296.5859 | 2560.13 | 2972.91 | 3855.59 | 6828.5
2009 | High-Rise Apartment | 6B | 7836.48 | 493.95 | 1718.47 | 142.18 | 334.41 | 168.17 | 1137.32 | 0 | 36.18 | 285.22 | 54.24 | 0.11415 | 54.1259 | 5.28 | 0 | 0 | 0 | 1278.32 | 0 | 980.7559 | 1718.47 | 2656.95 | 2996.8 | 5653.75
2009 | High-Rise Apartment | 7 | 7836.48 | 655.28 | 2279.57 | 151.55 | 334.41 | 168.06 | 1137.32 | 0 | 36.18 | 285.79 | 61.61 | 0.11415 | 61.4959 | 6.78 | 0 | 0 | 0 | 1375.51 | 0 | 1160.8959 | 2279.57 | 2836.98 | 3655.08 | 6492.06
2009 | High-Rise Apartment | 8 | 7836.48 | 728.26 | 2437.96 | 77.29 | 334.41 | 167.14 | 1137.32 | 0 | 36.18 | 321.28 | 56.74 | 0.11415 | 56.6259 | 3.12 | 0 | 0 | 0 | 1483.45 | 0 | 1186.5759 | 2437.96 | 2861.74 | 3921.41 | 6783.15
2012 | High-Rise Apartment | 0A | 7836.48 | 0 | 0 | 1781.92 | 276.31 | 168.7 | 1137.32 | 0 | 20.97 | 416.97 | 70.03 | 0.11415 | 69.9159 | 89.92 | 0 | 0 | 0 | 744.73 | 0 | 2358.7259 | 0 | 3962.15 | 744.73 | 4706.88
2012 | High-Rise Apartment | 0B | 7836.48 | 0.17 | 0 | 1412.16 | 276.31 | 168.73 | 1137.32 | 0 | 20.97 | 413.49 | 78.21 | 0.11415 | 78.0959 | 69.84 | 0 | 0 | 0 | 740.91 | 0 | 1973.7559 | 0 | 3577.21 | 740.91 | 4318.12
2012 | High-Rise Apartment | 1A | 7836.48 | 0 | 0 | 1273.82 | 276.31 | 168.75 | 1137.32 | 0 | 20.97 | 338.84 | 63.23 | 0.11415 | 63.1159 | 58.74 | 0 | 0 | 0 | 814.25 | 0 | 1734.5159 | 0 | 3338.01 | 814.25 | 4152.26
2012 | High-Rise Apartment | 1B | 7836.48 | 5.07 | 8.75 | 1079.69 | 276.31 | 168.54 | 1137.32 | 0 | 20.97 | 356.39 | 64.46 | 0.11415 | 64.3459 | 51.93 | 0 | 0 | 0 | 816.27 | 0 | 1557.4259 | 8.75 | 3160.68 | 825.02 | 3985.7
2012 | High-Rise Apartment | 2A | 7836.48 | 28.65 | 87.29 | 935.94 | 276.31 | 168.48 | 1137.32 | 0 | 20.97 | 280.83 | 60.81 | 0.11415 | 60.6959 | 46.15 | 0 | 0 | 0 | 893.8 | 0 | 1352.2659 | 87.29 | 2955.48 | 981.09 | 3936.57
2012 | High-Rise Apartment | 2B | 7836.48 | 23.69 | 60.46 | 710 | 276.31 | 168.6 | 1137.32 | 0 | 20.97 | 292.78 | 61.42 | 0.11415 | 61.3059 | 27.08 | 0 | 0 | 0 | 898.81 | 0 | 1114.8559 | 60.46 | 2718.18 | 959.27 | 3677.45
2012 | High-Rise Apartment | 3A | 7836.48 | 174.59 | 585.6 | 477.51 | 276.31 | 168.57 | 1137.32 | 0 | 20.97 | 233.65 | 57.71 | 0.11415 | 57.5959 | 22.33 | 0 | 0 | 0 | 1030.01 | 0 | 965.6759 | 585.6 | 2568.98 | 1615.62 | 4184.6
2012 | High-Rise Apartment | 3B | 7836.48 | 72.96 | 231.85 | 503.03 | 276.31 | 168.56 | 1137.32 | 0 | 20.97 | 258.99 | 53.28 | 0.11415 | 53.1659 | 19.6 | 0 | 0 | 0 | 995.22 | 0 | 907.7459 | 231.85 | 2511.04 | 1227.07 | 3738.11
2012 | High-Rise Apartment | 3C | 7836.48 | 31.2 | 91.75 | 94.85 | 276.31 | 168.54 | 1137.32 | 0 | 20.97 | 136.2 | 31.85 | 0.11415 | 31.7359 | 4.38 | 0 | 0 | 0 | 1045.57 | 0 | 298.3659 | 91.75 | 1901.62 | 1137.32 | 3038.94
2012 | High-Rise Apartment | 4A | 7836.48 | 226.97 | 766.44 | 351.08 | 276.31 | 168.31 | 1137.32 | 0 | 20.97 | 221.66 | 57.09 | 0.11415 | 56.9759 | 16.13 | 0 | 0 | 0 | 1137.28 | 0 | 872.8159 | 766.44 | 2475.86 | 1903.73 | 4379.59
2012 | High-Rise Apartment | 4B | 7836.48 | 75.12 | 235.42 | 394.44 | 276.31 | 168.44 | 1137.32 | 0 | 20.97 | 238.81 | 51.57 | 0.11415 | 51.4559 | 14.49 | 0 | 0 | 0 | 1107.03 | 0 | 774.3159 | 235.42 | 2377.48 | 1342.45 | 3719.93
2012 | High-Rise Apartment | 4C | 7836.48 | 137.98 | 460.24 | 77.53 | 276.31 | 168.12 | 1137.32 | 0 | 20.97 | 161.5 | 44.08 | 0.11415 | 43.9659 | 3.32 | 0 | 0 | 0 | 1169.71 | 0 | 424.2959 | 460.24 | 2027.14 | 1629.95 | 3657.09
2012 | High-Rise Apartment | 5A | 7836.48 | 357.68 | 1228.5 | 177.48 | 276.31 | 168.37 | 1137.32 | 0 | 20.97 | 219.69 | 51.85 | 0.11415 | 51.7359 | 7.88 | 0 | 0 | 0 | 1228.17 | 0 | 814.4659 | 1228.5 | 2417.56 | 2456.67 | 4874.23
2012 | High-Rise Apartment | 5B | 7836.48 | 178.24 | 589.58 | 269.09 | 276.31 | 168.37 | 1137.32 | 0 | 20.97 | 235.5 | 49.02 | 0.11415 | 48.9059 | 9.65 | 0 | 0 | 0 | 1202.64 | 0 | 741.3859 | 589.58 | 2344.47 | 1792.22 | 4136.69
2012 | High-Rise Apartment | 5C | 7836.48 | 127.12 | 429.19 | 34.84 | 276.31 | 168.11 | 1137.32 | 0 | 20.97 | 149.76 | 39.77 | 0.11415 | 39.6559 | 1.56 | 0 | 0 | 0 | 1221.22 | 0 | 352.9359 | 429.19 | 1955.78 | 1650.41 | 3606.19
2012 | High-Rise Apartment | 6A | 7836.48 | 485.11 | 1633.98 | 206.34 | 276.31 | 168.29 | 1137.32 | 0 | 20.97 | 243.26 | 58.46 | 0.11415 | 58.3459 | 9.33 | 0 | 0 | 0 | 1295.48 | 0 | 1002.3859 | 1633.98 | 2605.4 | 2929.46 | 5534.86
2012 | High-Rise Apartment | 6B | 7836.48 | 320.39 | 1069.4 | 152.77 | 276.31 | 168.17 | 1137.32 | 0 | 20.97 | 237.51 | 49.4 | 0.11415 | 49.2859 | 5.64 | 0 | 0 | 0 | 1278.32 | 0 | 765.5959 | 1069.4 | 2368.48 | 2347.72 | 4716.2
2012 | High-Rise Apartment | 7 | 7836.48 | 446.26 | 1529.52 | 169.96 | 276.31 | 168.06 | 1137.32 | 0 | 20.97 | 246.96 | 56.01 | 0.11415 | 55.8959 | 7.42 | 0 | 0 | 0 | 1375.53 | 0 | 926.4959 | 1529.52 | 2529.28 | 2905.04 | 5434.32
2012 | High-Rise Apartment | 8 | 7836.48 | 565.87 | 1886.19 | 103.57 | 276.31 | 167.14 | 1137.32 | 0 | 20.97 | 288.29 | 55.71 | 0.11415 | 55.5959 | 4.11 | 0 | 0 | 0 | 1483.45 | 0 | 1017.4359 | 1886.19 | 2619.3 | 3369.64 | 5988.94
2015 | High-Rise Apartment | 0A | 7836.48 | 0 | 0 | 1562.65 | 290.24 | 158.94 | 1132.71 | 0 | 20.86 | 411.55 | 62.8 | 0.11415 | 62.6859 | 82.84 | 0 | 0 | 0 | 724.29 | 0 | 2119.7259 | 0 | 3722.59 | 724.29 | 4446.88
2015 | High-Rise Apartment | 0B | 7836.48 | 0.07 | 0 | 1247.76 | 290.24 | 158.97 | 1132.71 | 0 | 20.86 | 396.96 | 69.88 | 0.11415 | 69.7659 | 64.76 | 0 | 0 | 0 | 720.51 | 0 | 1779.3159 | 0 | 3382.2 | 720.51 | 4102.71
2015 | High-Rise Apartment | 1A | 7836.48 | 0 | 0 | 1127.04 | 290.24 | 158.99 | 1132.71 | 0 | 20.86 | 337.97 | 56.15 | 0.11415 | 56.0359 | 54.72 | 0 | 0 | 0 | 791.46 | 0 | 1575.7659 | 0 | 3178.68 | 791.46 | 3970.14
2015 | High-Rise Apartment | 1B | 7836.48 | 3.5 | 5.62 | 972.11 | 290.24 | 158.79 | 1132.71 | 0 | 20.86 | 348.74 | 59.02 | 0.11415 | 58.9059 | 49.45 | 0 | 0 | 0 | 793.25 | 0 | 1432.7059 | 5.62 | 3035.42 | 798.87 | 3834.29
2015 | High-Rise Apartment | 2A | 7836.48 | 16.57 | 49.82 | 839.88 | 290.24 | 158.74 | 1132.71 | 0 | 20.86 | 278.29 | 55.17 | 0.11415 | 55.0559 | 43.96 | 0 | 0 | 0 | 868.13 | 0 | 1233.7559 | 49.82 | 2836.42 | 917.95 | 3754.37
2015 | High-Rise Apartment | 2B | 7836.48 | 21.78 | 57.25 | 655.16 | 290.24 | 158.85 | 1132.71 | 0 | 20.86 | 292.42 | 59.81 | 0.11415 | 59.6959 | 26.81 | 0 | 0 | 0 | 872.94 | 0 | 1055.8659 | 57.25 | 2658.64 | 930.19 | 3588.83
2015 | High-Rise Apartment | 3A | 7836.48 | 119.74 | 411.62 | 434.24 | 290.24 | 158.82 | 1132.71 | 0 | 20.86 | 224.53 | 51.31 | 0.11415 | 51.1959 | 21.49 | 0 | 0 | 0 | 999.53 | 0 | 851.1959 | 411.62 | 2453.94 | 1411.15 | 3865.09
2015 | High-Rise Apartment | 3B | 7836.48 | 46.33 | 148.55 | 461.24 | 290.24 | 158.81 | 1132.71 | 0 | 20.86 | 250.72 | 48.83 | 0.11415 | 48.7159 | 19.16 | 0 | 0 | 0 | 965.95 | 0 | 826.1659 | 148.55 | 2428.9 | 1114.5 | 3543.4
2015 | High-Rise Apartment | 3C | 7836.48 | 17.38 | 47.85 | 97.81 | 290.24 | 158.79 | 1132.71 | 0 | 20.86 | 135.07 | 28.29 | 0.11415 | 28.1759 | 4.8 | 0 | 0 | 0 | 1014.55 | 0 | 283.2359 | 47.85 | 1885.95 | 1062.39 | 2948.34
2015 | High-Rise Apartment | 4A | 7836.48 | 119.92 | 404.09 | 349.09 | 290.24 | 158.58 | 1132.71 | 0 | 20.86 | 219.82 | 58.5 | 0.11415 | 58.3859 | 17.35 | 0 | 0 | 0 | 1102.92 | 0 | 764.5659 | 404.09 | 2367.06 | 1507.01 | 3874.07
2015 | High-Rise Apartment | 4B | 7836.48 | 71.05 | 229.6 | 364.92 | 290.24 | 158.7 | 1132.71 | 0 | 20.86 | 238.22 | 50.19 | 0.11415 | 50.0759 | 14.37 | 0 | 0 | 0 | 1073.79 | 0 | 738.6359 | 229.6 | 2341.25 | 1303.39 | 3644.64
2015 | High-Rise Apartment | 4C | 7836.48 | 131.44 | 452.38 | 72.33 | 290.24 | 158.4 | 1132.71 | 0 | 20.86 | 160.45 | 42.44 | 0.11415 | 42.3259 | 3.32 | 0 | 0 | 0 | 1134.26 | 0 | 409.8659 | 452.38 | 2012.17 | 1586.64 | 3598.81
2015 | High-Rise Apartment | 5A | 7836.48 | 216.09 | 748.82 | 195.14 | 290.24 | 158.63 | 1132.71 | 0 | 20.86 | 210.78 | 53.62 | 0.11415 | 53.5059 | 9.29 | 0 | 0 | 0 | 1190.53 | 0 | 684.8059 | 748.82 | 2287.35 | 1939.35 | 4226.7
2015 | High-Rise Apartment | 5B | 7836.48 | 170.71 | 582.46 | 249.34 | 290.24 | 158.63 | 1132.71 | 0 | 20.86 | 234.54 | 47.68 | 0.11415 | 47.5659 | 9.58 | 0 | 0 | 0 | 1165.97 | 0 | 711.7359 | 582.46 | 2314.28 | 1748.43 | 4062.71
2015 | High-Rise Apartment | 5C | 7836.48 | 120.76 | 420.85 | 32.92 | 290.24 | 158.38 | 1132.71 | 0 | 20.86 | 148.64 | 38.26 | 0.11415 | 38.1459 | 1.58 | 0 | 0 | 0 | 1183.89 | 0 | 342.0459 | 420.85 | 1944.35 | 1604.75 | 3549.1
2015 | High-Rise Apartment | 6A | 7836.48 | 322.88 | 1112.47 | 223.35 | 290.24 | 158.55 | 1132.71 | 0 | 20.86 | 233.2 | 60.78 | 0.11415 | 60.6659 | 10.85 | 0 | 0 | 0 | 1255.36 | 0 | 850.9459 | 1112.47 | 2453.42 | 2367.82 | 4821.24
2015 | High-Rise Apartment | 6B | 7836.48 | 240.06 | 815.2 | 161.31 | 290.24 | 158.44 | 1132.71 | 0 | 20.86 | 233.46 | 50.39 | 0.11415 | 50.2759 | 6.41 | 0 | 0 | 0 | 1238.91 | 0 | 691.5159 | 815.2 | 2293.87 | 2054.11 | 4347.98
2015 | High-Rise Apartment | 7 | 7836.48 | 330.68 | 1152.01 | 191.54 | 290.24 | 158.34 | 1132.71 | 0 | 20.86 | 242.15 | 57.6 | 0.11415 | 57.4859 | 8.85 | 0 | 0 | 0 | 1332.48 | 0 | 830.7059 | 1152.01 | 2432.96 | 2484.48 | 4917.44
2015 | High-Rise Apartment | 8 | 7836.48 | 441.38 | 1510.41 | 128.68 | 290.24 | 157.47 | 1132.71 | 0 | 20.86 | 276.46 | 56.7 | 0.11415 | 56.5859 | 5.38 | 0 | 0 | 0 | 1436.39 | 0 | 908.4859 | 1510.41 | 2509.86 | 2946.8 | 5456.66
2018 | High-Rise Apartment | 0A | 7836.48 | 0 | 0 | 1558.86 | 278.68 | 108.35 | 1132.71 | 0 | 14.51 | 410.12 | 62.66 | 0.11415 | 62.5459 | 65.38 | 0 | 0 | 0 | 724.28 | 0 | 2096.9059 | 0 | 3631.27 | 724.28 | 4355.55
2018 | High-Rise Apartment | 0B | 7836.48 | 0.07 | 0 | 1244.12 | 278.68 | 108.37 | 1132.71 | 0 | 14.51 | 395.69 | 69.7 | 0.11415 | 69.5859 | 42.67 | 0 | 0 | 0 | 720.49 | 0 | 1752.1359 | 0 | 3286.52 | 720.49 | 4007.01
2018 | High-Rise Apartment | 1A | 7836.48 | 0 | 0 | 1123.01 | 278.68 | 108.38 | 1132.71 | 0 | 14.51 | 336.59 | 55.96 | 0.11415 | 55.8459 | 27.21 | 0 | 0 | 0 | 791.43 | 0 | 1542.6559 | 0 | 3077.04 | 791.43 | 3868.47
2018 | High-Rise Apartment | 1B | 7836.48 | 3.61 | 5.97 | 968.97 | 278.68 | 108.24 | 1132.71 | 0 | 14.51 | 347.58 | 58.75 | 0.11415 | 58.6359 | 32.95 | 0 | 0 | 0 | 793.24 | 0 | 1411.7459 | 5.97 | 2946.01 | 799.21 | 3745.22
2018 | High-Rise Apartment | 2A | 7836.48 | 16.87 | 51 | 836.75 | 278.68 | 108.21 | 1132.71 | 0 | 14.51 | 277.22 | 54.93 | 0.11415 | 54.8159 | 28.35 | 0 | 0 | 0 | 868.12 | 0 | 1214.0059 | 51 | 2748.22 | 919.12 | 3667.34
2018 | High-Rise Apartment | 2B | 7836.48 | 22.2 | 58.82 | 652.57 | 278.68 | 108.29 | 1132.71 | 0 | 14.51 | 291.41 | 59.6 | 0.11415 | 59.4859 | 8.15 | 0 | 0 | 0 | 872.96 | 0 | 1033.8159 | 58.82 | 2568.1 | 931.78 | 3499.88
2018 | High-Rise Apartment | 3A | 7836.48 | 120.64 | 414.99 | 432.16 | 278.68 | 108.27 | 1132.71 | 0 | 14.51 | 223.75 | 51.09 | 0.11415 | 50.9759 | 10.64 | 0 | 0 | 0 | 999.53 | 0 | 838.1659 | 414.99 | 2372.44 | 1414.52 | 3786.96
2018 | High-Rise Apartment | 3B | 7836.48 | 46.96 | 150.97 | 458.92 | 278.68 | 108.26 | 1132.71 | 0 | 14.51 | 249.8 | 48.57 | 0.11415 | 48.4559 | 5.77 | 0 | 0 | 0 | 965.94 | 0 | 809.9059 | 150.97 | 2344.18 | 1116.91 | 3461.09
2018 | High-Rise Apartment | 3C | 7836.48 | 17.85 | 49.83 | 96.19 | 278.68 | 108.24 | 1132.71 | 0 | 14.51 | 134.42 | 28.09 | 0.11415 | 27.9759 | 1.35 | 0 | 0 | 0 | 1014.55 | 0 | 277.7859 | 49.83 | 1812.04 | 1064.38 | 2876.42
2018 | High-Rise Apartment | 4A | 7836.48 | 128.46 | 436.34 | 326.75 | 278.68 | 108.1 | 1132.71 | 0 | 14.51 | 215.17 | 55.63 | 0.11415 | 55.5159 | 7.49 | 0 | 0 | 0 | 1102.94 | 0 | 733.3859 | 436.34 | 2267.5 | 1539.28 | 3806.78
2018 | High-Rise Apartment | 4B | 7836.48 | 79.29 | 261.22 | 333.36 | 278.68 | 108.18 | 1132.71 | 0 | 14.51 | 229.99 | 47.33 | 0.11415 | 47.2159 | 3.48 | 0 | 0 | 0 | 1073.78 | 0 | 693.3359 | 261.22 | 2227.53 | 1335 | 3562.53
2018 | High-Rise Apartment | 4C | 7836.48 | 139.89 | 484.19 | 60.11 | 278.68 | 107.98 | 1132.71 | 0 | 14.51 | 158.46 | 38.53 | 0.11415 | 38.4159 | 0.76 | 0 | 0 | 0 | 1134.25 | 0 | 397.6359 | 484.19 | 1931.63 | 1618.44 | 3550.07
2018 | High-Rise Apartment | 5A | 7836.48 | 221.41 | 768.79 | 185.5 | 278.68 | 108.13 | 1132.71 | 0 | 14.51 | 208.84 | 52.13 | 0.11415 | 52.0159 | 3.1 | 0 | 0 | 0 | 1190.54 | 0 | 670.8659 | 768.79 | 2205.01 | 1959.33 | 4164.34
2018 | High-Rise Apartment | 5B | 7836.48 | 176.69 | 604.98 | 235.23 | 278.68 | 108.14 | 1132.71 | 0 | 14.51 | 231.19 | 46.1 | 0.11415 | 45.9859 | 2.22 | 0 | 0 | 0 | 1165.96 | 0 | 691.3159 | 604.98 | 2225.45 | 1770.94 | 3996.39
2018 | High-Rise Apartment | 5C | 7836.48 | 125.63 | 438.75 | 26.66 | 278.68 | 107.97 | 1132.71 | 0 | 14.51 | 147.65 | 36.28 | 0.11415 | 36.1659 | 0.32 | 0 | 0 | 0 | 1183.88 | 0 | 336.4259 | 438.75 | 1870.4 | 1622.63 | 3493.03
2018 | High-Rise Apartment | 6A | 7836.48 | 324.33 | 1117.35 | 221.72 | 278.68 | 108.08 | 1132.71 | 0 | 14.51 | 232.62 | 60.66 | 0.11415 | 60.5459 | 3.84 | 0 | 0 | 0 | 1255.35 | 0 | 843.0559 | 1117.35 | 2377.15 | 2372.7 | 4749.85
2018 | High-Rise Apartment | 6B | 7836.48 | 241.55 | 820.05 | 159.96 | 278.68 | 108 | 1132.71 | 0 | 14.51 | 232.99 | 50.19 | 0.11415 | 50.0759 | 1.61 | 0 | 0 | 0 | 1238.88 | 0 | 686.1859 | 820.05 | 2220.21 | 2058.94 | 4279.15
2018 | High-Rise Apartment | 7 | 7836.48 | 332.14 | 1156.83 | 189.91 | 278.68 | 107.94 | 1132.71 | 0 | 14.51 | 241.59 | 57.41 | 0.11415 | 57.2959 | 3.03 | 0 | 0 | 0 | 1332.49 | 0 | 823.9659 | 1156.83 | 2357.92 | 2489.32 | 4847.24
2018 | High-Rise Apartment | 8 | 7836.48 | 443.27 | 1515.49 | 127.3 | 278.68 | 107.34 | 1132.71 | 0 | 14.51 | 276.04 | 56.51 | 0.11415 | 56.3959 | 1.29 | 0 | 0 | 0 | 1436.39 | 0 | 904.2959 | 1515.49 | 2437.66 | 2951.87 | 5389.53
2006 | Hospital | 0A | 22436.18 | 0 | 7077.19 | 10604.45 | 4550.78 | 261.8 | 7107.46 | 2791.97 | 2714.18 | 4695.83 | 2030.54 | 0.78826 | 2029.7517 | 2295.85 | 0 | 0 | 26.4 | 1084.01 | 222.65 | 19625.8817 | 7077.19 | 34509.93 | 10953.18 | 45463.11
2006 | Hospital | 0B | 22436.18 | 44.14 | 7847.76 | 7716.2 | 4550.78 | 261.85 | 7107.46 | 2791.97 | 2714.18 | 4831.03 | 1773.91 | 0.78826 | 1773.1217 | 1723.66 | 29.03 | 0 | 26.4 | 1082.72 | 221.54 | 16117.1817 | 7847.76 | 31000.17 | 11722.45 | 42722.62
2006 | Hospital | 1A | 22436.18 | 0 | 8559.3 | 7579.5 | 4550.78 | 261.88 | 7107.46 | 2791.97 | 2714.18 | 4545.72 | 1735.4 | 0.78826 | 1734.6117 | 1963.86 | 0 | 0 | 26.4 | 1106.81 | 218.26 | 15823.6917 | 8559.3 | 30703.43 | 12458.08 | 43161.51
2006 | Hospital | 1B | 22436.18 | 158.41 | 7861.89 | 6566.45 | 4550.78 | 261.55 | 7107.46 | 2791.97 | 2714.18 | 4806.04 | 1553.86 | 0.78826 | 1553.0717 | 1291.11 | 80.45 | 0 | 26.4 | 1109.38 | 216.49 | 14455.5317 | 7861.89 | 29333.16 | 11763.24 | 41096.4
2006 | Hospital | 2A | 22436.18 | 275.37 | 9837.86 | 6775.58 | 4550.78 | 261.46 | 7107.46 | 2791.97 | 2714.18 | 4482.27 | 1696.4 | 0.78826 | 1695.6117 | 1517.04 | 326.93 | 0 | 26.4 | 1135.93 | 212.67 | 15072.8017 | 9837.86 | 29946.53 | 13765.77 | 43712.3
2006 | Hospital | 2B | 22436.18 | 1290.74 | 8806.51 | 4468.06 | 4550.78 | 261.65 | 7107.46 | 2791.97 | 2714.18 | 4727.89 | 1189.42 | 0.78826 | 1188.6317 | 690.64 | 2784.62 | 0 | 26.4 | 1141.12 | 207.67 | 15150.5817 | 8806.51 | 30019.51 | 12739.6 | 42759.11
2006 | Hospital | 3A | 22436.18 | 704.55 | 12635.09 | 4701.66 | 4550.78 | 261.6 | 7107.46 | 2791.97 | 2714.18 | 4545.63 | 1458.08 | 0.78826 | 1457.2917 | 963 | 1252.73 | 0 | 26.4 | 1201.45 | 203.72 | 13624.8617 | 12635.09 | 28489.77 | 16628.51 | 45118.28
2006 | Hospital | 3B | 22436.18 | 1164.88 | 9213 | 3642.69 | 4550.78 | 261.59 | 7107.46 | 2791.97 | 2714.18 | 4721.53 | 1124.47 | 0.78826 | 1123.6817 | 590.25 | 2694.03 | 0 | 26.4 | 1183.87 | 203 | 13937.0617 | 9213 | 28801.24 | 13188.84 | 41990.08
2006 | Hospital | 3C | 22436.18 | 351.59 | 11953.47 | 3270.53 | 4550.78 | 261.55 | 7107.46 | 2791.97 | 2714.18 | 4688.33 | 1119.65 | 0.78826 | 1118.8617 | 572.65 | 526.16 | 0 | 26.4 | 1204.29 | 201.6 | 10528.1217 | 11953.47 | 25390.87 | 15949.74 | 41340.61
2006 | Hospital | 4A | 22436.18 | 1003.19 | 16691.67 | 3971.66 | 4550.78 | 261.2 | 7107.46 | 2791.97 | 2714.18 | 4626.52 | 1365.03 | 0.78826 | 1364.2417 | 701.81 | 1771.3 | 0 | 26.4 | 1261.25 | 197.81 | 13438.7217 | 16691.67 | 28297.34 | 20744.89 | 49042.23
2006 | Hospital | 4B | 22436.18 | 1262.11 | 9803.2 | 2630.89 | 4550.78 | 261.4 | 7107.46 | 2791.97 | 2714.18 | 4773.85 | 947.6 | 0.78826 | 946.8117 | 327.65 | 3429.67 | 0 | 26.4 | 1241.57 | 196.91 | 13370.9817 | 9803.2 | 28228.89 | 13836.74 | 42065.63
2006 | Hospital | 4C | 22436.18 | 943.3 | 15619.17 | 2052.12 | 4550.78 | 260.9 | 7107.46 | 2791.97 | 2714.18 | 4696.64 | 950.63 | 0.78826 | 949.8417 | 199.67 | 937.59 | 0 | 26.4 | 1278.93 | 193.86 | 9779.1617 | 15619.17 | 24633.52 | 19690.07 | 44323.59
2006 | Hospital | 5A | 22436.18 | 1147.37 | 21434.01 | 2912.09 | 4550.78 | 261.28 | 7107.46 | 2791.97 | 2714.18 | 5265.55 | 1223.9 | 0.78826 | 1223.1117 | 441.07 | 2113.46 | 0 | 26.4 | 1320.89 | 193.23 | 13102.6517 | 21434.01 | 27956.77 | 25546.88 | 53503.65
2006 | Hospital | 5B | 22436.18 | 1435.86 | 11792.53 | 2187.14 | 4550.78 | 261.29 | 7107.46 | 2791.97 | 2714.18 | 4770.19 | 868.67 | 0.78826 | 867.8817 | 213.23 | 3441.78 | 0 | 26.4 | 1301.9 | 193.1 | 12916.0817 | 11792.53 | 27770.07 | 15886.4 | 43656.47
2006 | Hospital | 5C | 22436.18 | 1073.24 | 17880.71 | 1750.04 | 4550.78 | 260.88 | 7107.46 | 2791.97 | 2714.18 | 4961.78 | 856.71 | 0.78826 | 855.9217 | 125.69 | 980.66 | 0 | 26.4 | 1311.43 | 191.14 | 9747.3317 | 17880.71 | 24598.95 | 21984.11 | 46583.06
2006 | Hospital | 6A | 22436.18 | 1165.98 | 24349.01 | 2920.04 | 4550.78 | 261.16 | 7107.46 | 2791.97 | 2714.18 | 4894.54 | 1284.74 | 0.78826 | 1283.9517 | 468.78 | 2527.89 | 0 | 26.41 | 1371.55 | 191.99 | 13261.1817 | 24349.01 | 28113.94 | 28512.53 | 56626.47
2006 | Hospital | 6B | 22436.18 | 1590.42 | 17339.29 | 2024.22 | 4550.78 | 260.97 | 7107.46 | 2791.97 | 2714.18 | 4612.3 | 914.69 | 0.78826 | 913.9017 | 149.26 | 3593.55 | 0 | 26.41 | 1356.55 | 190.14 | 12883.6517 | 17339.29 | 27734.37 | 21487.81 | 49222.18
2006 | Hospital | 7 | 22436.18 | 1332.01 | 28414.5 | 2788.73 | 4550.78 | 260.81 | 7107.46 | 2791.97 | 2714.18 | 4941.96 | 1205.04 | 0.78826 | 1204.2517 | 345.43 | 3150.64 | 0 | 26.41 | 1432.61 | 189.78 | 13763.0217 | 28414.5 | 28613.22 | 32639.08 | 61252.3
2006 | Hospital | 8 | 22436.18 | 1644.59 | 33092.59 | 1727.89 | 4550.78 | 259.37 | 7107.46 | 2791.97 | 2714.18 | 4595.28 | 926.38 | 0.78826 | 925.5917 | 112.3 | 4029.91 | 0 | 26.42 | 1523.05 | 185.56 | 13035.5617 | 33092.59 | 27880.11 | 37407.61 | 65287.72
2009 | Hospital | 0A | 22436.18 | 0 | 9268.23 | 14353.7 | 4550.78 | 212.55 | 7107.46 | 2791.97 | 2714.18 | 5703.23 | 2301.49 | 0.78826 | 2300.7017 | 2876.31 | 0 | 0 | 26.4 | 1084.44 | 222.76 | 25233.9417 | 9268.23 | 40068.84 | 13144.65 | 53213.49
2009 | Hospital | 0B | 22436.18 | 42.33 | 8590.36 | 8923.86 | 4550.78 | 212.59 | 7107.46 | 2791.97 | 2714.18 | 4931.2 | 2052.72 | 0.78826 | 2051.9317 | 1976.16 | 27.87 | 0 | 26.4 | 1082.72 | 221.57 | 17953.3517 | 8590.36 | 32787.11 | 12465.05 | 45252.16
2009 | Hospital | 1A | 22436.18 | 0 | 11630.43 | 10073.68 | 4550.78 | 212.61 | 7107.46 | 2791.97 | 2714.18 | 5743.84 | 2136.85 | 0.78826 | 2136.0617 | 2354.65 | 0 | 0 | 26.4 | 1107.88 | 218.29 | 20308.2317 | 11630.43 | 35138.74 | 15530.28 | 50669.02
2009 | Hospital | 1B | 22436.18 | 154.83 | 8803.82 | 7488.85 | 4550.78 | 212.35 | 7107.46 | 2791.97 | 2714.18 | 5023.78 | 1770.87 | 0.78826 | 1770.0817 | 1463.35 | 78.08 | 0 | 26.4 | 1109.39 | 216.51 | 15978.9717 | 8803.82 | 30807.43 | 12705.18 | 43512.61
2009 | Hospital | 2A | 22436.18 | 274.33 | 14329.4 | 8835.47 | 4550.78 | 212.27 | 7107.46 | 2791.97 | 2714.18 | 6411.64 | 1812.03 | 0.78826 | 1811.2417 | 1940.82 | 324.67 | 383.78 | 26.4 | 1137.31 | 212.64 | 19981.9517 | 14329.4 | 34806.45 | 18258.68 | 53065.13
2009 | Hospital | 2B | 22436.18 | 1256.9 | 12343.84 | 5192.06 | 4550.78 | 212.43 | 7107.46 | 2791.97 | 2714.18 | 5915.86 | 1423.97 | 0.78826 | 1423.1817 | 835.18 | 2709.41 | 0 | 26.4 | 1141.89 | 207.67 | 17332.5917 | 12343.84 | 32152.28 | 16277.71 | 48429.99
2009 | Hospital | 3A | 22436.18 | 704.18 | 16157.23 | 5542.12 | 4550.78 | 212.39 | 7107.46 | 2791.97 | 2714.18 | 6496.61 | 1739.62 | 0.78826 | 1738.8317 | 1118.88 | 1249.91 | 385.13 | 26.4 | 1202.79 | 203.43 | 17235.6617 | 16157.23 | 32051.06 | 20151.99 | 52203.05
2009 | Hospital | 3B | 22436.18 | 1146.55 | 13609.21 | 4497.21 | 4550.78 | 212.38 | 7107.46 | 2791.97 | 2714.18 | 6006.5 | 1318.01 | 0.78826 | 1317.2217 | 701.14 | 2652.58 | 0 | 26.4 | 1184.67 | 203 | 16321.2017 | 13609.21 | 31136.18 | 17585.86 | 48722.04
2009 | Hospital | 3C | 22436.18 | 351.41 | 14452.75 | 3745.9 | 4550.78 | 212.35 | 7107.46 | 2791.97 | 2714.18 | 6379.72 | 1193.85 | 0.78826 | 1193.0617 | 613.95 | 525.45 | 0 | 26.4 | 1205.76 | 201.62 | 12809.4917 | 14452.75 | 27623.06 | 18450.48 | 46073.54
2009 | Hospital | 4A | 22436.18 | 1002.97 | 18979.14 | 4330.15 | 4550.78 | 212.06 | 7107.46 | 2791.97 | 2714.18 | 6351.18 | 1528.28 | 0.78826 | 1527.4917 | 760.13 | 1770.83 | 369.81 | 26.4 | 1262.61 | 197.5 | 16112.5617 | 18979.14 | 30921.72 | 23033.72 | 53955.44
2009 | Hospital | 4B | 22436.18 | 1257.39 | 15974.96 | 3100.31 | 4550.78 | 212.22 | 7107.46 | 2791.97 | 2714.18 | 6163.87 | 1097.15 | 0.78826 | 1096.3617 | 392.92 | 3406.44 | 0 | 26.4 | 1242.54 | 196.91 | 15417.2917 | 15974.96 | 30226.03 | 20009.47 | 50235.5
2009 | Hospital | 4C | 22436.18 | 943.36 | 17216.46 | 2206.45 | 4550.78 | 211.82 | 7107.46 | 2791.97 | 2714.18 | 6384.82 | 1000.84 | 0.78826 | 1000.0517 | 218.36 | 937.39 | 381.12 | 26.4 | 1280.31 | 193.86 | 12071.5517 | 17216.46 | 26876.83 | 21288.74 | 48165.57
2009 | Hospital | 5A | 22436.18 | 1147.3 | 21103.81 | 3110.06 | 4550.78 | 212.13 | 7107.46 | 2791.97 | 2714.18 | 6431.53 | 1322.36 | 0.78826 | 1321.5717 | 469.28 | 2113.68 | 284.96 | 26.4 | 1322.05 | 193.24 | 14878.3817 | 21103.81 | 29683.36 | 25217.84 | 54901.2
2009 | Hospital | 5B | 22436.18 | 1431.66 | 19845.4 | 2520.09 | 4550.78 | 212.14 | 7107.46 | 2791.97 | 2714.18 | 6201.58 | 1002.51 | 0.78826 | 1001.7217 | 256.76 | 3420.62 | 0 | 26.4 | 1302.58 | 193.1 | 14832.4317 | 19845.4 | 29637.28 | 23939.95 | 53577.23
2009 | Hospital | 5C | 22436.18 | 1073.18 | 18074.01 | 1790.96 | 4550.78 | 211.8 | 7107.46 | 2791.97 | 2714.18 | 6344.14 | 868.98 | 0.78826 | 868.1917 | 132.56 | 980.8 | 288.82 | 26.4 | 1312.1 | 191.14 | 11478.6517 | 18074.01 | 26281.21 | 22178.08 | 48459.29
2009 | Hospital | 6A | 22436.18 | 1165.88 | 26224.62 | 3257.47 | 4550.78 | 212.03 | 7107.46 | 2791.97 | 2714.18 | 6525.92 | 1462.25 | 0.78826 | 1461.4617 | 520.5 | 2528.26 | 390.88 | 26.41 | 1372.96 | 192 | 15850.3717 | 26224.62 | 30654 | 30389.55 | 61043.55
2009 | Hospital | 6B | 22436.18 | 1587.71 | 22836.82 | 2262.1 | 4550.78 | 211.88 | 7107.46 | 2791.97 | 2714.18 | 6214.79 | 1028.66 | 0.78826 | 1027.8717 | 176.88 | 3583.26 | 261.82 | 26.41 | 1358.3 | 190.14 | 15114.4317 | 22836.82 | 29916.05 | 26987.09 | 56903.14
2009 | Hospital | 7 | 22436.18 | 1331.92 | 30071.94 | 2953.7 | 4550.78 | 211.75 | 7107.46 | 2791.97 | 2714.18 | 6484.67 | 1284.04 | 0.78826 | 1283.2517 | 365.59 | 3150.5 | 389.35 | 26.41 | 1434.44 | 189.79 | 15958.9817 | 30071.94 | 30760.13 | 34298.35 | 65058.48
2009 | Hospital | 8 | 22436.18 | 1644.26 | 37424.08 | 1801.04 | 4550.78 | 210.58 | 7107.46 | 2791.97 | 2714.18 | 6383.29 | 965.4 | 0.78826 | 964.6117 | 124.45 | 4028.31 | 381.28 | 26.42 | 1524.5 | 185.57 | 15327.2417 | 37424.08 | 30123 | 41740.56 | 71863.56
2012 | Hospital | 0A | 22436.18 | 0 | 12478.47 | 12930.38 | 4131.93 | 212.55 | 7107.46 | 2791.97 | 2646.85 | 6117.93 | 2187.97 | 0.78826 | 2187.1817 | 1521.42 | 0 | 514.46 | 26.4 | 1085.34 | 222.45 | 23271.3717 | 12478.47 | 37619.8 | 16355.78 | 53975.58
2012 | Hospital | 0B | 22436.18 | 41.86 | 11584.45 | 9909.54 | 4131.93 | 212.59 | 7107.46 | 2791.97 | 2646.85 | 6244.27 | 2325.64 | 0.78826 | 2324.8517 | 1137.22 | 27.11 | 380.39 | 26.4 | 1084.02 | 221.3 | 20065.2417 | 11584.45 | 34412.57 | 15460.44 | 49873.01
2012 | Hospital | 1A | 22436.18 | 0 | 13134.21 | 8954.36 | 4131.93 | 212.61 | 7107.46 | 2791.97 | 2646.85 | 6094.9 | 2100.15 | 0.78826 | 2099.3617 | 1210.12 | 0 | 511.47 | 26.4 | 1108.12 | 218.23 | 18870.2117 | 13134.21 | 33214.49 | 17034.3 | 50248.79
2012 | Hospital | 1B | 22436.18 | 153.28 | 11300.36 | 8181.44 | 4131.93 | 212.35 | 7107.46 | 2791.97 | 2646.85 | 6318.61 | 1962.51 | 0.78826 | 1961.7217 | 828.47 | 76.68 | 377.94 | 26.4 | 1110.7 | 216.3 | 17898.1417 | 11300.36 | 32240.22 | 15203.03 | 47443.25
2012 | Hospital | 2A | 22436.18 | 272.53 | 13821.59 | 8064.25 | 4131.93 | 212.27 | 7107.46 | 2791.97 | 2646.85 | 6116.75 | 2123.56 | 0.78826 | 2122.7717 | 972.34 | 320.75 | 463.02 | 26.4 | 1137.31 | 212.42 | 18332.4117 | 13821.59 | 32670.54 | 17750.87 | 50421.41
2012 | Hospital | 2B | 22436.18 | 1253.26 | 11901.85 | 4982.46 | 4131.93 | 212.43 | 7107.46 | 2791.97 | 2646.85 | 6079.83 | 1419.9 | 0.78826 | 1419.1117 | 425.44 | 2698.18 | 245.9 | 26.4 | 1142.46 | 207.67 | 17104.1817 | 11901.85 | 31437.71 | 15836.28 | 47273.99
2012 | Hospital | 3A | 22436.18 | 699.7 | 15399.18 | 5182.83 | 4131.93 | 212.39 | 7107.46 | 2791.97 | 2646.85 | 6240.2 | 1681.54 | 0.78826 | 1680.7517 | 565.42 | 1238.85 | 517.33 | 26.4 | 1202.8 | 203.43 | 16125.0817 | 15399.18 | 30454.32 | 19393.95 | 49848.27
2012 | Hospital | 3B | 22436.18 | 1144.57 | 12659.48 | 4135.29 | 4131.93 | 212.38 | 7107.46 | 2791.97 | 2646.85 | 6210.94 | 1292.17 | 0.78826 | 1291.3817 | 360.44 | 2642.28 | 257.66 | 26.4 | 1185.26 | 202.99 | 16042.5617 | 12659.48 | 30371.36 | 16636.71 | 47008.07
2012 | Hospital | 3C | 22436.18 | 350.86 | 13412.52 | 3414.52 | 4131.93 | 212.35 | 7107.46 | 2791.97 | 2646.85 | 6139.72 | 1154.76 | 0.78826 | 1153.9717 | 310.52 | 523.24 | 136.69 | 26.4 | 1205.76 | 201.61 | 12029.5217 | 13412.52 | 26356.92 | 17410.26 | 43767.18
2012 | Hospital | 4A | 22436.18 | 998 | 17945.87 | 4116.05 | 4131.93 | 212.06 | 7107.46 | 2791.97 | 2646.85 | 6109.56 | 1489.04 | 0.78826 | 1488.2517 | 387.21 | 1734.63 | 452.64 | 26.4 | 1262.63 | 197.5 | 15286.3417 | 17945.87 | 29609.34 | 22000.46 | 51609.8
2012 | Hospital | 4B | 22436.18 | 1250.64 | 13663.72 | 2870.32 | 4131.93 | 212.22 | 7107.46 | 2791.97 | 2646.85 | 6220.52 | 1086.14 | 0.78826 | 1085.3517 | 202.21 | 3355.76 | 320.67 | 26.4 | 1243.15 | 196.91 | 15305.4717 | 13663.72 | 29628.04 | 17698.84 | 47326.88
2012 | Hospital | 4C | 22436.18 | 941.03 | 16246.05 | 2048.39 | 4131.93 | 211.82 | 7107.46 | 2791.97 | 2646.85 | 6159.33 | 975.13 | 0.78826 | 974.3417 | 111.22 | 924.91 | 363.03 | 26.4 | 1280.32 | 193.86 | 11522.2517 | 16246.05 | 25841.35 | 20318.34 | 46159.69
2012 | Hospital | 5A | 22436.18 | 1142.38 | 19761.59 | 2993.5 | 4131.93 | 212.13 | 7107.46 | 2791.97 | 2646.85 | 6199.01 | 1284.56 | 0.78826 | 1283.7717 | 237.26 | 2065.56 | 514.75 | 26.4 | 1322.11 | 193.25 | 14436.2317 | 19761.59 | 28755.04 | 23875.67 | 52630.71
2012 | Hospital | 5B | 22436.18 | 1425.08 | 16275 | 2352.29 | 4131.93 | 212.14 | 7107.46 | 2791.97 | 2646.85 | 6311.96 | 989.08 | 0.78826 | 988.2917 | 131.17 | 3366.23 | 331.62 | 26.4 | 1303.66 | 193.1 | 14906.6417 | 16275 | 29225.32 | 20370.63 | 49595.95
2012 | Hospital | 5C | 22436.18 | 1070.6 | 17126.78 | 1668.8 | 4131.93 | 211.8 | 7107.46 | 2791.97 | 2646.85 | 6131.24 | 847.7 | 0.78826 | 846.9117 | 67.52 | 972.86 | 357.75 | 26.4 | 1312.13 | 191.14 | 11115.6817 | 17126.78 | 25432.05 | 21230.89 | 46662.94
2012 | Hospital | 6A | 22436.18 | 1162.12 | 24314.61 | 3169.34 | 4131.93 | 212.03 | 7107.46 | 2791.97 | 2646.85 | 6270.27 | 1416.66 | 0.78826 | 1415.8717 | 263.48 | 2430.66 | 438.62 | 26.41 | 1372.97 | 192.06 | 15150.3617 | 24314.61 | 29467.9 | 28479.56 | 57947.46
2012 | Hospital | 6B | 22436.18 | 1566.22 | 21902.1 | 2151.81 | 4131.93 | 211.88 | 7107.46 | 2791.97 | 2646.85 | 6617.31 | 1021.05 | 0.78826 | 1020.2617 | 92.06 | 3443.88 | 559.86 | 26.41 | 1358.86 | 190.17 | 15451.4017 | 21902.1 | 29766.89 | 26052.93 | 55819.82
2012 | Hospital | 7 | 22436.18 | 1326.28 | 27969.89 | 2648.85 | 4131.93 | 211.75 | 7107.46 | 2791.97 | 2646.85 | 6215.98 | 1199.49 | 0.78826 | 1198.7017 | 172.55 | 3021.24 | 433.9 | 26.41 | 1434.37 | 189.56 | 15017.5017 | 27969.89 | 29332.25 | 32196.23 | 61528.48
2012 | Hospital | 8 | 22436.18 | 1635.82 | 34994.99 | 1542.6 | 4131.93 | 210.58 | 7107.46 | 2791.97 | 2646.85 | 6126.09 | 914.15 | 0.78826 | 913.3617 | 55.22 | 3836.24 | 441.19 | 26.42 | 1524.52 | 185.38 | 14550.5217 | 34994.99 | 28859.92 | 39311.48 | 68171.4
2015 | Hospital | 0A | 22436.18 | 0 | 4519.86 | 6442.1 | 3217.08 | 201.08 | 7090.45 | 2791.97 | 2613.17 | 2823.7 | 1216.87 | 0.78826 | 1216.0817 | 982.78 | 0 | 275.72 | 26.4 | 992.94 | 180.41 | 11740.3817 | 4519.86 | 25069.76 | 8304.77 | 33374.53
2015 | Hospital | 0B | 22436.18 | 24.53 | 4519.68 | 4936.94 | 3218.1 | 201.12 | 7090.45 | 2791.97 | 2613.17 | 2825.77 | 1055.79 | 0.78826 | 1055.0017 | 630.05 | 18 | 275.72 | 26.4 | 993.58 | 179.37 | 9766.0117 | 4519.68 | 23095.41 | 8305.24 | 31400.65
2015 | Hospital | 1A | 22436.18 | 0 | 4873.49 | 4828.81 | 3219.07 | 201.14 | 7090.45 | 2791.97 | 2613.17 | 2794.4 | 1026.54 | 0.78826 | 1025.7517 | 780.93 | 0 | 275.72 | 26.4 | 1015.75 | 176.58 | 9705.6117 | 4873.49 | 23033.2 | 8681.22 | 31714.42
2015 | Hospital | 1B | 22436.18 | 99.3 | 4797.48 | 4580.85 | 3219.11 | 200.89 | 7090.45 | 2791.97 | 2613.17 | 2861.97 | 944.56 | 0.78826 | 943.7717 | 468.21 | 64.28 | 275.72 | 26.4 | 1027.5 | 174.79 | 9294.1017 | 4797.48 | 22619.68 | 8616.95 | 31236.63
2015 | Hospital | 2A | 22436.18 | 187.63 | 5344.83 | 4251.85 | 3219.59 | 200.82 | 7090.45 | 2791.97 | 2613.17 | 2815.12 | 1001.48 | 0.78826 | 1000.6917 | 581.41 | 291.42 | 245.95 | 26.4 | 1058.23 | 171.12 | 9374.0717 | 5344.83 | 22696.4 | 9195.03 | 31891.43
2015 | Hospital | 2B | 22436.18 | 859.4 | 4723.75 | 2656.39 | 3220.8 | 200.96 | 7090.45 | 2791.97 | 2613.17 | 2971.9 | 728.17 | 0.78826 | 727.3817 | 216.2 | 2167.45 | 219.67 | 26.4 | 1065.44 | 166.54 | 9818.3917 | 4723.75 | 23137.51 | 8581.16 | 31718.67
2015 | Hospital | 3A | 22436.18 | 479.95 | 5945.3 | 2784.79 | 3220.5 | 200.93 | 7090.45 | 2791.97 | 2613.17 | 2927.31 | 837.14 | 0.78826 | 836.3517 | 329.08 | 1066.24 | 231.89 | 26.4 | 1144.37 | 162.69 | 8655.6117 | 5945.3 | 21970.53 | 9881.64 | 31852.17
2015 | Hospital | 3B | 22436.18 | 780.02 | 4771.56 | 2238.66 | 3219.81 | 200.92 | 7090.45 | 2791.97 | 2613.17 | 3098.97 | 675.2 | 0.78826 | 674.4117 | 189.16 | 2267.4 | 211.8 | 26.4 | 1120.45 | 162.22 | 9460.4217 | 4771.56 | 22774.18 | 8683.98 | 31458.16
2015 | Hospital | 3C | 22436.18 | 239.54 | 5716.64 | 1895.93 | 3219.45 | 200.89 | 7090.45 | 2791.97 | 2613.17 | 2836.19 | 620.74 | 0.78826 | 619.9517 | 143.42 | 483.88 | 0 | 26.4 | 1149.03 | 161.11 | 6218.9117 | 5716.64 | 19531.16 | 9657.64 | 29188.8
2015 | Hospital | 4A | 22436.18 | 683.02 | 6861.38 | 2240.76 | 3217.52 | 200.62 | 7090.45 | 2791.97 | 2613.17 | 2922.89 | 783.5 | 0.78826 | 782.7117 | 223.95 | 1457.72 | 237.16 | 26.4 | 1224.55 | 157.13 | 8548.2117 | 6861.38 | 21854.28 | 10877.91 | 32732.19
2015 | Hospital | 4B | 22436.18 | 857.53 | 4822.57 | 1667.26 | 3217.46 | 200.77 | 7090.45 | 2791.97 | 2613.17 | 3264.06 | 592.16 | 0.78826 | 591.3717 | 75.03 | 2920.08 | 207.59 | 26.4 | 1200.57 | 156.47 | 9582.9217 | 4822.57 | 22888.43 | 8815.11 | 31703.54
2015 | Hospital | 4C | 22436.18 | 641.47 | 6429.24 | 1200.87 | 3219.08 | 200.39 | 7090.45 | 2791.97 | 2613.17 | 2955.82 | 557.57 | 0.78826 | 556.7817 | 36.32 | 801.5 | 208.71 | 26.4 | 1246.77 | 153.78 | 6401.4717 | 6429.24 | 19705.53 | 10467.98 | 30173.51
2015 | Hospital | 5A | 22436.18 | 786.64 | 7402.69 | 1665.44 | 3217.91 | 200.68 | 7090.45 | 2791.97 | 2613.17 | 2975.93 | 701.04 | 0.78826 | 700.2517 | 137.95 | 1646.78 | 222.91 | 26.4 | 1297.45 | 153.21 | 8135.9017 | 7402.69 | 21438.52 | 11492.11 | 32930.63
2015 | Hospital | 5B | 22436.18 | 982.68 | 5551.32 | 1407.27 | 3217.49 | 200.69 | 7090.45 | 2791.97 | 2613.17 | 3301.07 | 559.01 | 0.78826 | 558.2217 | 32.66 | 2793.36 | 216.31 | 26.4 | 1275.82 | 152.89 | 9291.5717 | 5551.32 | 22593.45 | 9619.12 | 32212.57
2015 | Hospital | 5C | 22436.18 | 727.37 | 6620.67 | 987.15 | 3218.91 | 200.37 | 7090.45 | 2791.97 | 2613.17 | 2973.38 | 508.23 | 0.78826 | 507.4417 | 30.58 | 828.05 | 220.68 | 26.4 | 1290.57 | 151.22 | 6274.6517 | 6620.67 | 19575.97 | 10703.22 | 30279.19
2015 | Hospital | 6A | 22436.18 | 802.68 | 9727.91 | 1786.56 | 3217.95 | 200.59 | 7090.45 | 2791.97 | 2613.17 | 3007.93 | 754.41 | 0.78826 | 753.6217 | 142.44 | 1838.97 | 228.42 | 26.4 | 1355.72 | 152.39 | 8560.6217 | 9727.91 | 21862.35 | 13875.6 | 35737.95
2015 | Hospital | 6B | 22436.18 | 1086.85 | 8489.74 | 1278.6 | 3218.27 | 200.44 | 7090.45 | 2791.97 | 2613.17 | 3187.14 | 563.53 | 0.78826 | 562.7417 | 25.96 | 2855.36 | 223.23 | 26.4 | 1340.6 | 150.39 | 9219.8817 | 8489.74 | 22519.8 | 12622.32 | 35142.12
2015 | Hospital | 7 | 22436.18 | 913.8 | 11040.64 | 1509.89 | 3217.61 | 200.32 | 7090.45 | 2791.97 | 2613.17 | 3011.4 | 669.8 | 0.78826 | 669.0117 | 94.33 | 2229.71 | 234.41 | 26.4 | 1426.09 | 150.18 | 8662.5517 | 11040.64 | 21961.47 | 15258.7 | 37220.17
2015 | Hospital | 8 | 22436.18 | 1125.83 | 13938.5 | 1004.57 | 3221.29 | 199.22 | 7090.45 | 2791.97 | 2613.17 | 2978.75 | 545.3 | 0.78826 | 544.5117 | 22.72 | 2739.23 | 241.81 | 26.4 | 1520.76 | 146.75 | 8657.4217 | 13938.5 | 21955.49 | 18251.23 | 40206.72
2018 | Hospital | 0A | 22436.18 | 0 | 4278.36 | 5892.76 | 3265.86 | 143.74 | 7090.45 | 2791.97 | 2580.32 | 2817.51 | 1145.95 | 0.78826 | 1145.1617 | 978.85 | 0 | 203.22 | 26.4 | 992.93 | 180.41 | 11037.5017 | 4278.36 | 24325.48 | 8063.26 | 32388.74
2018 | Hospital | 0B | 22436.18 | 23.93 | 4273.25 | 4722.26 | 3266.82 | 143.77 | 7090.45 | 2791.97 | 2580.32 | 2817.72 | 1034.66 | 0.78826 | 1033.8717 | 620.5 | 18.34 | 203.22 | 26.4 | 993.58 | 179.37 | 9439.8417 | 4273.25 | 22727.75 | 8058.8 | 30786.55
2018 | Hospital | 1A | 22436.18 | 0 | 4631.42 | 4416.76 | 3267.76 | 143.79 | 7090.45 | 2791.97 | 2580.32 | 2784.5 | 965.31 | 0.78826 | 964.5217 | 764.99 | 0 | 203.22 | 26.4 | 1015.74 | 176.58 | 9133.9917 | 4631.42 | 22420.09 | 8439.13 | 30859.22
2018 | Hospital | 1B | 22436.18 | 96.16 | 4574.79 | 4416.98 | 3267.78 | 143.61 | 7090.45 | 2791.97 | 2580.32 | 2850.37 | 933.12 | 0.78826 | 932.3317 | 462.17 | 64.21 | 203.22 | 26.4 | 1027.5 | 174.79 | 9025.4417 | 4574.79 | 22309.58 | 8394.26 | 30703.84
2018 | Hospital | 2A | 22436.18 | 182.08 | 5120.65 | 3919.88 | 3268.26 | 143.56 | 7090.45 | 2791.97 | 2580.32 | 2803.85 | 954.75 | 0.78826 | 953.9617 | 571.11 | 287.4 | 192.33 | 26.4 | 1058.2 | 171.12 | 8910.6117 | 5120.65 | 22191.51 | 8970.82 | 31162.33
2018 | Hospital | 2B | 22436.18 | 834.5 | 4515.9 | 2601.37 | 3269.43 | 143.66 | 7090.45 | 2791.97 | 2580.32 | 2952.76 | 721.02 | 0.78826 | 720.2317 | 213.48 | 2171.49 | 182.14 | 26.4 | 1065.4 | 166.54 | 9675.9717 | 4515.9 | 22953.57 | 8373.27 | 31326.84
2018 | Hospital | 3A | 22436.18 | 467.06 | 5776.39 | 2623.09 | 3269.13 | 143.63 | 7090.45 | 2791.97 | 2580.32 | 2916.35 | 816.54 | 0.78826 | 815.7517 | 324.81 | 1037.47 | 187.29 | 26.4 | 1144.37 | 162.69 | 8371.8217 | 5776.39 | 21645.24 | 9712.74 | 31357.98
2018 | Hospital | 3B | 22436.18 | 757.64 | 4612.91 | 2201.33 | 3268.47 | 143.63 | 7090.45 | 2791.97 | 2580.32 | 3080.13 | 670.32 | 0.78826 | 669.5317 | 185.56 | 2245.89 | 179.69 | 26.4 | 1120.43 | 162.22 | 9319.7717 | 4612.91 | 22592.06 | 8525.31 | 31117.37
2018 | Hospital | 3C | 22436.18 | 232.17 | 5526.95 | 1883.12 | 3268.11 | 143.61 | 7090.45 | 2791.97 | 2580.32 | 2825.08 | 581.72 | 0.78826 | 580.9317 | 141.31 | 483.57 | 0 | 26.4 | 1148.98 | 161.11 | 6146.1817 | 5526.95 | 19416.97 | 9467.9 | 28884.87
2018 | Hospital | 4A | 22436.18 | 664.75 | 6827.12 | 2151.96 | 3266.89 | 143.41 | 7090.45 | 2791.97 | 2580.32 | 2909.47 | 724.29 | 0.78826 | 723.5017 | 220.86 | 1395.51 | 190.37 | 26.4 | 1224.51 | 157.13 | 8256.4217 | 6827.12 | 21521.82 | 10843.6 | 32365.42
2018 | Hospital | 4B | 22436.18 | 830.87 | 4737.11 | 1644.94 | 3266.9 | 143.52 | 7090.45 | 2791.97 | 2580.32 | 3238.4 | 589.39 | 0.78826 | 588.6017 | 73.94 | 2844.41 | 168.88 | 26.4 | 1200.59 | 156.47 | 9390.0417 | 4737.11 | 22654.9 | 8729.67 | 31384.57
2018 | Hospital | 4C | 22436.18 | 621.47 | 6345.17 | 1190.3 | 3268.44 | 143.25 | 7090.45 | 2791.97 | 2580.32 | 2942.74 | 556.86 | 0.78826 | 556.0717 | 36.13 | 761.35 | 183.16 | 26.4 | 1246.76 | 153.78 | 6291.2217 | 6345.17 | 19554.65 | 10383.9 | 29938.55
2018 | Hospital | 5A | 22436.18 | 769 | 7368.08 | 1648.21 | 3266.95 | 143.46 | 7090.45 | 2791.97 | 2580.32 | 2965.93 | 645.8 | 0.78826 | 645.0117 | 136.73 | 1570.61 | 184.55 | 26.4 | 1297.47 | 153.21 | 7920.0417 | 7368.08 | 21181.61 | 11457.52 | 32639.13
2018 | Hospital | 5B | 22436.18 | 955.07 | 5493.81 | 1393.9 | 3266.54 | 143.46 | 7090.45 | 2791.97 | 2580.32 | 3276.19 | 517.7 | 0.78826 | 516.9117 | 32.37 | 2697.91 | 170.97 | 26.4 | 1275.83 | 152.89 | 9043.3217 | 5493.81 | 22304.18 | 9561.61 | 31865.79
2018 | Hospital | 5C | 22436.18 | 704.16 | 6623.95 | 981.54 | 3267.89 | 143.24 | 7090.45 | 2791.97 | 2580.32 | 2962.19 | 458.51 | 0.78826 | 457.7217 | 30.41 | 762.76 | 182.64 | 26.4 | 1290.57 | 151.22 | 6081.4217 | 6623.95 | 19341.75 | 10706.49 | 30048.24
2018 | Hospital | 6A | 22436.18 | 784.07 | 9594.86 | 1770.05 | 3266.66 | 143.39 | 7090.45 | 2791.97 | 2580.32 | 2993.45 | 682.02 | 0.78826 | 681.2317 | 141.47 | 1724.91 | 187.03 | 26.4 | 1355.69 | 152.39 | 8282.2117 | 9594.86 | 21542.63 | 13742.52 | 35285.15
2018 | Hospital | 6B | 22436.18 | 1057.71 | 8321.17 | 1264.53 | 3266.97 | 143.29 | 7090.45 | 2791.97 | 2580.32 | 3159.22 | 499.59 | 0.78826 | 498.8017 | 25.56 | 2741.59 | 184.63 | 26.4 | 1340.57 | 150.39 | 8932.0417 | 8321.17 | 22190.66 | 12453.71 | 34644.37
2018 | Hospital | 7 | 22436.18 | 892.68 | 10739.35 | 1497.72 | 3266.33 | 143.2 | 7090.45 | 2791.97 | 2580.32 | 3001.27 | 586.44 | 0.78826 | 585.6517 | 93.6 | 2101.93 | 186.41 | 26.4 | 1426.15 | 150.18 | 8359.2617 | 10739.35 | 21616.95 | 14957.48 | 36574.43
2018 | Hospital | 8 | 22436.18 | 1096.79 | 13500.89 | 991.13 | 3269.84 | 142.41 | 7090.45 | 2791.97 | 2580.33 | 2962.61 | 437.08 | 0.78826 | 436.2917 | 22.37 | 2580.4 | 187.4 | 26.4 | 1520.82 | 146.75 | 8276.9917 | 13500.89 | 21533.94 | 17813.68 | 39347.62
2006 | Large Hotel | 0A | 11345.29 | 0 | 2073.25 | 10240.4 | 1508.53 | 306.52 | 1751.31 | 1788.85 | 1035.5 | 2209.33 | 569.39 | 1.5108 | 567.8792 | 0 | 0 | 615.88 | 90.82 | 1754.63 | 73.68 | 13633.4892 | 2073.25 | 18401.36 | 5616.73 | 24018.09
2006 | Large Hotel | 0B | 11345.29 | 0 | 3314.66 | 9665.36 | 1508.53 | 306.58 | 1751.31 | 1788.85 | 1035.5 | 2435.5 | 545.23 | 1.5108 | 543.7192 | 0 | 0 | 675.94 | 90.83 | 1768.94 | 73.06 | 13320.5192 | 3314.66 | 18087.84 | 6872.46 | 24960.3
2006 | Large Hotel | 1A | 11345.29 | 0 | 2149.37 | 6901.59 | 1508.53 | 306.61 | 1751.31 | 1788.85 | 1035.5 | 2040.46 | 433.75 | 1.5108 | 432.2392 | 0 | 0 | 575.66 | 90.82 | 1818.89 | 73.72 | 9949.9492 | 2149.37 | 14717.95 | 5757.11 | 20475.06
2006 | Large Hotel | 1B | 11345.29 | 0 | 3686.3 | 7631.13 | 1508.53 | 306.23 | 1751.31 | 1788.85 | 1035.5 | 2393.13 | 451.23 | 1.5108 | 449.7192 | 0 | 0 | 673.5 | 90.83 | 1827.36 | 72.91 | 11147.4792 | 3686.3 | 15914.3 | 7302.52 | 23216.82
2006 | Large Hotel | 2A | 11345.29 | 0 | 3370.41 | 6460.1 | 1508.53 | 306.12 | 1751.31 | 1788.85 | 1035.5 | 2069.52 | 456.66 | 1.5108 | 455.1492 | 0 | 0 | 598.57 | 90.83 | 1894.2 | 73.02 | 9583.3392 | 3370.41 | 14350.15 | 7053.46 | 21403.61
2006 | Large Hotel | 2B | 11345.29 | 0 | 3900.21 | 4487.81 | 1508.53 | 306.35 | 1751.31 | 1788.85 | 1035.5 | 2365.81 | 342.31 | 1.5108 | 340.7992 | 0 | 0 | 467.1 | 90.83 | 1899.44 | 71.9 | 7661.5192 | 3900.21 | 12427.45 | 7588.5 | 20015.95
2006 | Large Hotel | 3A | 11345.29 | 0 | 3906.97 | 3677.14 | 1508.53 | 306.29 | 1751.31 | 1788.85 | 1035.5 | 1957.36 | 316.82 | 1.5108 | 315.3092 | 0 | 0 | 584.41 | 90.83 | 2024.91 | 72.49 | 6534.2192 | 3906.97 | 11300.68 | 7720.73 | 19021.41
2006 | Large Hotel | 3B | 11345.29 | 0 | 4409.43 | 3326.59 | 1508.53 | 306.28 | 1751.31 | 1788.85 | 1035.5 | 2330.33 | 281.65 | 1.5108 | 280.1392 | 0 | 0 | 473.35 | 90.83 | 1991.32 | 71.84 | 6410.4092 | 4409.43 | 11176.2 | 8189.6 | 19365.8
2006 | Large Hotel | 3C | 11345.29 | 0 | 3809.63 | 2485.71 | 1508.53 | 306.23 | 1751.31 | 1788.85 | 1035.5 | 1839.7 | 230.63 | 1.5108 | 229.1192 | 0 | 0 | 0 | 90.83 | 2039.04 | 72.81 | 4554.5292 | 3809.63 | 9321.25 | 7637.51 | 16958.76
2006 | Large Hotel | 4A | 11345.29 | 0 | 4443.17 | 2511.68 | 1508.53 | 305.82 | 1751.31 | 1788.85 | 1035.5 | 1878.84 | 246.25 | 1.5108 | 244.7392 | 0 | 0 | 562.79 | 90.83 | 2128.7 | 72.16 | 5198.0492 | 4443.17 | 9963.72 | 8360.72 | 18324.44
2006 | Large Hotel | 4B | 11345.29 | 0 | 3849.21 | 2138.45 | 1508.53 | 306.05 | 1751.31 | 1788.85 | 1035.5 | 2257.99 | 218.3 | 1.5108 | 216.7892 | 0 | 0 | 677.08 | 90.83 | 2099.35 | 71.57 | 5290.3092 | 3849.21 | 10055.62 | 7737.42 | 17793.04
2006 | Large Hotel | 4C | 11345.29 | 0 | 4380.69 | 1056.52 | 1508.53 | 305.47 | 1751.31 | 1788.85 | 1035.5 | 1897.87 | 166.15 | 1.5108 | 164.6392 | 0 | 0 | 580.21 | 90.83 | 2160.43 | 72.23 | 3699.2392 | 4380.69 | 8464.63 | 8329.97 | 16794.6
2006 | Large Hotel | 5A | 11345.29 | 0 | 4832.76 | 1609.42 | 1508.53 | 305.91 | 1751.31 | 1788.85 | 1035.5 | 1860.61 | 198.67 | 1.5108 | 197.1592 | 0 | 0 | 390.78 | 90.83 | 2217.43 | 71.99 | 4057.9692 | 4832.76 | 8823.55 | 8839.05 | 17662.6
2006 | Large Hotel | 5B | 11345.29 | 0 | 4248.23 | 1574.45 | 1508.53 | 305.93 | 1751.31 | 1788.85 | 1035.5 | 2209.1 | 183.27 | 1.5108 | 181.7592 | 0 | 0 | 665.5 | 90.83 | 2192.68 | 71.47 | 4630.8092 | 4248.23 | 9395.89 | 8229.76 | 17625.65
2006 | Large Hotel | 5C | 11345.29 | 0 | 4487.43 | 637.57 | 1508.53 | 305.45 | 1751.31 | 1788.85 | 1035.5 | 1866.46 | 132.99 | 1.5108 | 131.4792 | 0 | 0 | 388.61 | 90.83 | 2210.67 | 72.16 | 3024.1192 | 4487.43 | 7789.41 | 8486.95 | 16276.36
2006 | Large Hotel | 6A | 11345.29 | 0 | 5837.85 | 1707.8 | 1508.53 | 305.77 | 1751.31 | 1788.85 | 1035.5 | 1927.35 | 218.32 | 1.5108 | 216.8092 | 0 | 0 | 570.19 | 90.84 | 2283.61 | 71.39 | 4422.1492 | 5837.85 | 9187 | 9910.31 | 19097.31
2006 | Large Hotel | 6B | 11345.29 | 0 | 5525.79 | 1099.18 | 1508.53 | 305.55 | 1751.31 | 1788.85 | 1035.5 | 2104.42 | 167.48 | 1.5108 | 165.9692 | 0 | 0 | 633.74 | 90.84 | 2266.78 | 70.93 | 4003.3092 | 5525.79 | 8767.49 | 9581.42 | 18348.91
2006 | Large Hotel | 7 | 11345.29 | 0 | 7398.97 | 1330.56 | 1508.53 | 305.36 | 1751.31 | 1788.85 | 1035.5 | 2011.67 | 196.26 | 1.5108 | 194.7492 | 0 | 0 | 589.05 | 90.86 | 2362.01 | 70.65 | 4126.0292 | 7398.97 | 8889.76 | 11549.83 | 20439.59
2006 | Large Hotel | 8 | 11345.29 | 0 | 10680.11 | 669.67 | 1508.53 | 303.68 | 1751.31 | 1788.85 | 1035.5 | 2127.04 | 166.51 | 1.5108 | 164.9992 | 0 | 0 | 611.16 | 90.87 | 2467.8 | 69.67 | 3572.8692 | 10680.11 | 8333.94 | 14936.76 | 23270.7
2009 | Large Hotel | 0A | 11345.29 | 0 | 2050.7 | 9317.77 | 1508.53 | 246.53 | 1751.31 | 1788.85 | 1035.5 | 2228.37 | 555.79 | 1.5108 | 554.2792 | 0 | 0 | 544.5 | 90.82 | 1754.65 | 73.68 | 12644.9192 | 2050.7 | 17352.8 | 5594.21 | 22947.01
2009 | Large Hotel | 0B | 11345.29 | 0 | 3176.93 | 8720.17 | 1508.53 | 246.57 | 1751.31 | 1788.85 | 1035.5 | 2453.42 | 530 | 1.5108 | 528.4892 | 0 | 0 | 618.76 | 90.83 | 1768.96 | 73.15 | 12320.8392 | 3176.93 | 17028.25 | 6734.74 | 23762.99
2009 | Large Hotel | 1A | 11345.29 | 0 | 2100.73 | 6189.84 | 1508.53 | 246.6 | 1751.31 | 1788.85 | 1035.5 | 2054.84 | 422.05 | 1.5108 | 420.5392 | 0 | 0 | 516.59 | 90.82 | 1818.93 | 73.75 | 9181.8092 | 2100.73 | 13889.83 | 5708.51 | 19598.34
2009 | Large Hotel | 1B | 11345.29 | 0 | 3190.07 | 6826.28 | 1508.53 | 246.29 | 1751.31 | 1788.85 | 1035.5 | 2403.2 | 429.81 | 1.5108 | 428.2992 | 0 | 0 | 616.96 | 90.82 | 1827.29 | 73.18 | 10274.7392 | 3190.07 | 14981.88 | 6806.22 | 21788.1
2009 | Large Hotel | 2A | 11345.29 | 0 | 2529.36 | 5403.77 | 1508.53 | 246.21 | 1751.31 | 1788.85 | 1035.5 | 1952.1 | 412.17 | 1.5108 | 410.6592 | 0 | 0 | 519.9 | 90.81 | 1894.08 | 73.63 | 8286.4292 | 2529.36 | 12993.92 | 6212.3 | 19206.22
2009 | Large Hotel | 2B | 11345.29 | 0 | 2598.42 | 3600.5 | 1508.53 | 246.38 | 1751.31 | 1788.85 | 1035.5 | 2175.56 | 297.64 | 1.5108 | 296.1292 | 0 | 0 | 429.77 | 90.81 | 1899.34 | 72.57 | 6501.9592 | 2598.42 | 11208.57 | 6286.61 | 17495.18
2009 | Large Hotel | 3A | 11345.29 | 0 | 2898.72 | 3119.01 | 1508.53 | 246.34 | 1751.31 | 1788.85 | 1035.5 | 1916.13 | 288.37 | 1.5108 | 286.8592 | 0 | 0 | 522.94 | 90.81 | 2024.71 | 73.48 | 5844.9392 | 2898.72 | 10552.42 | 6712.29 | 17264.71
2009 | Large Hotel | 3B | 11345.29 | 0 | 2645.2 | 2674.6 | 1508.53 | 246.33 | 1751.31 | 1788.85 | 1035.5 | 2152.36 | 243.3 | 1.5108 | 241.7892 | 0 | 0 | 437.46 | 90.81 | 1991.08 | 72.87 | 5506.2092 | 2645.2 | 10213.07 | 6425.13 | 16638.2
2009 | Large Hotel | 3C | 11345.29 | 0 | 2955.7 | 1925.98 | 1508.53 | 246.29 | 1751.31 | 1788.85 | 1035.5 | 1802.35 | 203.12 | 1.5108 | 201.6092 | 0 | 0 | 0 | 90.82 | 2038.76 | 73.38 | 3929.9392 | 2955.7 | 8637.28 | 6783.31 | 15420.59
2009 | Large Hotel | 4A | 11345.29 | 0 | 3210.55 | 2125.8 | 1508.53 | 245.96 | 1751.31 | 1788.85 | 1035.5 | 1837.79 | 224.41 | 1.5108 | 222.8992 | 0 | 0 | 497.57 | 90.8 | 2128.41 | 73.58 | 4684.0592 | 3210.55 | 9391.25 | 7127.82 | 16519.07
2009 | Large Hotel | 4B | 11345.29 | 0 | 2540.74 | 1807.03 | 1508.53 | 246.15 | 1751.31 | 1788.85 | 1035.5 | 2203.14 | 195.78 | 1.5108 | 194.2692 | 0 | 0 | 611.25 | 90.8 | 2098.95 | 72.97 | 4815.6892 | 2540.74 | 9522.46 | 6428.54 | 15951
2009 | Large Hotel | 4C | 11345.29 | 0 | 2837.94 | 813.29 | 1508.53 | 245.68 | 1751.31 | 1788.85 | 1035.5 | 1888.41 | 142.13 | 1.5108 | 140.6192 | 0 | 0 | 354.39 | 90.79 | 2160.08 | 73.95 | 3196.7092 | 2837.94 | 7903.97 | 6786.88 | 14690.85
2009 | Large Hotel | 5A | 11345.29 | 0 | 3906.34 | 1359.11 | 1508.53 | 246.04 | 1751.31 | 1788.85 | 1035.5 | 1870.68 | 181.93 | 1.5108 | 180.4192 | 0 | 0 | 378.58 | 90.8 | 2217.13 | 73.54 | 3788.7892 | 3906.34 | 8496.01 | 7912.32 | 16408.33
2009 | Large Hotel | 5B | 11345.29 | 0 | 3203.34 | 1357.02 | 1508.53 | 246.05 | 1751.31 | 1788.85 | 1035.5 | 2221.02 | 166.97 | 1.5108 | 165.4592 | 0 | 0 | 459.78 | 90.8 | 2192.18 | 72.95 | 4203.2792 | 3203.34 | 8909.93 | 7184.37 | 16094.3
2009 | Large Hotel | 5C | 11345.29 | 0 | 2793.03 | 480.17 | 1508.53 | 245.66 | 1751.31 | 1788.85 | 1035.5 | 1857.74 | 111.11 | 1.5108 | 109.5992 | 0 | 0 | 396.28 | 90.79 | 2210.39 | 74.15 | 2843.7892 | 2793.03 | 7551.24 | 6792.28 | 14343.52
2009 | Large Hotel | 6A | 11345.29 | 0 | 5199.2 | 1440.21 | 1508.53 | 245.92 | 1751.31 | 1788.85 | 1035.5 | 1941.65 | 201.46 | 1.5108 | 199.9492 | 0 | 0 | 399.62 | 90.81 | 2283.21 | 72.84 | 3981.4292 | 5199.2 | 8687.85 | 9271.27 | 17959.12
2009 | Large Hotel | 6B | 11345.29 | 0 | 4477.72 | 937.23 | 1508.53 | 245.75 | 1751.31 | 1788.85 | 1035.5 | 2110.88 | 152.7 | 1.5108 | 151.1892 | 0 | 0 | 579.92 | 90.81 | 2266.39 | 72.47 | 3779.2192 | 4477.72 | 8485.11 | 8532.96 | 17018.07
2009 | Large Hotel | 7 | 11345.29 | 0 | 6759.93 | 1109.07 | 1508.53 | 245.6 | 1751.31 | 1788.85 | 1035.5 | 1995.54 | 182.14 | 1.5108 | 180.6292 | 0 | 0 | 530.27 | 90.82 | 2361.68 | 72.15 | 3815.5092 | 6759.93 | 8520.93 | 10910.47 | 19431.4
2009 | Large Hotel | 8 | 11345.29 | 0 | 10199.49 | 548.64 | 1508.53 | 244.24 | 1751.31 | 1788.85 | 1035.5 | 2101.5 | 153.77 | 1.5108 | 152.2592 | 0 | 0 | 546.9 | 90.84 | 2467.39 | 71.18 | 3349.2992 | 10199.49 | 8052.41 | 14455.73 | 22508.14
2012 | Large Hotel | 0A | 11345.29 | 0 | 1841.26 | 7917.98 | 1395.41 | 246.53 | 1751.31 | 1788.85 | 1011.27 | 1901.51 | 490.85 | 1.5108 | 489.3392 | 0 | 0 | 534.71 | 90.81 | 1754.66 | 73.89 | 10843.5392 | 1841.26 | 15414.27 | 5384.78 | 20799.05
2012 | Large Hotel | 0B | 11345.29 | 0 | 2303.41 | 7083.52 | 1395.41 | 246.57 | 1751.31 | 1788.85 | 1011.27 | 2012.59 | 438.44 | 1.5108 | 436.9292 | 0 | 0 | 564.55 | 90.82 | 1768.99 | 73.48 | 10097.5892 | 2303.41 | 14667.96 | 5861.25 | 20529.21
2012 | Large Hotel | 1A | 11345.29 | 0 | 1820.23 | 5433.91 | 1395.41 | 246.6 | 1751.31 | 1788.85 | 1011.27 | 1809.16 | 378.24 | 1.5108 | 376.7292 | 0 | 0 | 510.19 | 90.81 | 1818.89 | 73.96 | 8129.9892 | 1820.23 | 12700.85 | 5427.98 | 18128.83
2012 | Large Hotel | 1B | 11345.29 | 0 | 2194.12 | 5594.7 | 1395.41 | 246.29 | 1751.31 | 1788.85 | 1011.27 | 1993.23 | 364 | 1.5108 | 362.4892 | 0 | 0 | 566.93 | 90.82 | 1827.34 | 73.53 | 8517.3492 | 2194.12 | 13087.48 | 5810.31 | 18897.79
2012 | Large Hotel | 2A | 11345.29 | 0 | 2061.49 | 5007.67 | 1395.41 | 246.21 | 1751.31 | 1788.85 | 1011.27 | 1827.94 | 393.4 | 1.5108 | 391.8892 | 0 | 0 | 449.52 | 90.81 | 1894.08 | 73.81 | 7677.0192 | 2061.49 | 12247.34 | 5744.42 | 17991.76
2012 | Large Hotel | 2B | 11345.29 | 0 | 2104.34 | 3364.22 | 1395.41 | 246.38 | 1751.31 | 1788.85 | 1011.27 | 2042.63 | 285.6 | 1.5108 | 284.0892 | 0 | 0 | 440.49 | 90.81 | 1899.42 | 72.74 | 6131.4292 | 2104.34 | 10700.87 | 5792.61 | 16493.48
2012 | Large Hotel | 3A | 11345.29 | 0 | 2209.19 | 2949.23 | 1395.41 | 246.34 | 1751.31 | 1788.85 | 1011.27 | 1797.97 | 281.47 | 1.5108 | 279.9592 | 0 | 0 | 529.79 | 90.8 | 2024.73 | 73.66 | 5556.9492 | 2209.19 | 10127.25 | 6022.78 | 16150.03
2012 | Large Hotel | 3B | 11345.29 | 0 | 2226.37 | 2575.58 | 1395.41 | 246.33 | 1751.31 | 1788.85 | 1011.27 | 2034.48 | 236.21 | 1.5108 | 234.6992 | 0 | 0 | 563.27 | 90.8 | 1991.14 | 73.05 | 5408.0292 | 2226.37 | 9977.71 | 6006.36 | 15984.07
2012 | Large Hotel | 3C | 11345.29 | 0 | 1887.29 | 1748.6 | 1395.41 | 246.29 | 1751.31 | 1788.85 | 1011.27 | 1708.46 | 193.6 | 1.5108 | 192.0892 | 0 | 0 | 190.88 | 90.8 | 2038.79 | 74.16 | 3840.0292 | 1887.29 | 8410.78 | 5714.93 | 14125.71
2012 | Large Hotel | 4A | 11345.29 | 0 | 2107.24 | 2072.3 | 1395.41 | 245.96 | 1751.31 | 1788.85 | 1011.27 | 1749.6 | 230.71 | 1.5108 | 229.1992 | 0 | 0 | 433.68 | 90.79 | 2128.47 | 73.8 | 4484.7792 | 2107.24 | 9054.84 | 6024.56 | 15079.4
2012 | Large Hotel | 4B | 11345.29 | 0 | 2011.8 | 1797.29 | 1395.41 | 246.15 | 1751.31 | 1788.85 | 1011.27 | 2115.7 | 195.89 | 1.5108 | 194.3792 | 0 | 0 | 425.18 | 90.79 | 2098.95 | 73.18 | 4532.5492 | 2011.8 | 9102.17 | 5899.61 | 15001.78
2012 | Large Hotel | 4C | 11345.29 | 0 | 2221.04 | 845.77 | 1395.41 | 245.68 | 1751.31 | 1788.85 | 1011.27 | 1803.83 | 149.51 | 1.5108 | 147.9992 | 0 | 0 | 500.57 | 90.79 | 2160.07 | 74.18 | 3298.1692 | 2221.04 | 7868.31 | 6169.96 | 14038.27
2012 | Large Hotel | 5A | 11345.29 | 0 | 2471.4 | 1344.55 | 1395.41 | 246.04 | 1751.31 | 1788.85 | 1011.27 | 1746.29 | 184.8 | 1.5108 | 183.2892 | 0 | 0 | 519.15 | 90.79 | 2217.12 | 73.78 | 3793.2792 | 2471.4 | 8363.39 | 6477.38 | 14840.77
2012 | Large Hotel | 5B | 11345.29 | 0 | 2511.16 | 1353.92 | 1395.41 | 246.05 | 1751.31 | 1788.85 | 1011.27 | 2108.82 | 168 | 1.5108 | 166.4892 | 0 | 0 | 438.57 | 90.79 | 2192.23 | 73.2 | 4067.7992 | 2511.16 | 8637.35 | 6492.25 | 15129.6
2012 | Large Hotel | 5C | 11345.29 | 0 | 1746.43 | 548.07 | 1395.41 | 245.66 | 1751.31 | 1788.85 | 1011.27 | 1775.43 | 125.16 | 1.5108 | 123.6492 | 0 | 0 | 540.39 | 90.78 | 2210.39 | 74.38 | 2987.5392 | 1746.43 | 7557.86 | 5745.68 | 13303.54
2012 | Large Hotel | 6A | 11345.29 | 0 | 3615.73 | 1412.61 | 1395.41 | 245.92 | 1751.31 | 1788.85 | 1011.27 | 1796.49 | 200.84 | 1.5108 | 199.3292 | 0 | 0 | 414.34 | 90.8 | 2283.22 | 73.09 | 3822.7692 | 3615.73 | 8392.1 | 7687.8 | 16079.9
2012 | Large Hotel | 6B | 11345.29 | 0 | 3100.1 | 960.44 | 1395.41 | 245.75 | 1751.31 | 1788.85 | 1011.27 | 1980.84 | 155.2 | 1.5108 | 153.6892 | 0 | 0 | 470.41 | 90.8 | 2266.36 | 72.76 | 3565.3792 | 3100.1 | 8134.19 | 7155.31 | 15289.5
2012 | Large Hotel | 7 | 11345.29 | 0 | 4759.27 | 1109.94 | 1395.41 | 245.6 | 1751.31 | 1788.85 | 1011.27 | 1815.22 | 183.7 | 1.5108 | 182.1892 | 0 | 0 | 426.31 | 90.82 | 2361.64 | 72.42 | 3533.6592 | 4759.27 | 8101.99 | 8909.76 | 17011.75
2012 | Large Hotel | 8 | 11345.29 | 0 | 7627.49 | 587.46 | 1395.41 | 244.24 | 1751.31 | 1788.85 | 1011.27 | 1922.86 | 147.66 | 1.5108 | 146.1492 | 0 | 0 | 554.07 | 90.83 | 2467.31 | 71.46 | 3210.5392 | 7627.49 | 7776.58 | 11883.65 | 19660.23
2015 | Large Hotel | 0A | 11345.29 | 0 | 82.78 | 4925.65 | 767.44 | 226.98 | 1745.02 | 1788.85 | 982.92 | 567.23 | 142.62 | 1.5108 | 141.1092 | 0 | 0 | 320.93 | 90.76 | 1751.12 | 62.23 | 5954.9192 | 82.78 | 9831.78 | 3622.75 | 13454.53
2015 | Large Hotel | 0B | 11345.29 | 0 | 79.82 | 4193.08 | 767.52 | 227.02 | 1745.02 | 1788.85 | 982.92 | 556.44 | 128.44 | 1.5108 | 126.9292 | 0 | 0 | 311.26 | 90.76 | 1749.17 | 62.28 | 5187.7092 | 79.82 | 9064.76 | 3617.84 | 12682.6
2015 | Large Hotel | 1A | 11345.29 | 0 | 121.14 | 3469.18 | 768.06 | 227.05 | 1745.02 | 1788.85 | 982.92 | 563.39 | 113.71 | 1.5108 | 112.1992 | 0 | 0 | 312.98 | 90.76 | 1815.92 | 62.17 | 4457.7492 | 121.14 | 8335.24 | 3725.91 | 12061.15
2015 | Large Hotel | 1B | 11345.29 | 0 | 100.95 | 3287.85 | 767.9 | 226.76 | 1745.02 | 1788.85 | 982.92 | 551.5 | 113.42 | 1.5108 | 111.9092 | 0 | 0 | 311.29 | 90.76 | 1819.21 | 62.23 | 4262.5492 | 100.95 | 8139.65 | 3709.01 | 11848.66
2015 | Large Hotel | 2A | 11345.29 | 0 | 241.53 | 3030.27 | 767.47 | 226.69 | 1745.02 | 1788.85 | 982.92 | 565.43 | 118.74 | 1.5108 | 117.2292 | 0 | 0 | 248.87 | 90.76 | 1892.2 | 62.11 | 3961.7992 | 241.53 | 7838.27 | 3922.58 | 11760.85
2015 | Large Hotel | 2B | 11345.29 | 0 | 241.08 | 1951.62 | 767.64 | 226.85 | 1745.02 | 1788.85 | 982.92 | 550.97 | 83.45 | 1.5108 | 81.9392 | 0 | 0 | 207.49 | 90.75 | 1896.92 | 61.41 | 2792.0192 | 241.08 | 6668.12 | 3926.85 | 10594.97
2015 | Large Hotel | 3A | 11345.29 | 0 | 522.31 | 1741.65 | 767.58 | 226.81 | 1745.02 | 1788.85 | 982.92 | 558.83 | 93.9 | 1.5108 | 92.3892 | 0 | 0 | 231.57 | 90.75 | 2023.07 | 61.85 | 2624.4392 | 522.31 | 6500.88 | 4334.24 | 10835.12
2015 | Large Hotel | 3B | 11345.29 | 0 | 313.33 | 1440.79 | 767.61 | 226.8 | 1745.02 | 1788.85 | 982.92 | 551.22 | 141.55 | 1.5108 | 140.0392 | 0 | 0 | 204.93 | 90.75 | 1989.29 | 61.58 | 2336.9792 | 313.33 | 6213.16 | 4091.48 | 10304.64
2015 | Large Hotel | 3C | 11345.29 | 0 | 963.34 | 1005.13 | 767.8 | 226.76 | 1745.02 | 1788.85 | 982.92 | 560.82 | 130.74 | 1.5108 | 129.2292 | 0 | 0 | 0 | 90.76 | 2038.3 | 61.97 | 1695.1792 | 963.34 | 5571.92 | 4790.5 | 10362.42
2015 | Large Hotel | 4A | 11345.29 | 0 | 708.85 | 1236.15 | 767.03 | 226.46 | 1745.02 | 1788.85 | 982.92 | 573.44 | 85.31 | 1.5108 | 83.7992 | 0 | 0 | 246.63 | 90.75 | 2126.52 | 61.67 | 2140.0192 | 708.85 | 6015.38 | 4624.22 | 10639.6
2015 | Large Hotel | 4B | 11345.29 | 0 | 366.77 | 1009.47 | 766.95 | 226.63 | 1745.02 | 1788.85 | 982.92 | 581.91 | 129.8 | 1.5108 | 128.2892 | 0 | 0 | 197.62 | 90.74 | 2096.8 | 61.53 | 1917.2892 | 366.77 | 5792.6 | 4252.42 | 10045.02
2015 | Large Hotel | 4C | 11345.29 | 0 | 635.07 | 436.57 | 767.16 | 226.2 | 1745.02 | 1788.85 | 982.92 | 566.34 | 95.8 | 1.5108 | 94.2892 | 0 | 0 | 210.47 | 90.75 | 2157.73 | 62.07 | 1307.6692 | 635.07 | 5183.29 | 4581.66 | 9764.95
2015 | Large Hotel | 5A | 11345.29 | 0 | 1175.27 | 756.04 | 766.83 | 226.53 | 1745.02 | 1788.85 | 982.92 | 574.66 | 73.28 | 1.5108 | 71.7692 | 0 | 0 | 222.9 | 90.75 | 2214.54 | 61.55 | 1625.3692 | 1175.27 | 5500.49 | 5178.67 | 10679.16
2015 | Large Hotel | 5B | 11345.29 | 0 | 688.6 | 745.24 | 766.99 | 226.54 | 1745.02 | 1788.85 | 982.92 | 576.23 | 109.84 | 1.5108 | 108.3292 | 0 | 0 | 210.68 | 90.74 | 2189.12 | 61.41 | 1640.4792 | 688.6 | 5515.62 | 4666.57 | 10182.19
2015 | Large Hotel | 5C | 11345.29 | 0 | 719.9 | 259.16 | 767.06 | 226.18 | 1745.02 | 1788.85 | 982.92 | 576.45 | 78.34 | 1.5108 | 76.8292 | 0 | 0 | 236.83 | 90.74 | 2207.43 | 62.11 | 1149.2692 | 719.9 | 5024.82 | 4716.19 | 9741.01
2015 | Large Hotel | 6A | 11345.29 | 0 | 2050.38 | 793.69 | 766.89 | 226.43 | 1745.02 | 1788.85 | 982.92 | 577.88 | 81.32 | 1.5108 | 79.8092 | 0 | 0 | 234.5 | 90.76 | 2279.84 | 61.17 | 1685.8792 | 2050.38 | 5560.56 | 6119.07 | 11679.63
2015 | Large Hotel | 6B | 11345.29 | 0 | 1518.07 | 515.6 | 766.75 | 226.26 | 1745.02 | 1788.85 | 982.92 | 562 | 96.23 | 1.5108 | 94.7192 | 0 | 0 | 231.35 | 90.75 | 2262.81 | 61.05 | 1403.6692 | 1518.07 | 5277.93 | 5569.73 | 10847.66
2015 | Large Hotel | 7 | 11345.29 | 0 | 2977.74 | 613.1 | 766.59 | 226.12 | 1745.02 | 1788.85 | 982.92 | 585.63 | 79.7 | 1.5108 | 78.1892 | 0 | 0 | 240.9 | 90.76 | 2357.74 | 60.76 | 1517.8192 | 2977.74 | 5391.5 | 7124.34 | 12515.84
2015 | Large Hotel | 8 | 11345.29 | 0 | 5027.5 | 325.52 | 767.06 | 224.88 | 1745.02 | 1788.85 | 982.92 | 591.43 | 106.14 | 1.5108 | 104.6292 | 0 | 0 | 250.24 | 90.77 | 2462.02 | 60.38 | 1271.8192 | 5027.5 | 5144.34 | 9278.37 | 14422.71
2018 | Large Hotel | 0A | 11345.29 | 0 | 91.61 | 4843.71 | 819.17 | 163.51 | 1745.02 | 1788.85 | 973.29 | 549.02 | 142.16 | 1.5108 | 140.6492 | 0 | 0 | 311.4 | 90.76 | 1751.1 | 62.19 | 5844.7792 | 91.61 | 9700.24 | 3631.56 | 13331.8
2018 | Large Hotel | 0B | 11345.29 | 0 | 87.98 | 4164.41 | 819.24 | 163.54 | 1745.02 | 1788.85 | 973.29 | 537.44 | 128.65 | 1.5108 | 127.1392 | 0 | 0 | 304.03 | 90.76 | 1749.24 | 62.25 | 5133.0192 | 87.98 | 8988.64 | 3626.07 | 12614.71
2018 | Large Hotel | 1A | 11345.29 | 0 | 131.94 | 3424.53 | 819.73 | 163.56 | 1745.02 | 1788.85 | 973.29 | 569.41 | 114.2 | 1.5108 | 112.6892 | 0 | 0 | 305.97 | 90.76 | 1815.92 | 62.12 | 4412.5992 | 131.94 | 8268.61 | 3736.71 | 12005.32
2018 | Large Hotel | 1B | 11345.29 | 0 | 103.62 | 3271.33 | 819.59 | 163.36 | 1745.02 | 1788.85 | 973.29 | 531.84 | 113.99 | 1.5108 | 112.4792 | 0 | 0 | 304.15 | 90.76 | 1819.2 | 62.2 | 4219.7992 | 103.62 | 8075.52 | 3711.68 | 11787.2
2018 | Large Hotel | 2A | 11345.29 | 0 | 368.94 | 3006.76 | 819.19 | 163.3 | 1745.02 | 1788.85 | 973.29 | 546.52 | 120.5 | 1.5108 | 118.9892 | 0 | 0 | 227.3 | 90.76 | 1892.2 | 62.06 | 3899.5692 | 368.94 | 7754.72 | 4050 | 11804.72
2018 | Large Hotel | 2B | 11345.29 | 0 | 514.55 | 1963.35 | 819.34 | 163.42 | 1745.02 | 1788.85 | 973.29 | 522.6 | 87.12 | 1.5108 | 85.6092 | 0 | 0 | 170.72 | 90.75 | 1897 | 61.34 | 2742.2792 | 514.55 | 6596.94 | 4200.4 | 10797.34
2018 | Large Hotel | 3A | 11345.29 | 0 | 688.25 | 1748.01 | 819.29 | 163.39 | 1745.02 | 1788.85 | 973.29 | 534.16 | 95.38 | 1.5108 | 93.8692 | 0 | 0 | 196.4 | 90.76 | 2023.04 | 61.76 | 2572.4392 | 688.25 | 6427.44 | 4500.14 | 10927.58
2018 | Large Hotel | 3B | 11345.29 | 0 | 586.07 | 1448.57 | 819.32 | 163.38 | 1745.02 | 1788.85 | 973.29 | 518.67 | 77.44 | 1.5108 | 75.9292 | 0 | 0 | 165.24 | 90.75 | 1989.33 | 61.45 | 2208.4092 | 586.07 | 6063.12 | 4364.26 | 10427.38
2018 | Large Hotel | 3C | 11345.29 | 0 | 910.17 | 1039.86 | 819.49 | 163.36 | 1745.02 | 1788.85 | 973.29 | 543.77 | 74.06 | 1.5108 | 72.5492 | 0 | 0 | 0 | 90.76 | 2038.36 | 61.94 | 1656.1792 | 910.17 | 5511.54 | 4737.39 | 10248.93
2018 | Large Hotel | 4A | 11345.29 | 0 | 879.99 | 1232.65 | 818.95 | 163.14 | 1745.02 | 1788.85 | 973.29 | 548.85 | 82.68 | 1.5108 | 81.1692 | 0 | 0 | 215.39 | 90.76 | 2126.59 | 61.58 | 2078.0592 | 879.99 | 5932.3 | 4795.43 | 10727.73
2018 | Large Hotel | 4B | 11345.29 | 0 | 613.01 | 1002.49 | 818.86 | 163.26 | 1745.02 | 1788.85 | 973.29 | 534.7 | 75.05 | 1.5108 | 73.5392 | 0 | 0 | 165.44 | 90.75 | 2096.88 | 61.36 | 1776.1692 | 613.01 | 5630.22 | 4498.74 | 10128.96
2018 | Large Hotel | 4C | 11345.29 | 0 | 1006.66 | 463.23 | 819.1 | 162.95 | 1745.02 | 1788.85 | 973.29 | 536.66 | 62.84 | 1.5108 | 61.3292 | 0 | 0 | 148.5 | 90.75 | 2157.79 | 61.86 | 1209.7192 | 1006.66 | 5064.21 | 4953.31 | 10017.52
2018 | Large Hotel | 5A | 11345.29 | 0 | 1309.58 | 774.02 | 818.69 | 163.19 | 1745.02 | 1788.85 | 973.29 | 546.43 | 72.02 | 1.5108 | 70.5092 | 0 | 0 | 194.4 | 90.75 | 2214.6 | 61.48 | 1585.3592 | 1309.58 | 5439.29 | 5313.03 | 10752.32
2018 | Large Hotel | 5B | 11345.29 | 0 | 937.71 | 755.66 | 818.83 | 163.2 | 1745.02 | 1788.85 | 973.29 | 538.77 | 66.69 | 1.5108 | 65.1792 | 0 | 0 | 186.54 | 90.75 | 2189.14 | 61.3 | 1546.1492 | 937.71 | 5400.05 | 4915.7 | 10315.75
2018 | Large Hotel | 5C | 11345.29 | 0 | 1027.8 | 298.26 | 818.9 | 162.94 | 1745.02 | 1788.85 | 973.29 | 543.32 | 55.06 | 1.5108 | 53.5492 | 0 | 0 | 180.98 | 90.75 | 2207.52 | 61.89 | 1076.1092 | 1027.8 | 4930.41 | 5024.17 | 9954.58
2018 | Large Hotel | 6A | 11345.29 | 0 | 2132.55 | 819.62 | 818.67 | 163.11 | 1745.02 | 1788.85 | 973.29 | 545.57 | 64.9 | 1.5108 | 63.3892 | 0 | 0 | 205.36 | 90.76 | 2279.89 | 61.08 | 1633.9392 | 2132.55 | 5487.38 | 6201.29 | 11688.67
2018 | Large Hotel | 6B | 11345.29 | 0 | 1753.36 | 547.33 | 818.54 | 163 | 1745.02 | 1788.85 | 973.29 | 529.18 | 50.89 | 1.5108 | 49.3792 | 0 | 0 | 196.81 | 90.75 | 2262.8 | 60.96 | 1322.6992 | 1753.36 | 5175.77 | 5805.02 | 10980.79
2018 | Large Hotel | 7 | 11345.29 | 0 | 3027.62 | 650.77 | 818.39 | 162.9 | 1745.02 | 1788.85 | 973.29 | 553.13 | 61.32 | 1.5108 | 59.8092 | 0 | 0 | 214.91 | 90.77 | 2357.74 | 60.67 | 1478.6192 | 3027.62 | 5331.16 | 7174.21 | 12505.37
2018 | Large Hotel | 8 | 11345.29 | 0 | 5008.04 | 371.92 | 818.82 | 162 | 1745.02 | 1788.85 | 973.29 | 550.51 | 82.17 | 1.5108 | 80.6592 | 0 | 0 | 223.02 | 90.77 | 2462 | 60.3 | 1226.1092 | 5008.04 | 5077.82 | 9258.89 | 14336.71
2006 | Large Office | 0A | 46320.38 | 0 | 10.84 | 12805 | 5177.71 | 988 | 15213.29 | 0 | 2100.22 | 2874.06 | 1920.74 | 0.14091 | 1920.5991 | 4428.99 | 0 | 0 | 0 | 417.65 | 0 | 22028.6491 | 10.84 | 45508 | 428.49 | 45936.49
2006 | Large Office | 0B | 46320.38 | 0 | 192.98 | 10715.95 | 5177.71 | 988.19 | 15213.29 | 0 | 2100.22 | 2905.16 | 1707.37 | 0.14091 | 1707.2291 | 3597.21 | 19.17 | 0 | 0 | 416.81 | 0 | 18944.7191 | 192.98 | 42424.27 | 609.79 | 43034.06
2006 | Large Office | 1A | 46320.38 | 0 | 58.58 | 8516.58 | 5177.71 | 988.3 | 15213.29 | 0 | 2100.22 | 2820.03 | 1356.01 | 0.14091 | 1355.8691 | 3445.78 | 0 | 0 | 0 | 447.96 | 0 | 16138.2591 | 58.58 | 39617.92 | 506.55 | 40124.47
2006 | Large Office | 1B | 46320.38 | 0 | 727.28 | 9050.2 | 5177.71 | 987.06 | 15213.29 | 0 | 2100.22 | 2773.7 | 1403.11 | 0.14091 | 1402.9691 | 2988.91 | 110.88 | 0 | 0 | 449.35 | 0 | 16326.6591 | 727.28 | 39805.07 | 1176.63 | 40981.7
2006 | Large Office | 2A | 46320.38 | 0 | 1207.1 | 7903 | 5177.71 | 986.72 | 15213.29 | 0 | 2100.22 | 2503.08 | 1365.98 | 0.14091 | 1365.8391 | 2997.84 | 12.14 | 0 | 0 | 482.88 | 0 | 14781.8991 | 1207.1 | 38259.98 | 1689.98 | 39949.96
2006 | Large Office | 2B | 46320.38 | 0 | 1090.54 | 5737.94 | 5177.71 | 987.44 | 15213.29 | 0 | 2100.22 | 2761.79 | 1055.49 | 0.14091 | 1055.3491 | 1939.35 | 50.24 | 0 | 0 | 485.06 | 0 | 11544.6691 | 1090.54 | 35023.47 | 1575.6 | 36599.07
2006 | Large Office | 3A | 46320.38 | 0 | 4356.36 | 5268.2 | 5177.71 | 987.25 | 15213.29 | 0 | 2100.22 | 2463.45 | 1002.53 | 0.14091 | 1002.3891 | 1970.24 | 43.76 | 0 | 0 | 543.65 | 0 | 10748.0391 | 4356.36 | 34226.63 | 4900.02 | 39126.65
2006 | Large Office | 3B | 46320.38 | 0 | 2067.56 | 4976.77 | 5177.71 | 987.21 | 15213.29 | 0 | 2100.22 | 2697.04 | 839.68 | 0.14091 | 839.5391 | 1705.64 | 773.97 | 0 | 0 | 527.99 | 0 | 10992.9591 | 2067.56 | 34471.53 | 2595.55 | 37067.08
2006 | Large Office | 3C | 46320.38 | 0 | 890.89 | 3783.36 | 5177.71 | 987.06 | 15213.29 | 0 | 2100.22 | 2374.08 | 726.84 | 0.14091 | 726.6991 | 1566.03 | 7.98 | 0 | 0 | 550.61 | 0 | 8458.1491 | 890.89 | 31936.58 | 1441.51 | 33378.09
2006 | Large Office | 4A | 46320.38 | 0 | 7170.39 | 4594.1 | 5177.71 | 985.74 | 15213.29 | 0 | 2100.22 | 2322.95 | 996.48 | 0.14091 | 996.3391 | 1487.98 | 30.66 | 0 | 0 | 592.14 | 0 | 9432.0291 | 7170.39 | 32909.12 | 7762.53 | 40671.65
2006 | Large Office | 4B | 46320.38 | 0 | 2710.69 | 4316.98 | 5177.71 | 986.49 | 15213.29 | 0 | 2100.22 | 2828.99 | 646.72 | 0.14091 | 646.5791 | 1310.07 | 1201.72 | 0 | 0 | 578.47 | 0 | 10304.3391 | 2710.69 | 33782.19 | 3289.16 | 37071.35
2006 | Large Office | 4C | 46320.38 | 0 | 5111.31 | 2882.86 | 5177.71 | 984.61 | 15213.29 | 0 | 2100.22 | 2364.57 | 452.09 | 0.14091 | 451.9491 | 946.3 | 18.01 | 0 | 0 | 606.81 | 0 | 6663.6891 | 5111.31 | 30139.65 | 5718.12 | 35857.77
2006 | Large Office | 5A | 46320.38 | 0 | 10204.78 | 3388.12 | 5177.71 | 986.04 | 15213.29 | 0 | 2100.22 | 2318.09 | 624.37 | 0.14091 | 624.2291 | 1076.9 | 37.65 | 0 | 0 | 633.77 | 0 | 7444.9891 | 10204.78 | 30922.39 | 10838.55 | 41760.94
2006 | Large Office | 5B | 46320.38 | 0 | 5038.51 | 3905.4 | 5177.71 | 986.08 | 15213.29 | 0 | 2100.22 | 2784.74 | 551.67 | 0.14091 | 551.5291 | 1027.76 | 1331.85 | 0 | 0 | 622.02 | 0 | 9601.2791 | 5038.51 | 33078.71 | 5660.53 | 38739.24
2006 | Large Office | 5C | 46320.38 | 0 | 5707.64 | 2562.05 | 5177.71 | 984.54 | 15213.29 | 0 | 2100.22 | 2337.12 | 346.88 | 0.14091 | 346.7391 | 733.76 | 19.67 | 0 | 0 | 630.32 | 0 | 5999.3391 | 5707.64 | 29475.24 | 6337.96 | 35813.2
2006 | Large Office | 6A | 46320.38 | 0 | 13913.73 | 3479.4 | 5177.71 | 985.59 | 15213.29 | 0 | 2100.22 | 2381.07 | 593.96 | 0.14091 | 593.8191 | 1056.14 | 46.34 | 0 | 0 | 664.89 | 0 | 7556.7691 | 13913.73 | 31033.72 | 14578.63 | 45612.35
2006 | Large Office | 6B | 46320.38 | 0 | 9045.83 | 3331.38 | 5177.71 | 984.87 | 15213.29 | 0 | 2100.22 | 2568.33 | 460.23 | 0.14091 | 460.0891 | 861.36 | 915.75 | 0 | 0 | 657.03 | 0 | 8136.9091 | 9045.83 | 31613.14 | 9702.87 | 41316.01
2006 | Large Office | 7 | 46320.38 | 0 | 15921.5 | 3765.01 | 5177.71 | 984.27 | 15213.29 | 0 | 2100.22 | 2420.94 | 953.11 | 0.14091 | 952.9691 | 870.9 | 56.52 | 0 | 0 | 701.91 | 0 | 8066.3391 | 15921.5 | 31541.96 | 16623.41 | 48165.37
2006 | Large Office | 8 | 46320.38 | 0 | 22104.99 | 3269.68 | 5177.71 | 978.85 | 15213.29 | 0 | 2100.22 | 2393.44 | 744.94 | 0.14091 | 744.7991 | 576.91 | 304.46 | 0 | 0 | 752.48 | 0 | 7289.2891 | 22104.99 | 30759.48 | 22857.48 | 53616.96
2009 | Large Office | 0A | 46320.38 | 0 | 10.69 | 11401.42 | 5177.71 | 885.68 | 15213.29 | 0 | 2100.22 | 2859.31 | 1679.29 | 0.14091 | 1679.1491 | 4096.67 | 0 | 0 | 0 | 417.65 | 0 | 20036.5491 | 10.69 | 43413.59 | 428.33 | 43841.92
2009 | Large Office | 0B | 46320.38 | 0 | 141.82 | 9820.86 | 5177.71 | 885.85 | 15213.29 | 0 | 2100.22 | 2837.64 | 1526.94 | 0.14091 | 1526.7991 | 3416.58 | 17.48 | 0 | 0 | 416.86 | 0 | 17619.3591 | 141.82 | 40996.57 | 558.68 | 41555.25
2009 | Large Office | 1A | 46320.38 | 0 | 28.05 | 7884.29 | 5177.71 | 885.95 | 15213.29 | 0 | 2100.22 | 2693.61 | 1493.63 | 0.14091 | 1493.4891 | 3262.77 | 0 | 0 | 0 | 447.97 | 0 | 15334.1591 | 28.05 | 38711.46 | 476.01 | 39187.47
2009 | Large Office | 1B | 46320.38 | 0 | 501.58 | 8401.49 | 5177.71 | 884.83 | 15213.29 | 0 | 2100.22 | 2732.76 | 1279.92 | 0.14091 | 1279.7791 | 2869.97 | 105.17 | 0 | 0 | 449.34 | 0 | 15389.1691 | 501.58 | 38765.36 | 950.91 | 39716.27
2009 | Large Office | 2A | 46320.38 | 0 | 679.22 | 7105.75 | 5177.71 | 884.53 | 15213.29 | 0 | 2100.22 | 2477.41 | 1183.27 | 0.14091 | 1183.1291 | 2775.36 | 10.3 | 0 | 0 | 482.88 | 0 | 13551.9491 | 679.22 | 36927.84 | 1162.1 | 38089.94
2009 | Large Office | 2B | 46320.38 | 0 | 501.77 | 5389.05 | 5177.71 | 885.17 | 15213.29 | 0 | 2100.22 | 2746.84 | 925.67 | 0.14091 | 925.5291 | 1871.54 | 42.17 | 0 | 0 | 485.07 | 0 | 10975.1291 | 501.77 | 34351.66 | 986.84 | 35338.5
2009 | Large Office | 3A | 46320.38 | 0 | 2234.3 | 4741.58 | 5177.71 | 885 | 15213.29 | 0 | 2100.22 | 2391.3 | 867.14 | 0.14091 | 866.9991 | 1871.2 | 17.86 | 0 | 0 | 543.68 | 0 | 9888.9391 | 2234.3 | 33265.31 | 2777.98 | 36043.29
2009 | Large Office | 3B | 46320.38 | 0 | 984.62 | 4759.05 | 5177.71 | 884.97 | 15213.29 | 0 | 2100.22 | 2734.71 | 741.38 | 0.14091 | 741.2391 | 1661.73 | 767.91 | 0 | 0 | 527.99 | 0 | 10664.6391 | 984.62 | 34040.97 | 1512.61 | 35553.58
2009 | Large Office | 3C | 46320.38 | 0 | 443.32 | 3639.76 | 5177.71 | 884.83 | 15213.29 | 0 | 2100.22 | 2320.66 | 636.16 | 0.14091 | 636.0191 | 1548.27 | 6.8 | 0 | 0 | 550.61 | 0 | 8151.5091 | 443.32 | 31527.69 | 993.93 | 32521.62
2009 | Large Office | 4A | 46320.38 | 0 | 4723.48 | 4022.44 | 5177.71 | 883.65 | 15213.29 | 0 | 2100.22 | 2320.29 | 694.33 | 0.14091 | 694.1891 | 1434.65 | 25.91 | 0 | 0 | 592.06 | 0 | 8497.4791 | 4723.48 | 31872.48 | 5315.54 | 37188.02
2009 | Large Office | 4B | 46320.38 | 0 | 1625.54 | 4240.36 | 5177.71 | 884.33 | 15213.29 | 0 | 2100.22 | 2954.93 | 599.11 | 0.14091 | 598.9691 | 1305.59 | 1191.77 | 0 | 0 | 578.41 | 0 | 10291.6191 | 1625.54 | 33667.3 | 2203.95 | 35871.25
2009 | Large Office | 4C | 46320.38 | 0 | 2990.94 | 2808.1 | 5177.71 | 882.64 | 15213.29 | 0 | 2100.22 | 2391.55 | 376.77 | 0.14091 | 376.6291 | 950.31 | 15.55 | 0 | 0 | 606.82 | 0 | 6542.1391 | 2990.94 | 29916.14 | 3597.76 | 33513.9
2009 | Large Office | 5A | 46320.38 | 0 | 6973.41 | 3320.98 | 5177.71 | 883.92 | 15213.29 | 0 | 2100.22 | 2350.84 | 549.25 | 0.14091 | 549.1091 | 1066.87 | 32.38 | 0 | 0 | 633.68 | 0 | 7320.1791 | 6973.41 | 30695.45 | 7607.09 | 38302.54
2009 | Large Office | 5B | 46320.38 | 0 | 3292.76 | 3873.58 | 5177.71 | 883.96 | 15213.29 | 0 | 2100.22 | 2933.52 | 520.9 | 0.14091 | 520.7591 | 1031.34 | 1325.38 | 0 | 0 | 621.98 | 0 | 9684.5791 | 3292.76 | 33059.9 | 3914.73 | 36974.63
2009 | Large Office | 5C | 46320.38 | 0 | 3245.94 | 2517.43 | 5177.71 | 882.57 | 15213.29 | 0 | 2100.22 | 2401.39 | 290.91 | 0.14091 | 290.7691 | 740.27 | 17.16 | 0 | 0 | 630.31 | 0 | 5967.0191 | 3245.94 | 29340.95 | 3876.24 | 33217.19
2009 | Large Office | 6A | 46320.38 | 0 | 9976.1 | 3405.05 | 5177.71 | 883.52 | 15213.29 | 0 | 2100.22 | 2439.15 | 591.33 | 0.14091 | 591.1891 | 1040.11 | 39.34 | 0 | 0 | 664.79 | 0 | 7514.8391 | 9976.1 | 30889.72 | 10640.89 | 41530.61
2009 | Large Office | 6B | 46320.38 | 0 | 6259.22 | 3313.39 | 5177.71 | 882.88 | 15213.29 | 0 | 2100.22 | 2704.35 | 420.4 | 0.14091 | 420.2591 | 866.25 | 909.08 | 0 | 0 | 656.96 | 0 | 8213.3291 | 6259.22 | 31587.56 | 6916.18 | 38503.74
2009 | Large Office | 7 | 46320.38 | 0 | 10907.5 | 3712.08 | 5177.71 | 882.34 | 15213.29 | 0 | 2100.22 | 2496.1 | 880.35 | 0.14091 | 880.2091 | 870.7 | 48.28 | 0 | 0 | 701.79 | 0 | 8007.3691 | 10907.5 | 31381.06 | 11609.29 | 42990.35
2009 | Large Office | 8 | 46320.38 | 0 | 15414.84 | 3282.19 | 5177.71 | 877.47 | 15213.29 | 0 | 2100.22 | 2495.02 | 683.27 | 0.14091 | 683.1291 | 586.21 | 292.51 | 0 | 0 | 752.42 | 0 | 7339.0591 | 15414.84 | 30707.89 | 16167.27 | 46875.16
2012 | Large Office | 0A | 46320.38 | 0 | 12.92 | 8077.61 | 4294.36 | 885.68 | 15213.29 | 0 | 2044.08 | 2457.02 | 1384.24 | 0.14091 | 1384.0991 | 2807.63 | 0 | 85.48 | 0 | 417.66 | 0 | 14811.8391 | 12.92 | 37249.39 | 430.58 | 37679.97
2012 | Large Office | 0B | 46320.38 | 0 | 14.11 | 8786.44 | 4294.36 | 885.85 | 15213.29 | 0 | 2044.08 | 2476.92 | 1396.3 | 0.14091 | 1396.1591 | 2413.96 | 17.89 | 0 | 0 | 416.92 | 0 | 15091.3691 | 14.11 | 37529.08 | 431.03 | 37960.11
2012 | Large Office | 1A | 46320.38 | 0 | 16 | 6371.27 | 4294.36 | 885.95 | 15213.29 | 0 | 2044.08 | 2374.74 | 1360.13 | 0.14091 | 1359.9891 | 2372.86 | 0 | 82.32 | 0 | 447.95 | 0 | 12561.1791 | 16 | 34998.99 | 463.95 | 35462.94
2012 | Large Office | 1B | 46320.38 | 0 | 170.31 | 7623.13 | 4294.36 | 884.83 | 15213.29 | 0 | 2044.08 | 2422.01 | 1410.2 | 0.14091 | 1410.0591 | 2110.87 | 106.07 | 0 | 0 | 449.31 | 0 | 13672.1391 | 170.31 | 36108.83 | 619.62 | 36728.45
2012 | Large Office | 2A | 46320.38 | 0 | 111.79 | 5559.88 | 4294.36 | 884.53 | 15213.29 | 0 | 2044.08 | 2298.72 | 980.78 | 0.14091 | 980.6391 | 2085.85 | 4.99 | 51.01 | 0 | 482.85 | 0 | 10981.0891 | 111.79 | 33417.5 | 594.65 | 34012.15
2012 | Large Office | 2B | 46320.38 | 0 | 227.03 | 5079.53 | 4294.36 | 885.17 | 15213.29 | 0 | 2044.08 | 2529.7 | 883.93 | 0.14091 | 883.7891 | 1606.19 | 42.19 | 0 | 0 | 485.05 | 0 | 10141.3991 | 227.03 | 32578.43 | 712.08 | 33290.51
2012 | Large Office | 3A | 46320.38 | 0 | 798.59 | 4292.42 | 4294.36 | 885 | 15213.29 | 0 | 2044.08 | 2252.1 | 816.04 | 0.14091 | 815.8991 | 1526.4 | 17.83 | 20.22 | 0 | 543.66 | 0 | 8924.8691 | 798.59 | 31361.75 | 1342.24 | 32703.99
2012 | Large Office | 3B | 46320.38 | 0 | 669.36 | 4552.86 | 4294.36 | 884.97 | 15213.29 | 0 | 2044.08 | 2568.22 | 709.98 | 0.14091 | 709.8391 | 1451.29 | 768.66 | 0 | 0 | 528.01 | 0 | 10050.8691 | 669.36 | 32487.7 | 1197.37 | 33685.07
2012 | Large Office | 3C | 46320.38 | 0 | 369.12 | 3509.97 | 4294.36 | 884.83 | 15213.29 | 0 | 2044.08 | 2208.11 | 607.9 | 0.14091 | 607.7591 | 1398.76 | 6.7 | 0 | 0 | 550.62 | 0 | 7731.2991 | 369.12 | 30168.02 | 919.74 | 31087.76
2012 | Large Office | 4A | 46320.38 | 0 | 1393.4 | 3757.2 | 4294.36 | 883.65 | 15213.29 | 0 | 2044.08 | 2220.34 | 647.95 | 0.14091 | 647.8091 | 1192.56 | 25.58 | 22.55 | 0 | 592.14 | 0 | 7866.0391 | 1393.4 | 30301.55 | 1985.54 | 32287.09
2012 | Large Office | 4B | 46320.38 | 0 | 1077.71 | 4113.87 | 4294.36 | 884.33 | 15213.29 | 0 | 2044.08 | 2804.78 | 577.54 | 0.14091 | 577.3991 | 1191.97 | 1197.53 | 0 | 0 | 578.45 | 0 | 9885.5491 | 1077.71 | 32321.75 | 1656.16 | 33977.91
2012 | Large Office | 4C | 46320.38 | 0 | 2263.35 | 2759.64 | 4294.36 | 882.64 | 15213.29 | 0 | 2044.08 | 2274.07 | 364.42 | 0.14091 | 364.2791 | 899.25 | 15.24 | 0 | 0 | 606.83 | 0 | 6312.4791 | 2263.35 | 28746.98 | 2870.18 | 31617.16
2012 | Large Office | 5A | 46320.38 | 0 | 2103.1 | 3184.59 | 4294.36 | 883.92 | 15213.29 | 0 | 2044.08 | 2233.35 | 496.13 | 0.14091 | 495.9891 | 926.85 | 31.89 | 18.26 | 0 | 633.74 | 0 | 6890.9291 | 2103.1 | 29326.73 | 2736.84 | 32063.57
2012 | Large Office | 5B | 46320.38 | 0 | 2308.24 | 3772.41 | 4294.36 | 883.96 | 15213.29 | 0 | 2044.08 | 2764.34 | 496.16 | 0.14091 | 496.0191 | 968.36 | 1326.09 | 0 | 0 | 622.04 | 0 | 9327.2191 | 2308.24 | 31763.04 | 2930.27 | 34693.31
2012 | Large Office | 5C | 46320.38 | 0 | 2782.93 | 2486.74 | 4294.36 | 882.57 | 15213.29 | 0 | 2044.08 | 2290.71 | 279.21 | 0.14091 | 279.0691 | 715.94 | 16.91 | 0 | 0 | 630.35 | 0 | 5789.3691 | 2782.93 | 28223.8 | 3413.27 | 31637.07
2012 | Large Office | 6A | 46320.38 | 0 | 7824.99 | 3313.75 | 4294.36 | 883.52 | 15213.29 | 0 | 2044.08 | 2275.89 | 571.17 | 0.14091 | 571.0291 | 885.42 | 38.86 | 0 | 0 | 664.8 | 0 | 7084.9491 | 7824.99 | 29520.33 | 8489.8 | 38010.13
2012 | Large Office | 6B | 46320.38 | 0 | 4619.61 | 3248.06 | 4294.36 | 882.88 | 15213.29 | 0 | 2044.08 | 2532.83 | 398.29 | 0.14091 | 398.1491 | 820.57 | 908.49 | 0 | 0 | 656.97 | 0 | 7908.0991 | 4619.61 | 30342.85 | 5276.57 | 35619.42
2012 | Large Office | 7 | 46320.38 | 0 | 8699.02 | 3082.5 | 4294.36 | 882.34 | 15213.29 | 0 | 2044.08 | 2300.21 | 488.25 | 0.14091 | 488.1091 | 740.4 | 47.53 | 0 | 0 | 701.85 | 0 | 6658.7491 | 8699.02 | 29092.94 | 9400.88 | 38493.82
2012 | Large Office | 8 | 46320.38 | 0 | 5920.5 | 2643.97 | 4294.36 | 877.47 | 15213.29 | 0 | 2044.08 | 2291.24 | 305.57 | 0.14091 | 305.4291 | 542.35 | 288.85 | 42.05 | 0 | 752.34 | 0 | 6113.8891 | 5920.5 | 28543.23 | 6672.83 | 35216.06
2015 | Large Office | 0A | 46320.38 | 0 | 15.31 | 7354.24 | 3306.09 | 655.85 | 15213.29 | 0 | 1987.96 | 2302.58 | 1183.08 | 0.14091 | 1182.9391 | 2633.68 | 0 | 121.23 | 0 | 377.95 | 0 | 13594.6691 | 15.31 | 34758 | 393.25 | 35151.25
2015 | Large Office | 0B | 46320.38 | 0 | 18.09 | 7498.23 | 3306.72 | 655.61 | 15213.29 | 0 | 1987.96 | 2270.49 | 1156.87 | 0.14091 | 1156.7291 | 2239.62 | 18.11 | 0 | 0 | 376.08 | 0 | 13183.1791 | 18.09 | 34346.91 | 394.17 | 34741.08
2015 | Large Office | 1A | 46320.38 | 0 | 20.12 | 5918.42 | 3309.23 | 655.71 | 15213.29 | 0 | 1987.96 | 2229.94 | 946.94 | 0.14091 | 946.7991 | 2247.64 | 0 | 114.96 | 0 | 409.31 | 0 | 11457.7591 | 20.12 | 32624.09 | 429.43 | 33053.52
2015 | Large Office | 1B | 46320.38 | 0 | 39.69 | 6620.78 | 3308.84 | 654.66 | 15213.29 | 0 | 1987.96 | 2258.87 | 995.71 | 0.14091 | 995.5691 | 1978.15 | 106.41 | 0 | 0 | 410.08 | 0 | 11959.7791 | 39.69 | 33124.68 | 449.76 | 33574.44
2015 | Large Office | 2A | 46320.38 | 0 | 81.08 | 5183.55 | 3307.88 | 654.37 | 15213.29 | 0 | 1987.96 | 2165.69 | 851.87 | 0.14091 | 851.7291 | 1971.99 | 4.97 | 66.16 | 0 | 445.35 | 0 | 10244.0891 | 81.08 | 31407.74 | 526.43 | 31934.17
2015 | Large Office | 2B | 46320.38 | 0 | 97.42 | 4745.36 | 3309.68 | 654.98 | 15213.29 | 0 | 1987.96 | 2385.17 | 663.3 | 0.14091 | 663.1591 | 1539.92 | 42.22 | 0 | 0 | 447.63 | 0 | 9375.8291 | 97.42 | 30541.87 | 545.04 | 31086.91
2015 | Large Office | 3A | 46320.38 | 0 | 447.91 | 4055.64 | 3311.35 | 654.82 | 15213.29 | 0 | 1987.97 | 2168.06 | 608.59 | 0.14091 | 608.4491 | 1464.76 | 17.59 | 53.89 | 0 | 507.78 | 0 | 8368.3891 | 447.91 | 29535.95 | 955.7 | 30491.65
2015 | Large Office | 3B | 46320.38 | 0 | 233.71 | 4331.62 | 3310.04 | 654.78 | 15213.29 | 0 | 1987.96 | 2428.76 | 555.89 | 0.14091 | 555.7491 | 1397.28 | 771.07 | 0 | 0 | 491.82 | 0 | 9484.4791 | 233.71 | 30650.69 | 725.52 | 31376.21
2015 | Large Office | 3C | 46320.38 | 0 | 37.67 | 3327.67 | 3311.74 | 656.32 | 15213.29 | 0 | 1987.97 | 2086.08 | 476.66 | 0.14091 | 476.5191 | 1359.17 | 6.68 | 0 | 0 | 515.04 | 0 | 7256.1191 | 37.67 | 28425.58 | 552.71 | 28978.29
2015 | Large Office | 4A | 46320.38 | 0 | 896.27 | 3569.64 | 3311.12 | 656.92 | 15213.29 | 0 | 1987.97 | 2125.89 | 497.71 | 0.14091 | 497.5691 | 1142.31 | 25.52 | 56.48 | 0 | 557.22 | 0 | 7417.4091 | 896.27 | 28586.84 | 1453.48 | 30040.32
2015 | Large Office | 4B | 46320.38 | 0 | 514.59 | 3966.41 | 3307.25 | 654.64 | 15213.29 | 0 | 1987.96 | 2629.54 | 460.42 | 0.14091 | 460.2791 | 1140.66 | 1198.1 | 0 | 0 | 543.23 | 0 | 9394.9891 | 514.59 | 30558.28 | 1057.82 | 31616.1
2015 | Large Office | 4C | 46320.38 | 0 | 766.44 | 2661.81 | 3314.75 | 657.05 | 15213.29 | 0 | 1987.97 | 2164.15 | 298.57 | 0.14091 | 298.4291 | 873.63 | 15.23 | 0 | 0 | 572.26 | 0 | 6013.2491 | 766.44 | 27186.43 | 1338.69 | 28525.12
2015 | Large Office | 5A | 46320.38 | 0 | 1447.83 | 3067.65 | 3309.86 | 655.39 | 15213.29 | 0 | 1987.96 | 2138.65 | 393.58 | 0.14091 | 393.4391 | 900.6 | 31.8 | 47.22 | 0 | 599.21 | 0 | 6579.3591 | 1447.83 | 27746.02 | 2047.04 | 29793.06
2015 | Large Office | 5B | 46320.38 | 0 | 1362.37 | 3652.83 | 3310.34 | 656.35 | 15213.29 | 0 | 1987.96 | 2629.95 | 409.15 | 0.14091 | 409.0091 | 929.38 | 1327.34 | 0 | 0 | 587.36 | 0 | 8948.5091 | 1362.37 | 30116.58 | 1949.73 | 32066.31
2015 | Large Office | 5C | 46320.38 | 0 | 829.25 | 2439.39 | 3316.51 | 656.6 | 15213.29 | 0 | 1987.97 | 2176.98 | 231.29 | 0.14091 | 231.1491 | 698.71 | 16.65 | 0 | 0 | 595.98 | 0 | 5562.8791 | 829.25 | 26737.39 | 1425.24 | 28162.63
2015 | Large Office | 6A | 46320.38 | 0 | 2792.42 | 3136.93 | 3311.12 | 656.02 | 15213.29 | 0 | 1987.97 | 2203.37 | 423.6 | 0.14091 | 423.4591 | 848.13 | 38.84 | 52.02 | 0 | 630.45 | 0 | 6702.7491 | 2792.42 | 27871.28 | 3422.88 | 31294.16
2015 | Large Office | 6B | 46320.38 | 0 | 2719.3 | 3158.23 | 3312.4 | 655.1 | 15213.29 | 0 | 1987.97 | 2425.52 | 336.43 | 0.14091 | 336.2891 | 794.14 | 907.74 | 0 | 0 | 622.47 | 0 | 7621.9191 | 2719.3 | 28790.82 | 3341.77 | 32132.59
2015 | Large Office | 7 | 46320.38 | 0 | 2837.89 | 2938.6 | 3311.82 | 656.72 | 15213.29 | 0 | 1987.97 | 2224.26 | 418.53 | 0.14091 | 418.3891 | 715.75 | 47.84 | 57.56 | 0 | 667.73 | 0 | 6402.3991 | 2837.89 | 27572.32 | 3505.62 | 31077.94
2015 | Large Office | 8 | 46320.38 | 0 | 4833.67 | 2583.89 | 3344.95 | 663.88 | 15213.29 | 0 | 1987.99 | 2218.27 | 312.7 | 0.14091 | 312.5591 | 528.18 | 287.36 | 61.27 | 0 | 718.23 | 0 | 5991.5291 | 4833.67 | 27201.77 | 5551.9 | 32753.67
2018 | Large Office | 0A | 46320.38 | 0 | 23.28 | 6914.11 | 3037.25 | 437.72 | 15213.29 | 0 | 1960.81 | 2274.5 | 1144.33 | 0.14091 | 1144.1891 | 2634.64 | 0 | 123.89 | 0 | 377.95 | 0 | 13091.3291 | 23.28 | 33740.53 | 401.23 | 34141.76
2018 | Large Office | 0B | 46320.38 | 0 | 22.63 | 7460.52 | 3037.83 | 437.52 | 15213.29 | 0 | 1960.81 | 2241.21 | 1158.74 | 0.14091 | 1158.5991 | 2240.7 | 18.04 | 0 | 0 | 376.06 | 0 | 13119.0691 | 22.63 | 33768.65 | 398.69 | 34167.34
2018 | Large Office | 1A | 46320.38 | 0 | 26.04 | 5750.21 | 3040.13 | 437.58 | 15213.29 | 0 | 1960.81 | 2201.71 | 932.88 | 0.14091 | 932.7391 | 2219.83 | 0 | 116.86 | 0 | 409.3 | 0 | 11221.3491 | 26.04 | 31873.3 | 435.35 | 32308.65
2018 | Large Office | 1B | 46320.38 | 0 | 44.93 | 6571.62 | 3039.77 | 436.86 | 15213.29 | 0 | 1960.81 | 2228 | 994.89 | 0.14091 | 994.7491 | 1981.58 | 106.94 | 0 | 0 | 410.1 | 0 | 11882.8891 | 44.93 | 32533.75 | 455.04 | 32988.79
2018 | Large Office | 2A | 46320.38 | 0 | 56.19 | 4988.87 | 3038.88 | 436.66 | 15213.29 | 0 | 1960.81 | 2131.2 | 832.63 | 0.14091 | 832.4891 | 1963.37 | 5.04 | 62.82 | 0 | 445.38 | 0 | 9983.7891 | 56.19 | 30633.57 | 501.56 | 31135.13
2018 | Large Office | 2B | 46320.38 | 0 | 80.45 | 4725.63 | 3040.53 | 437.08 | 15213.29 | 0 | 1960.81 | 2345.18 | 664.59 | 0.14091 | 664.4491 | 1538.16 | 42.23 | 0 | 0 | 447.63 | 0 | 9315.6491 | 80.45 | 29967.49 | 528.08 | 30495.57
2018 | Large Office | 3A | 46320.38 | 0 | 330.8 | 3966.57 | 3042.06 | 436.97 | 15213.29 | 0 | 1960.81 | 2124.48 | 595.26 | 0.14091 | 595.1191 | 1455.71 | 17.75 | 47.49 | 0 | 507.75 | 0 | 8207.1191 | 330.8 | 28860.39 | 838.54 | 29698.93
2018 | Large Office | 3B | 46320.38 | 0 | 237.63 | 4313.27 | 3040.86 | 436.95 | 15213.29 | 0 | 1960.81 | 2387.41 | 553.99 | 0.14091 | 553.8491 | 1395.41 | 772.55 | 0 | 0 | 491.87 | 0 | 9422.4891 | 237.63 | 30074.54 | 729.5 | 30804.04
2018 | Large Office | 3C | 46320.38 | 0 | 37.28 | 3305.24 | 3042.42 | 438.16 | 15213.29 | 0 | 1960.81 | 2049.21 | 474.23 | 0.14091 | 474.0891 | 1356.55 | 6.66 | 0 | 0 | 515.03 | 0 | 7191.7491 | 37.28 | 27846.57 | 552.31 | 28398.88
2018 | Large Office | 4A | 46320.38 | 0 | 707.28 | 3463.52 | 3042.73 | 438.74 | 15213.29 | 0 | 1960.81 | 2048 | 478.16 | 0.14091 | 478.0191 | 1132.19 | 25.4 | 49.79 | 0 | 557.21 | 0 | 7196.9191 | 707.28 | 27852.63 | 1264.49 | 29117.12
2018 | Large Office | 4B | 46320.38 | 0 | 551.06 | 3927.38 | 3039.05 | 436.89 | 15213.29 | 0 | 1960.81 | 2541.13 | 448.82 | 0.14091 | 448.6791 | 1137.03 | 1198.4 | 0 | 0 | 543.25 | 0 | 9252.6191 | 551.06 | 29902.81 | 1094.31 | 30997.12
2018 | Large Office | 4C | 46320.38 | 0 | 722.38 | 2641.12 | 3046.43 | 438.92 | 15213.29 | 0 | 1960.81 | 2068.94 | 285.78 | 0.14091 | 285.6391 | 870.36 | 15.07 | 0 | 0 | 572.27 | 0 | 5881.1291 | 722.38 | 26540.71 | 1294.64 | 27835.35
2018 | Large Office | 5A | 46320.38 | 0 | 1162.13 | 3042.29 | 3041.16 | 437.51 | 15213.29 | 0 | 1960.81 | 2066.85 | 384.56 | 0.14091 | 384.4191 | 897.87 | 31.73 | 39.97 | 0 | 599.18 | 0 | 6463.1291 | 1162.13 | 27116.05 | 1761.31 | 28877.36
2018 | Large Office | 5B | 46320.38 | 0 | 1406.84 | 3600.55 | 3041.51 | 438.26 | 15213.29 | 0 | 1960.81 | 2549.08 | 396.48 | 0.14091 | 396.3391 | 928.61 | 1328.03 | 0 | 0 | 587.35 | 0 | 8802.6091 | 1406.84 | 29456.62 | 1994.19 | 31450.81
2018 | Large Office | 5C | 46320.38 | 0 | 818.75 | 2432.4 | 3047.33 | 438.58 | 15213.29 | 0 | 1960.81 | 2093.18 | 221.43 | 0.14091 | 221.2891 | 697.66 | 16.41 | 0 | 0 | 596.01 | 0 | 5460.9391 | 818.75 | 26121.09 | 1414.76 | 27535.85
2018 | Large Office | 6A | 46320.38 | 0 | 2181.33 | 3118.7 | 3041.84 | 438.04 | 15213.29 | 0 | 1960.81 | 2137.6 | 407.21 | 0.14091 | 407.0691 | 846.78 | 38.64 | 46.11 | 0 | 630.45 | 0 | 6594.8991 | 2181.33 | 27249.03 | 2811.78 | 30060.81
2018 | Large Office | 6B | 46320.38 | 0 | 2669.88 | 3131.43 | 3043.01 | 437.38 | 15213.29 | 0 | 1960.81 | 2355.33 | 318.07 | 0.14091 | 317.9291 | 794.19 | 908.16 | 0 | 0 | 622.47 | 0 | 7507.0391 | 2669.88 | 28161.67 | 3292.35 | 31454.02
2018 | Large Office | 7 | 46320.38 | 0 | 2002.12 | 2921.74 | 3042.47 | 438.69 | 15213.29 | 0 | 1960.81 | 2149.68 | 388.12 | 0.14091 | 387.9791 | 714.34 | 47.52 | 52.27 | 0 | 667.77 | 0 | 6273.5291 | 2002.12 | 26928.94 | 2669.89 | 29598.83
2018 | Large Office | 8 | 46320.38 | 0 | 3334.62 | 2577.49 | 3072.76 | 444.73 | 15213.29 | 0 | 1960.83 | 2131.19 | 271.75 | 0.14091 | 271.6091 | 528.58 | 287.13 | 57.09 | 0 | 718.22 | 0 | 5853.0891 | 3334.62 | 26544.84 | 4052.84 | 30597.68
2006 | Medium Office | 0A | 4982.19 | 0.01 | 0 | 1581.1 | 562.72 | 226.37 | 816.24 | 0 | 33.79 | 201.88 | 0.15 | 0.15 | 0 | 0 | 0 | 0 | 0 | 67.13 | 0 | 1782.99 | 0 | 3422.26 | 67.13 | 3489.39
2006 | Medium Office | 0B | 4982.19 | 10.1 | 0 | 1401.5 | 562.72 | 226.42 | 816.24 | 0 | 33.79 | 170.75 | 0.15 | 0.15 | 0 | 0 | 0 | 0 | 0 | 67.6 | 0 | 1582.35 | 0 | 3221.67 | 67.6 | 3289.27
2006 | Medium Office | 1A | 4982.19 | 1.24 | 0 | 1018.23 | 562.72 | 226.44 | 816.24 | 0 | 33.79 | 158.07 | 0.15 | 0.15 | 0 | 0 | 0 | 0 | 0 | 70.14 | 0 | 1177.54 | 0 | 2816.88 | 70.14 | 2887.02
2006 | Medium Office | 1B | 4982.19 | 47.35 | 6.16 | 1119 | 562.72 | 226.16 | 816.24 | 0 | 33.79 | 155.41 | 0.15 | 0.15 | 0 | 0 | 0 | 0 | 0 | 70.39 | 0 | 1321.76 | 6.16 | 2960.81 | 76.55 | 3037.36
2006 | Medium Office | 2A | 4982.19 | 50.39 | 27.87 | 896.19 | 562.72 | 226.08 | 816.24 | 0 | 33.79 | 132.25 | 0.15 | 0.15 | 0 | 0 | 0 | 0 | 0 | 73.65 | 0 | 1078.83 | 27.87 | 2717.81 | 101.52 | 2819.33
2006 | Medium Office | 2B | 4982.19 | 72.76 | 6.64 | 629.76 | 562.72 | 226.24 | 816.24 | 0 | 33.79 | 147.21 | 0.15 | 0.15 | 0 | 0 | 0 | 0 | 0 | 73.84 | 0 | 849.73 | 6.64 | 2488.87 | 80.47 | 2569.34
2006 | Medium Office | 3A | 4982.19 | 207.12 | 195.51 | 502.64 | 562.72 | 226.2 | 816.24 | 0 | 33.79 | 109.84 | 0.15 | 0.15 | 0 | 0 | 0 | 0 | 0 | 80.01 | 0 | 819.6 | 195.51 | 2458.71 | 275.52 | 2734.23
2006 | Medium Office | 3B | 4982.19 | 124.32 | 36.06 | 430.75 | 562.72 | 226.19 | 816.24 | 0 | 33.79 | 128.69 | 0.15 | 0.15 | 0 | 0 | 0 | 0 | 0 | 78.36 | 0 | 683.76 | 36.06 | 2322.85 | 114.42 | 2437.27
2006 | Medium Office | 3C | 4982.19 | 59.43 | 12.66 | 293.62 | 562.72 | 226.16 | 816.24 | 0 | 33.79 | 94.94 | 0.15 | 0.15 | 0 | 0 | 0 | 0 | 0 | 80.53 | 0 | 447.99 | 12.66 | 2087.05 | 93.19 | 2180.24
2006 | Medium Office | 4A | 4982.19 | 383.46 | 343.91 | 372.8 | 562.72 | 225.86 | 816.24 | 0 | 33.79 | 104.65 | 0.15 | 0.15 | 0 | 0 | 0 | 0 | 0 | 85.16 | 0 | 860.91 | 343.91 | 2499.67 | 429.06 | 2928.73
2006 | Medium Office | 4B | 4982.19 | 198.58 | 78.69 | 306.25 | 562.72 | 226.03 | 816.24 | 0 | 33.79 | 132.32 | 0.15 | 0.15 | 0 | 0 | 0 | 0 | 0 | 83.63 | 0 | 637.15 | 78.69 | 2276.07 | 162.32 | 2438.39
2006 | Medium Office | 4C | 4982.19 | 285.23 | 261.64 | 122.72 | 562.72 | 225.6 | 816.24 | 0 | 33.79 | 91.13 | 0.15 | 0.15 | 0 | 0 | 0 | 0 | 0 | 86.76 | 0 | 499.08 | 261.64 | 2137.58 | 348.4 | 2485.98
2006 | Medium Office | 5A | 4982.19 | 469.98 | 620.09 | 203.28 | 562.72 | 225.93 | 816.24 | 0 | 33.79 | 96.59 | 0.15 | 0.15 | 0 | 0 | 0 | 0 | 0 | 89.72 | 0 | 769.85 | 620.09 | 2408.67 | 709.81 | 3118.48
2006 | Medium Office | 5B | 4982.19 | 297.18 | 226.13 | 222.89 | 562.72 | 225.93 | 816.24 | 0 | 33.79 | 122.11 | 0.15 | 0.15 | 0 | 0 | 0 | 0 | 0 | 88.36 | 0 | 642.18 | 226.13 | 2281.01 | 314.49 | 2595.5
2006 | Medium Office | 5C | 4982.19 | 297.42 | 409.69 | 77.48 | 562.72 | 225.58 | 816.24 | 0 | 33.79 | 90.07 | 0.15 | 0.15 | 0 | 0 | 0 | 0 | 0 | 89.35 | 0 | 464.97 | 409.69 | 2103.45 | 499.04 | 2602.49
2006 | Medium Office | 6A | 4982.19 | 674.84 | 816.99 | 221.84 | 562.72 | 225.82 | 816.24 | 0 | 33.79 | 102.81 | 0.15 | 0.15 | 0 | 0 | 0 | 0 | 0 | 93.11 | 0 | 999.49 | 816.99 | 2638.21 | 910.1 | 3548.31
2006 | Medium Office | 6B | 4982.19 | 510.42 | 482.86 | 143.61 | 562.72 | 225.66 | 816.24 | 0 | 33.79 | 108.33 | 0.15 | 0.15 | 0 | 0 | 0 | 0 | 0 | 92.21 | 0 | 762.36 | 482.86 | 2400.92 | 575.07 | 2975.99
2006 | Medium Office | 7 | 4982.19 | 674.9 | 1073.83 | 218.88 | 562.72 | 225.52 | 816.24 | 0 | 33.79 | 104.42 | 0.15 | 0.15 | 0 | 0 | 0 | 0 | 0 | 97.15 | 0 | 998.2 | 1073.83 | 2636.62 | 1170.98 | 3807.6
2006 | Medium Office | 8 | 4982.19 | 946.01 | 1550.71 | 143.95 | 562.72 | 224.28 | 816.24 | 0 | 33.79 | 108.07 | 0.15 | 0.15 | 0 | 0 | 0 | 0 | 0 | 102.69 | 0 | 1198.03 | 1550.71 | 2835.2 | 1653.4 | 4488.6
2009 | Medium Office | 0A | 4982.19 | 0 | 0 | 1398.71 | 562.72 | 124.66 | 816.24 | 0 | 33.79 | 166.22 | 0.15 | 0.15 | 0 | 0 | 0 | 0 | 0 | 67.14 | 0 | 1564.93 | 0 | 3102.49 | 67.14 | 3169.63
2009 | Medium Office | 0B | 4982.19 | 6.47 | 0 | 1273.58 | 562.72 | 124.68 | 816.24 | 0 | 33.79 | 146.04 | 0.15 | 0.15 | 0 | 0 | 0 | 0 | 0 | 67.6 | 0 | 1426.09 | 0 | 2963.67 | 67.6 | 3031.27
2009 | Medium Office | 1A | 4982.19 | 0.57 | 0 | 929.54 | 562.72 | 124.7 | 816.24 | 0 | 33.79 | 140.67 | 0.15 | 0.15 | 0 | 0 | 0 | 0 | 0 | 70.15 | 0 | 1070.78 | 0 | 2608.38 | 70.15 | 2678.53
2009 | Medium Office | 1B | 4982.19 | 29.62 | 4.45 | 1021.23 | 562.72 | 124.54 | 816.24 | 0 | 33.79 | 137.72 | 0.15 | 0.15 | 0 | 0 | 0 | 0 | 0 | 70.39 | 0 | 1188.57 | 4.45 | 2726.01 | 74.83 | 2800.84
2009 | Medium Office | 2A | 4982.19 | 25.5 | 26.57 | 807.54 | 562.72 | 124.5 | 816.24 | 0 | 33.79 | 118.24 | 0.15 | 0.15 | 0 | 0 | 0 | 0 | 0 | 73.65 | 0 | 951.28 | 26.57 | 2488.68 | 100.21 | 2588.89
2009 | Medium Office | 2B | 4982.19 | 38.09 | 7.56 | 586.71 | 562.72 | 124.59 | 816.24 | 0 | 33.79 | 132.23 | 0.15 | 0.15 | 0 | 0 | 0 | 0 | 0 | 73.83 | 0 | 757.03 | 7.56 | 2294.52 | 81.4 | 2375.92
2009 | Medium Office | 3A | 4982.19 | 107.7 | 120.93 | 421.39 | 562.72 | 124.56 | 816.24 | 0 | 33.79 | 98.87 | 0.15 | 0.15 | 0 | 0 | 0 | 0 | 0 | 79.97 | 0 | 627.96 | 120.93 | 2165.42 | 200.91 | 2366.33
2009 | Medium Office | 3B | 4982.19 | 57.38 | 36.38 | 400.1 | 562.72 | 124.56 | 816.24 | 0 | 33.79 | 117.12 | 0.15 | 0.15 | 0 | 0 | 0 | 0 | 0 | 78.33 | 0 | 574.6 | 36.38 | 2112.06 | 114.71 | 2226.77
2009 | Medium Office | 3C | 4982.19 | 18.93 | 16.53 | 260.25 | 562.72 | 124.54 | 816.24 | 0 | 33.79 | 87.91 | 0.15 | 0.15 | 0 | 0 | 0 | 0 | 0 | 80.49 | 0 | 367.09 | 16.53 | 1904.53 | 97.02 | 2001.55
2009 | Medium Office | 4A | 4982.19 | 195.36 | 298.51 | 298.47 | 562.72 | 124.37 | 816.24 | 0 | 33.79 | 93.81 | 0.15 | 0.15 | 0 | 0 | 0 | 0 | 0 | 85.1 | 0 | 587.64 | 298.51 | 2124.91 | 383.61 | 2508.52
2009 | Medium Office | 4B | 4982.19 | 85.08 | 72.85 | 283.65 | 562.72 | 124.47 | 816.24 | 0 | 33.79 | 126.04 | 0.15 | 0.15 | 0 | 0 | 0 | 0 | 0 | 83.6 | 0 | 494.77 | 72.85 | 2032.14 | 156.44 | 2188.58
2009 | Medium Office | 4C | 4982.19 | 153.38 | 193.65 | 105.62 | 562.72 | 124.23 | 816.24 | 0 | 33.79 | 88.68 | 0.15 | 0.15 | 0 | 0 | 0 | 0 | 0 | 86.73 | 0 | 347.68 | 193.65 | 1884.8 | 280.38 | 2165.18
2009 | Medium Office | 5A | 4982.19 | 300.87 | 491.57 | 184.76 | 562.72 | 124.41 | 816.24 | 0 | 33.79 | 88.76 | 0.15 | 0.15 | 0 | 0 | 0 | 0 | 0 | 89.63 | 0 | 574.39 | 491.57 | 2111.71 | 581.2 | 2692.91
2009 | Medium Office | 5B | 4982.19 | 179.89 | 187.12 | 209.8 | 562.72 | 124.42 | 816.24 | 0 | 33.79 | 116.76 | 0.15 | 0.15 | 0 | 0 | 0 | 0 | 0 | 88.31 | 0 | 506.45 | 187.12 | 2043.76 | 275.43 | 2319.19
2009 | Medium Office | 5C | 4982.19 | 138.74 | 293.39 | 61.74 | 562.72 | 124.22 | 816.24 | 0 | 33.79 | 87.18 | 0.15 | 0.15 | 0 | 0 | 0 | 0 | 0 | 89.28 | 0 | 287.66 | 293.39 | 1824.77 | 382.68 | 2207.45
2009 | Medium Office | 6A | 4982.19 | 465.11 | 660.93 | 203.83 | 562.72 | 124.36 | 816.24 | 0 | 33.79 | 95.13 | 0.15 | 0.15 | 0 | 0 | 0 | 0 | 0 | 93.03 | 0 | 764.07 | 660.93 | 2301.32 | 753.95 | 3055.27
2009 | Medium Office | 6B | 4982.19 | 330.89 | 385.98 | 134.79 | 562.72 | 124.27 | 816.24 | 0 | 33.79 | 104.27 | 0.15 | 0.15 | 0 | 0 | 0 | 0 | 0 | 92.16 | 0 | 569.95 | 385.98 | 2107.11 | 478.13 | 2585.24
2009 | Medium Office | 7 | 4982.19 | 456.16 | 828.99 | 209.17 | 562.72 | 124.19 | 816.24 | 0 | 33.79 | 99.67 | 0.15 | 0.15 | 0 | 0 | 0 | 0 | 0 | 97.06 | 0 | 765 | 828.99 | 2302.1 | 926.05 | 3228.15
2009 | Medium Office | 8 | 4982.19 | 672.4 | 1215.81 | 140.44 | 562.72 | 123.5 | 816.24 | 0 | 33.79 | 103.49 | 0.15 | 0.15 | 0 | 0 | 0 | 0 | 0 | 102.57 | 0 | 916.33 | 1215.81 | 2452.74 | 1318.38 | 3771.12
2012 | Medium Office | 0A | 4982.19 | 0 | 0 | 1096.58 | 303.6 | 124.66 | 816.24 | 0 | 19.13 | 125.29 | 0.15 | 0.15 | 0 | 0 | 0 | 19.42 | 0 | 67.13 | 0 | 1241.29 | 0 | 2505.07 | 67.13 | 2572.2
2012 | Medium Office | 0B | 4982.19 | 0.59 | 0.01 | 1020.38 | 305.95 | 124.68 | 816.24 | 0 | 19.13 | 118.34 | 0.15 | 0.15 | 0 | 0 | 0 | 0 | 0 | 67.6 | 0 | 1139.31 | 0.01 | 2405.47 | 67.61 | 2473.08
2012 | Medium Office | 1A | 4982.19 | 0.01 | 0 | 697.24 | 308.92 | 124.7 | 816.24 | 0 | 19.14 | 106.47 | 0.15 | 0.15 | 0 | 0 | 0 | 37.85 | 0 | 70.1 | 0 | 841.57 | 0 | 2110.71 | 70.1 | 2180.81
2012 | Medium Office | 1B | 4982.19 | 3.53 | 11.3 | 817.5 | 309.1 | 124.54 | 816.24 | 0 | 19.14 | 107.24 | 0.15 | 0.15 | 0 | 0 | 0 | 0 | 0 | 70.36 | 0 | 928.27 | 11.3 | 2197.44 | 81.66 | 2279.1
2012 | Medium Office | 2A | 4982.19 | 7.1 | 5.97 | 571.57 | 310.07 | 124.5 | 816.24 | 0 | 19.14 | 93.29 | 0.15 | 0.15 | 0 | 0 | 0 | 25.34 | 0 | 73.6 | 0 | 697.3 | 5.97 | 1967.39 | 79.58 | 2046.97
2012 | Medium Office | 2B | 4982.19 | 9.98 | 15.46 | 472.22 | 312.03 | 124.59 | 816.24 | 0 | 19.14 | 106.56 | 0.15 | 0.15 | 0 | 0 | 0 | 0 | 0 | 73.81 | 0 | 588.76 | 15.46 | 1860.9 | 89.28 | 1950.18
2012 | Medium Office | 3A | 4982.19 | 66.59 | 116.48 | 347.22 | 315.01 | 124.56 | 816.24 | 0 | 19.15 | 79.54 | 0.15 | 0.15 | 0 | 0 | 0 | 11.08 | 0 | 79.92 | 0 | 504.43 | 116.48 | 1779.55 | 196.4 | 1975.95
2012 | Medium Office | 3B | 4982.19 | 24.8 | 62.42 | 325.39 | 311 | 124.56 | 816.24 | 0 | 19.14 | 96.6 | 0.15 | 0.15 | 0 | 0 | 0 | 0 | 0 | 78.27 | 0 | 446.79 | 62.42 | 1717.88 | 140.69 | 1858.57
2012 | Medium Office | 3C | 4982.19 | 7.66 | 47.71 | 210.45 | 311.69 | 124.54 | 816.24 | 0 | 19.14 | 72.57 | 0.15 | 0.15 | 0 | 0 | 0 | 0 | 0 | 80.47 | 0 | 290.68 | 47.71 | 1562.45 | 128.18 | 1690.63
2012 | Medium Office | 4A | 4982.19 | 104.28 | 264.6 | 252.58 | 309.45 | 124.37 | 816.24 | 0 | 19.14 | 79.03 | 0.15 | 0.15 | 0 | 0 | 0 | 11.89 | 0 | 85.07 | 0 | 447.78 | 264.6 | 1717.14 | 349.67 | 2066.81
2012 | Medium Office | 4B | 4982.19 | 33.19 | 108.2 | 238.74 | 304.04 | 124.47 | 816.24 | 0 | 19.13 | 108.31 | 0.15 | 0.15 | 0 | 0 | 0 | 0 | 0 | 83.57 | 0 | 380.24 | 108.2 | 1644.27 | 191.76 | 1836.03
2012 | Medium Office | 4C | 4982.19 | 81.98 | 347.6 | 89.1 | 315.51 | 124.23 | 816.24 | 0 | 19.15 | 75.77 | 0.15 | 0.15 | 0 | 0 | 0 | 0 | 0 | 86.72 | 0 | 246.85 | 347.6 | 1522.14 | 434.32 | 1956.46
2012 | Medium Office | 5A | 4982.19 | 187.99 | 230.88 | 153.1 | 309.4 | 124.41 | 816.24 | 0 | 19.14 | 73.86 | 0.15 | 0.15 | 0 | 0 | 0 | 20.95 | 0 | 89.62 | 0 | 435.9 | 230.88 | 1705.24 | 320.5 | 2025.74
2012 | Medium Office | 5B | 4982.19 | 98.95 | 253.13 | 177.12 | 307.64 | 124.42 | 816.24 | 0 | 19.14 | 98.71 | 0.15 | 0.15 | 0 | 0 | 0 | 0 | 0 | 88.29 | 0 | 374.78 | 253.13 | 1642.36 | 341.42 | 1983.78
2012 | Medium Office | 5C | 4982.19 | 100.13 | 538.65 | 51.56 | 315.9 | 124.22 | 816.24 | 0 | 19.15 | 79.12 | 0.15 | 0.15 | 0 | 0 | 0 | 0 | 0 | 89.3 | 0 | 230.81 | 538.65 | 1506.49 | 627.95 | 2134.44
2012 | Medium Office | 6A | 4982.19 | 285.95 | 590.66 | 169.99 | 310.4 | 124.36 | 816.24 | 0 | 19.14 | 78.02 | 0.15 | 0.15 | 0 | 0 | 0 | 10.28 | 0 | 92.98 | 0 | 544.24 | 590.66 | 1814.52 | 683.64 | 2498.16
2012 | Medium Office | 6B | 4982.19 | 186.45 | 508.3 | 112.99 | 310.7 | 124.27 | 816.24 | 0 | 19.14 | 86.91 | 0.15 | 0.15 | 0 | 0 | 0 | 0 | 0 | 92.11 | 0 | 386.35 | 508.3 | 1656.85 | 600.42 | 2257.27
2012 | Medium Office | 7 | 4982.19 | 271.4 | 512.08 | 133.37 | 309.86 | 124.19 | 816.24 | 0 | 19.14 | 82.22 | 0.15 | 0.15 | 0 | 0 | 0 | 20.59 | 0 | 97.04 | 0 | 507.58 | 512.08 | 1777.16 | 609.11 | 2386.27
2012 | Medium Office | 8 | 4982.19 | 393.09 | 815.98 | 55.46 | 335.66 | 123.5 | 816.24 | 0 | 19.2 | 86.25 | 0.15 | 0.15 | 0 | 0 | 0 | 21.42 | 0 | 102.54 | 0 | 556.22 | 815.98 | 1850.98 | 918.52 | 2769.5
2015 | Medium Office | 0A | 4982.19 | 0 | 0 | 932.88 | 331.32 | 102.09 | 806.67 | 0 | 18.87 | 118.71 | 0.02 | 0.15 | -0.13 | 0 | 0 | 17.17 | 0 | 54.53 | 0 | 1068.63 | 0 | 2327.74 | 54.53 | 2382.27
2015 | Medium Office | 0B | 4982.19 | 0.6 | 0 | 885.83 | 331.4 | 102.07 | 806.67 | 0 | 18.87 | 108.08 | 0.02 | 0.15 | -0.13 | 0 | 0 | 0 | 0 | 54.46 | 0 | 994.38 | 0 | 2253.55 | 54.46 | 2308.01
2015 | Medium Office | 1A | 4982.19 | 0.01 | 0 | 656.42 | 331.78 | 102.08 | 806.67 | 0 | 18.87 | 102.5 | 0.02 | 0.15 | -0.13 | 0 | 0 | 16.76 | 0 | 58.14 | 0 | 775.56 | 0 | 2035.11 | 58.14 | 2093.25
2015 | Medium Office | 1B | 4982.19 | 3.43 | 1.23 | 725.69 | 331.71 | 101.93 | 806.67 | 0 | 18.87 | 102.31 | 0.02 | 0.15 | -0.13 | 0 | 0 | 0 | 0 | 58.35 | 0 | 831.3 | 1.23 | 2090.63 | 59.58 | 2150.21
2015 | Medium Office | 2A | 4982.19 | 5.54 | 3.86 | 551.75 | 331.54 | 101.89 | 806.67 | 0 | 18.87 | 90.32 | 0.02 | 0.15 | -0.13 | 0 | 0 | 11.07 | 0 | 62.34 | 0 | 658.55 | 3.86 | 1917.67 | 66.19 | 1983.86
2015 | Medium Office | 2B | 4982.19 | 10.07 | 4.03 | 452.95 | 331.8 | 101.98 | 806.67 | 0 | 18.88 | 101.7 | 0.02 | 0.15 | -0.13 | 0 | 0 | 0 | 0 | 62.62 | 0 | 564.59 | 4.03 | 1824.07 | 66.65 | 1890.72
2015 | Medium Office | 3A | 4982.19 | 52.23 | 39.39 | 323.96 | 332.04 | 101.95 | 806.67 | 0 | 18.88 | 78.9 | 0.02 | 0.15 | -0.13 | 0 | 0 | 9.62 | 0 | 69.6 | 0 | 464.58 | 39.39 | 1724.27 | 108.99 | 1833.26
2015 | Medium Office | 3B | 4982.19 | 18.82 | 20.52 | 316.54 | 331.87 | 101.95 | 806.67 | 0 | 18.88 | 93.29 | 0.02 | 0.15 | -0.13 | 0 | 0 | 0 | 0 | 67.74 | 0 | 428.52 | 20.52 | 1688.04 | 88.26 | 1776.3
2015 | Medium Office | 3C | 4982.19 | 6.24 | 2.22 | 211.71 | 332.17 | 102.12 | 806.67 | 0 | 18.88 | 70.73 | 0.02 | 0.15 | -0.13 | 0 | 0 | 0 | 0 | 70.41 | 0 | 288.55 | 2.22 | 1548.54 | 72.62 | 1621.16
2015 | Medium Office | 4A | 4982.19 | 106.09 | 111.34 | 236.63 | 332.09 | 102.16 | 806.67 | 0 | 18.88 | 79.42 | 0.02 | 0.15 | -0.13 | 0 | 0 | 0 | 0 | 75.39 | 0 | 422.01 | 111.34 | 1681.95 | 186.73 | 1868.68
2015 | Medium Office | 4B | 4982.19 | 31.19 | 35.24 | 234.56 | 331.48 | 101.91 | 806.67 | 0 | 18.87 | 104.1 | 0.02 | 0.15 | -0.13 | 0 | 0 | 0 | 0 | 73.7 | 0 | 369.72 | 35.24 | 1628.81 | 108.94 | 1737.75
2015 | Medium Office | 4C | 4982.19 | 86.94 | 47.94 | 89.81 | 332.62 | 102.14 | 806.67 | 0 | 18.88 | 74.26 | 0.02 | 0.15 | -0.13 | 0 | 0 | 0 | 0 | 77.13 | 0 | 250.88 | 47.94 | 1511.33 | 125.07 | 1636.4
2015 | Medium Office | 5A | 4982.19 | 190.05 | 217.8 | 153.24 | 331.88 | 101.99 | 806.67 | 0 | 18.88 | 76.29 | 0.02 | 0.15 | -0.13 | 0 | 0 | 0 | 0 | 80.3 | 0 | 419.45 | 217.8 | 1679.02 | 298.1 | 1977.12
2015 | Medium Office | 5B | 4982.19 | 93.44 | 108.35 | 174.58 | 331.95 | 102.1 | 806.67 | 0 | 18.88 | 96.2 | 0.02 | 0.15 | -0.13 | 0 | 0 | 0 | 0 | 78.88 | 0 | 364.09 | 108.35 | 1623.83 | 187.24 | 1811.07
2015 | Medium Office | 5C | 4982.19 | 85.37 | 66.67 | 51.53 | 332.91 | 102.09 | 806.67 | 0 | 18.88 | 74.92 | 0.02 | 0.15 | -0.13 | 0 | 0 | 0 | 0 | 79.89 | 0 | 211.69 | 66.67 | 1472.38 | 146.56 | 1618.94
2015 | Medium Office | 6A | 4982.19 | 292.24 | 348.76 | 167.47 | 332.07 | 102.05 | 806.67 | 0 | 18.88 | 80.66 | 0.02 | 0.15 | -0.13 | 0 | 0 | 0 | 0 | 83.98 | 0 | 540.24 | 348.76 | 1800.05 | 432.74 | 2232.79
2015 | Medium Office | 6B | 4982.19 | 193.41 | 217.38 | 112.52 | 332.27 | 101.92 | 806.67 | 0 | 18.88 | 88.49 | 0.02 | 0.15 | -0.13 | 0 | 0 | 0 | 0 | 83.01 | 0 | 394.29 | 217.38 | 1654.18 | 300.39 | 1954.57
2015 | Medium Office | 7 | 4982.19 | 284.13 | 157.08 | 131.1 | 332.19 | 102.09 | 806.67 | 0 | 18.88 | 85.25 | 0.02 | 0.15 | -0.13 | 0 | 0 | 25.73 | 0 | 88.29 | 0 | 526.08 | 157.08 | 1786.06 | 245.37 | 2031.43
2015 | Medium Office | 8 | 4982.19 | 425.55 | 336.33 | 58.32 | 337.28 | 102.77 | 806.67 | 0 | 18.89 | 89.92 | 0.02 | 0.15 | -0.13 | 0 | 0 | 26.29 | 0 | 94.17 | 0 | 599.95 | 336.33 | 1865.7 | 430.5 | 2296.2
2018 | Medium Office | 0A | 4982.19 | 0 | 0 | 899.09 | 307.81 | 66.17 | 806.67 | 0 | 13.01 | 118.51 | 0.02 | 0.15 | -0.13 | 0 | 0 | 17.36 | 0 | 54.52 | 0 | 1034.83 | 0 | 2228.64 | 54.52 | 2283.16
2018 | Medium Office | 0B | 4982.19 | 0.41 | 0 | 880.47 | 307.88 | 66.16 | 806.67 | 0 | 13.01 | 107.25 | 0.02 | 0.15 | -0.13 | 0 | 0 | 0 | 0 | 54.45 | 0 | 988 | 0 | 2181.87 | 54.45 | 2236.32
2018 | Medium Office | 1A | 4982.19 | 0.01 | 0 | 639.64 | 308.23 | 66.17 | 806.67 | 0 | 13.01 | 102.03 | 0.02 | 0.15 | -0.13 | 0 | 0 | 16.92 | 0 | 58.11 | 0 | 758.47 | 0 | 1952.69 | 58.11 | 2010.8
2018 | Medium Office | 1B | 4982.19 | 2.04 | 1.6 | 718.4 | 308.17 | 66.07 | 806.67 | 0 | 13.01 | 101.12 | 0.02 | 0.15 | -0.13 | 0 | 0 | 0 | 0 | 58.31 | 0 | 821.43 | 1.6 | 2015.48 | 59.91 | 2075.39
2018 | Medium Office | 2A | 4982.19 | 3.9 | 4.47 | 537.48 | 308.01 | 66.04 | 806.67 | 0 | 13.01 | 88.41 | 0.02 | 0.15 | -0.13 | 0 | 0 | 12.5 | 0 | 62.31 | 0 | 642.16 | 4.47 | 1836.03 | 66.78 | 1902.81
2018 | Medium Office | 2B | 4982.19 | 5.59 | 5.29 | 448.4 | 308.25 | 66.1 | 806.67 | 0 | 13.01 | 99.05 | 0.02 | 0.15 | -0.13 | 0 | 0 | 0 | 0 | 62.57 | 0 | 552.91 | 5.29 | 1747.09 | 67.86 | 1814.95
2018 | Medium Office | 3A | 4982.19 | 44.01 | 41.25 | 316.23 | 308.47 | 66.08 | 806.67 | 0 | 13.01 | 75.65 | 0.02 | 0.15 | -0.13 | 0 | 0 | 9.93 | 0 | 69.58 | 0 | 445.69 | 41.25 | 1640.07 | 110.83 | 1750.9
2018 | Medium Office | 3B | 4982.19 | 12.53 | 24.26 | 313.18 | 308.32 | 66.08 | 806.67 | 0 | 13.01 | 90.56 | 0.02 | 0.15 | -0.13 | 0 | 0 | 0 | 0 | 67.71 | 0 | 416.14 | 24.26 | 1610.36 | 91.97 | 1702.33
2018 | Medium Office | 3C | 4982.19 | 5.26 | 2.86 | 207.66 | 308.59 | 66.2 | 806.67 | 0 | 13.01 | 67.53 | 0.02 | 0.15 | -0.13 | 0 | 0 | 0 | 0 | 70.38 | 0 | 280.32 | 2.86 | 1474.94 | 73.25 | 1548.19
2018 | Medium Office | 4A | 4982.19 | 95.04 | 121.69 | 227.04 | 308.64 | 66.23 | 806.67 | 0 | 13.01 | 71.73 | 0.02 | 0.15 | -0.13 | 0 | 0 | 0 | 0 | 75.34 | 0 | 393.68 | 121.69 | 1588.38 | 197.03 | 1785.41
2018 | Medium Office | 4B | 4982.19 | 23.14 | 45.2 | 224.08 | 308.06 | 66.06 | 806.67 | 0 | 13.01 | 94.38 | 0.02 | 0.15 | -0.13 | 0 | 0 | 0 | 0 | 73.69 | 0 | 341.47 | 45.2 | 1535.41 | 118.88 | 1654.29
2018 | Medium Office | 4C | 4982.19 | 62.67 | 60.42 | 84.07 | 309.19 | 66.22 | 806.67 | 0 | 13.01 | 64.56 | 0.02 | 0.15 | -0.13 | 0 | 0 | 0 | 0 | 77.1 | 0 | 211.17 | 60.42 | 1406.41 | 137.52 | 1543.93
2018 | Medium Office | 5A | 4982.19 | 172.31 | 223.1 | 147.85 | 308.39 | 66.11 | 806.67 | 0 | 13.01 | 68.95 | 0.02 | 0.15 | -0.13 | 0 | 0 | 0 | 0 | 80.27 | 0 | 388.98 | 223.1 | 1583.31 | 303.37 | 1886.68
2018 | Medium Office | 5B | 4982.19 | 76.56 | 117.88 | 169.47 | 308.44 | 66.19 | 806.67 | 0 | 13.01 | 89.48 | 0.02 | 0.15 | -0.13 | 0 | 0 | 0 | 0 | 78.83 | 0 | 335.38 | 117.88 | 1529.84 | 196.72 | 1726.56
2018 | Medium Office | 5C | 4982.19 | 60.53 | 80.77 | 48.02 | 309.35 | 66.19 | 806.67 | 0 | 13.01 | 66.38 | 0.02 | 0.15 | -0.13 | 0 | 0 | 0 | 0 | 79.85 | 0 | 174.8 | 80.77 | 1370.17 | 160.62 | 1530.79
2018 | Medium Office | 6A | 4982.19 | 265.01 | 346.58 | 164.82 | 308.5 | 66.15 | 806.67 | 0 | 13.01 | 73.33 | 0.02 | 0.15 | -0.13 | 0 | 0 | 0 | 0 | 83.92 | 0 | 503.03 | 346.58 | 1697.51 | 430.5 | 2128.01
2018 | Medium Office | 6B | 4982.19 | 163.04 | 222.72 | 110.95 | 308.68 | 66.07 | 806.67 | 0 | 13.01 | 80.29 | 0.02 | 0.15 | -0.13 | 0 | 0 | 0 | 0 | 82.97 | 0 | 354.15 | 222.72 | 1548.72 | 305.69 | 1854.41
2018 | Medium Office | 7 | 4982.19 | 250.63 | 84.67 | 127.99 | 308.6 | 66.19 | 806.67 | 0 | 13.01 | 76.81 | 0.02 | 0.15 | -0.13 | 0 | 0 | 23.19 | 0 | 88.24 | 0 | 478.49 | 84.67 | 1673.12 | 172.91 | 1846.03
2018 | Medium Office | 8 | 4982.19 | 376.02 | 191.72 | 57.14 | 313.32 | 66.68 | 806.67 | 0 | 13.02 | 78.97 | 0.02 | 0.15 | -0.13 | 0 | 0 | 24.4 | 0 | 94.14 | 0 | 536.4 | 191.72 | 1736.25 | 285.86 | 2022.11
2006 | Mid-Rise Apartment | 0A | 3134.61 | 0 | 0 | 767.58 | 146.33 | 73.05 | 517.64 | 0 | 0 | 177.59 | 0 | 0 | 0 | 0 | 0 | 0 | 270.32 | 0 | 0 | 945.17 | 0 | 1952.51 | 0 | 1952.51
2006 | Mid-Rise Apartment | 0B | 3134.61 | 0 | 0.03 | 697.51 | 146.33 | 73.06 | 517.64 | 0 | 0 | 173.57 | 0 | 0 | 0 | 0 | 0 | 0 | 269.19 | 0 | 0 | 871.08 | 0.03 | 1877.3 | 0.03 | 1877.33
2006 | Mid-Rise Apartment | 1A | 3134.61 | 0 | 0 | 516.62 | 146.33 | 73.07 | 517.64 | 0 | 0 | 142.71 | 0 | 0 | 0 | 0 | 0 | 0 | 291.46 | 0 | 0 | 659.33 | 0 | 1687.83 | 0 | 1687.83
2006 | Mid-Rise Apartment | 1B | 3134.61 | 0 | 10.02 | 529.29 | 146.33 | 72.98 | 517.64 | 0 | 0 | 152.28 | 0 | 0 | 0 | 0 | 0 | 0 | 292.31 | 0 | 0 | 681.57 | 10.02 | 1710.83 | 10.02 | 1720.85
2006 | Mid-Rise Apartment | 2A | 3134.61 | 0 | 27.53 | 409.69 | 146.33 | 72.96 | 517.64 | 0 | 0 | 121.87 | 0 | 0 | 0 | 0 | 0 | 0 | 316.01 | 0 | 0 | 531.56 | 27.53 | 1584.51 | 27.53 | 1612.04
2006 | Mid-Rise Apartment | 2B | 3134.61 | 0 | 28.46 | 335.83 | 146.33 | 73.01 | 517.64 | 0 | 0 | 127.16 | 0 | 0 | 0 | 0 | 0 | 0 | 317.66 | 0 | 0 | 462.99 | 28.46 | 1517.63 | 28.46 | 1546.09
2006 | Mid-Rise Apartment | 3A | 3134.61 | 0 | 246.87 | 217.85 | 146.33 | 72.99 | 517.64 | 0 | 0 | 99.46 | 0 | 0 | 0 | 0 | 0 | 0 | 358.21 | 0 | 0 | 317.31 | 246.87 | 1412.49 | 246.87 | 1659.36
2006 | Mid-Rise Apartment | 3B | 3134.61 | 0 | 100.99 | 232.58 | 146.33 | 72.99 | 517.64 | 0 | 0 | 110.95 | 0 | 0 | 0 | 0 | 0 | 0 | 347.38 | 0 | 0 | 343.53 | 100.99 | 1427.88 | 100.99 | 1528.87
2006 | Mid-Rise Apartment | 3C | 3134.61 | 0 | 27.16 | 110.16 | 146.33 | 72.98 | 517.64 | 0 | 0 | 72.1 | 0 | 0 | 0 | 0 | 0 | 0 | 362.45 | 0 | 0 | 182.26 | 27.16 | 1281.66 | 27.16 | 1308.82
2006 | Mid-Rise Apartment | 4A | 3134.61 | 0 | 553.54 | 153.26 | 146.33 | 72.88 | 517.64 | 0 | 0 | 94.81 | 0 | 0 | 0 | 0 | 0 | 0 | 391.33 | 0 | 0 | 248.07 | 553.54 | 1376.25 | 553.54 | 1929.79
2006 | Mid-Rise Apartment | 4B | 3134.61 | 0 | 223.66 | 165.01 | 146.33 | 72.94 | 517.64 | 0 | 0 | 104.29 | 0 | 0 | 0 | 0 | 0 | 0 | 381.67 | 0 | 0 | 269.3 | 223.66 | 1387.88 | 223.66 | 1611.54
2006 | Mid-Rise Apartment | 4C | 3134.61 | 0 | 285.09 | 53.43 | 146.33 | 72.8 | 517.64 | 0 | 0 | 72.74 | 0 | 0 | 0 | 0 | 0 | 0 | 401.32 | 0 | 0 | 126.17 | 285.09 | 1264.26 | 285.09 | 1549.35
2006 | Mid-Rise Apartment | 5A | 3134.61 | 0 | 773.47 | 85.3 | 146.33 | 72.91 | 517.64 | 0 | 0 | 88.17 | 0 | 0 | 0 | 0 | 0 | 0 | 419.15 | 0 | 0 | 173.47 | 773.47 | 1329.5 | 773.47 | 2102.97
2006 | Mid-Rise Apartment | 5B | 3134.61 | 0 | 399.84 | 114.79 | 146.33 | 72.91 | 517.64 | 0 | 0 | 95.58 | 0 | 0 | 0 | 0 | 0 | 0 | 411.01 | 0 | 0 | 210.37 | 399.84 | 1358.26 | 399.84 | 1758.1
2006 | Mid-Rise Apartment | 5C | 3134.61 | 0 | 278.86 | 36.17 | 146.33 | 72.79 | 517.64 | 0 | 0 | 67.62 | 0 | 0 | 0 | 0 | 0 | 0 | 417.09 | 0 | 0 | 103.79 | 278.86 | 1257.64 | 278.86 | 1536.5
2006 | Mid-Rise Apartment | 6A | 3134.61 | 0 | 1115.55 | 91.62 | 146.33 | 72.87 | 517.64 | 0 | 0 | 96.02 | 0 | 0 | 0 | 0 | 0 | 0 | 439.67 | 0 | 0 | 187.64 | 1115.55 | 1364.15 | 1115.55 | 2479.7
2006 | Mid-Rise Apartment | 6B | 3134.61 | 0 | 756.06 | 69.59 | 146.33 | 72.82 | 517.64 | 0 | 0 | 90.93 | 0 | 0 | 0 | 0 | 0 | 0 | 434.49 | 0 | 0 | 160.52 | 756.06 | 1331.8 | 756.06 | 2087.86
2006 | Mid-Rise Apartment | 7 | 3134.61 | 0 | 1138.25 | 72.76 | 146.33 | 72.77 | 517.64 | 0 | 0 | 95.56 | 0 | 0 | 0 | 0 | 0 | 0 | 463.94 | 0 | 0 | 168.32 | 1138.25 | 1369.01 | 1138.25 | 2507.26
2006 | Mid-Rise Apartment | 8 | 3134.61 | 0 | 1425.46 | 46.45 | 146.33 | 72.37 | 517.64 | 0 | 0 | 103.61 | 0 | 0 | 0 | 0 | 0 | 0 | 496.79 | 0 | 0 | 150.06 | 1425.46 | 1383.2 | 1425.46 | 2808.66
2009 | Mid-Rise Apartment | 0A | 3134.61 | 0 | 0 | 627.86 | 146.33 | 39.47 | 517.64 | 0 | 0 | 175.93 | 0 | 0 | 0 | 0 | 0 | 0 | 270.32 | 0 | 0 | 803.79 | 0 | 1777.56 | 0 | 1777.56
2009 | Mid-Rise Apartment | 0B | 3134.61 | 0 | 0.01 | 570.79 | 146.33 | 39.48 | 517.64 | 0 | 0 | 172.46 | 0 | 0 | 0 | 0 | 0 | 0 | 269.18 | 0 | 0 | 743.25 | 0.01 | 1715.89 | 0.01 | 1715.9
2009 | Mid-Rise Apartment | 1A | 3134.61 | 0 | 0 | 423.15 | 146.33 | 39.49 | 517.64 | 0 | 0 | 141.69 | 0 | 0 | 0 | 0 | 0 | 0 | 291.45 | 0 | 0 | 564.84 | 0 | 1559.75 | 0 | 1559.75
2009 | Mid-Rise Apartment | 1B | 3134.61 | 0 | 7.35 | 432.71 | 146.33 | 39.44 | 517.64 | 0 | 0 | 150.9 | 0 | 0 | 0 | 0 | 0 | 0 | 292.3 | 0 | 0 | 583.61 | 7.35 | 1579.31 | 7.35 | 1586.66
2009 | Mid-Rise Apartment | 2A | 3134.61 | 0 | 17.77 | 326.46 | 146.33 | 39.42 | 517.64 | 0 | 0 | 116.07 | 0 | 0 | 0 | 0 | 0 | 0 | 315.94 | 0 | 0 | 442.53 | 17.77 | 1461.86 | 17.77 | 1479.63
2009 | Mid-Rise Apartment | 2B | 3134.61 | 0 | 15.47 | 261.53 | 146.33 | 39.45 | 517.64 | 0 | 0 | 119.82 | 0 | 0 | 0 | 0 | 0 | 0 | 317.54 | 0 | 0 | 381.35 | 15.47 | 1402.3 | 15.47 | 1417.77
2009 | Mid-Rise Apartment | 3A | 3134.61 | 0 | 193.77 | 173.69 | 146.33 | 39.44 | 517.64 | 0 | 0 | 94.12 | 0 | 0 | 0 | 0 | 0 | 0 | 358.11 | 0 | 0 | 267.81 | 193.77 | 1329.33 | 193.77 | 1523.1
2009 | Mid-Rise Apartment | 3B | 3134.61 | 0 | 65.46 | 182.27 | 146.33 | 39.44 | 517.64 | 0 | 0 | 104.65 | 0 | 0 | 0 | 0 | 0 | 0 | 347.25 | 0 | 0 | 286.92 | 65.46 | 1337.58 | 65.46 | 1403.04
2009 | Mid-Rise Apartment | 3C | 3134.61 | 0 | 14.26 | 93.05 | 146.33 | 39.44 | 517.64 | 0 | 0 | 71.45 | 0 | 0 | 0 | 0 | 0 | 0 | 362.26 | 0 | 0 | 164.5 | 14.26 | 1230.17 | 14.26 | 1244.43
2009 | Mid-Rise Apartment | 4A | 3134.61 | 0 | 438.88 | 125.73 | 146.33 | 39.38 | 517.64 | 0 | 0 | 90.17 | 0 | 0 | 0 | 0 | 0 | 0 | 391.23 | 0 | 0 | 215.9 | 438.88 | 1310.47 | 438.88 | 1749.35
2009 | Mid-Rise Apartment | 4B | 3134.61 | 0 | 148.43 | 134.79 | 146.33 | 39.41 | 517.64 | 0 | 0 | 99.32 | 0 | 0 | 0 | 0 | 0 | 0 | 381.49 | 0 | 0 | 234.11 | 148.43 | 1318.99 | 148.43 | 1467.42
2009 | Mid-Rise Apartment | 4C | 3134.61 | 0 | 249.53 | 46.42 | 146.33 | 39.34 | 517.64 | 0 | 0 | 72.5 | 0 | 0 | 0 | 0 | 0 | 0 | 401.22 | 0 | 0 | 118.92 | 249.53 | 1223.45 | 249.53 | 1472.98
2009 | Mid-Rise Apartment | 5A | 3134.61 | 0 | 718.79 | 72.29 | 146.33 | 39.39 | 517.64 | 0 | 0 | 88.23 | 0 | 0 | 0 | 0 | 0 | 0 | 419.1 | 0 | 0 | 160.52 | 718.79 | 1282.99 | 718.79 | 2001.78
2009 | Mid-Rise Apartment | 5B | 3134.61 | 0 | 354.84 | 96.59 | 146.33 | 39.4 | 517.64 | 0 | 0 | 95.65 | 0 | 0 | 0 | 0 | 0 | 0 | 410.94 | 0 | 0 | 192.24 | 354.84 | 1306.55 | 354.84 | 1661.39
2009 | Mid-Rise Apartment | 5C | 3134.61 | 0 | 237.16 | 32.5 | 146.33 | 39.33 | 517.64 | 0 | 0 | 67.63 | 0 | 0 | 0 | 0 | 0 | 0 | 416.93 | 0 | 0 | 100.13 | 237.16 | 1220.37 | 237.16 | 1457.53
2009 | Mid-Rise Apartment | 6A | 3134.61 | 0 | 1025.66 | 77.62 | 146.33 | 39.38 | 517.64 | 0 | 0 | 93.99 | 0 | 0 | 0 | 0 | 0 | 0 | 439.62 | 0 | 0 | 171.61 | 1025.66 | 1314.58 | 1025.66 | 2340.24
2009 | Mid-Rise Apartment | 6B | 3134.61 | 0 | 674.97 | 59.16 | 146.33 | 39.35 | 517.64 | 0 | 0 | 90.36 | 0 | 0 | 0 | 0 | 0 | 0 | 434.41 | 0 | 0 | 149.52 | 674.97 | 1287.25 | 674.97 | 1962.22
2009 | Mid-Rise Apartment | 7 | 3134.61 | 0 | 1041.95 | 63.83 | 146.33 | 39.32 | 517.64 | 0 | 0 | 95.58 | 0 | 0 | 0 | 0 | 0 | 0 | 463.86 | 0 | 0 | 159.41 | 1041.95 | 1326.56 | 1041.95 | 2368.51
2009 | Mid-Rise Apartment | 8 | 3134.61 | 0 | 1258.19 | 41.3 | 146.33 | 39.11 | 517.64 | 0 | 0 | 101.73 | 0 | 0 | 0 | 0 | 0 | 0 | 496.72 | 0 | 0 | 143.03 | 1258.19 | 1342.83 | 1258.19 | 2601.02
2012 | Mid-Rise Apartment | 0A | 3134.61 | 0 | 0 | 569.35 | 108.84 | 39.47 | 517.64 | 0 | 0 | 151.25 | 0 | 0 | 0 | 0 | 0 | 0 | 270.31 | 0 | 0 | 720.6 | 0 | 1656.86 | 0 | 1656.86
2012 | Mid-Rise Apartment | 0B | 3134.61 | 0 | 0 | 510.41 | 108.84 | 39.48 | 517.64 | 0 | 0 | 150.09 | 0 | 0 | 0 | 0 | 0 | 0 | 269.15 | 0 | 0 | 660.5 | 0 | 1595.6 | 0 | 1595.6
2012 | Mid-Rise Apartment | 1A | 3134.61 | 0 | 0 | 384.13 | 108.84 | 39.49 | 517.64 | 0 | 0 | 124.09 | 0 | 0 | 0 | 0 | 0 | 0 | 291.46 | 0 | 0 | 508.22 | 0 | 1465.64 | 0 | 1465.64
2012 | Mid-Rise Apartment | 1B | 3134.61 | 0 | 4.16 | 386.68 | 108.84 | 39.44 | 517.64 | 0 | 0 | 131.77 | 0 | 0 | 0 | 0 | 0 | 0 | 292.21 | 0 | 0 | 518.45 | 4.16 | 1476.58 | 4.16 | 1480.74
2012 | Mid-Rise Apartment | 2A | 3134.61 | 0 | 18.16 | 308.66 | 108.84 | 39.42 | 517.64 | 0 | 0 | 106.74 | 0 | 0 | 0 | 0 | 0 | 0 | 315.94 | 0 | 0 | 415.4 | 18.16 | 1397.24 | 18.16 | 1415.4
2012 | Mid-Rise Apartment | 2B | 3134.61 | 0 | 15.79 | 242.62 | 108.84 | 39.45 | 517.64 | 0 | 0 | 110.06 | 0 | 0 | 0 | 0 | 0 | 0 | 317.54 | 0 | 0 | 352.68 | 15.79 | 1336.15 | 15.79 | 1351.94
2012 | Mid-Rise Apartment | 3A | 3134.61 | 0 | 188.8 | 164.75 | 108.84 | 39.44 | 517.64 | 0 | 0 | 87.93 | 0 | 0 | 0 | 0 | 0 | 0 | 358.12 | 0 | 0 | 252.68 | 188.8 | 1276.72 | 188.8 | 1465.52
2012 | Mid-Rise Apartment | 3B | 3134.61 | 0 | 65.41 | 171.71 | 108.84 | 39.44 | 517.64 | 0 | 0 | 97.89 | 0 | 0 | 0 | 0 | 0 | 0 | 347.25 | 0 | 0 | 269.6 | 65.41 | 1282.76 | 65.41 | 1348.17
2012 | Mid-Rise Apartment | 3C | 3134.61 | 0 | 15.46 | 86.49 | 108.84 | 39.44 | 517.64 | 0 | 0 | 67.22 | 0 | 0 | 0 | 0 | 0 | 0 | 362.29 | 0 | 0 | 153.71 | 15.46 | 1181.91 | 15.46 | 1197.37
2012 | Mid-Rise Apartment | 4A | 3134.61 | 0 | 296.22 | 124.69 | 108.84 | 39.38 | 517.64 | 0 | 0 | 84.02 | 0 | 0 | 0 | 0 | 0 | 0 | 391.05 | 0 | 0 | 208.71 | 296.22 | 1265.62 | 296.22 | 1561.84
2012 | Mid-Rise Apartment | 4B | 3134.61 | 0 | 95.88 | 137.13 | 108.84 | 39.41 | 517.64 | 0 | 0 | 93.43 | 0 | 0 | 0 | 0 | 0 | 0 | 381.28 | 0 | 0 | 230.56 | 95.88 | 1277.74 | 95.88 | 1373.62
2012 | Mid-Rise Apartment | 4C | 3134.61 | 0 | 168.84 | 53.32 | 108.84 | 39.34 | 517.64 | 0 | 0 | 69.02 | 0 | 0 | 0 | 0 | 0 | 0 | 400.96 | 0 | 0 | 122.34 | 168.84 | 1189.12 | 168.84 | 1357.96
2012 | Mid-Rise Apartment | 5A | 3134.61 | 0 | 527.73 | 73.9 | 108.84 | 39.39 | 517.64 | 0 | 0 | 81.69 | 0 | 0 | 0 | 0 | 0 | 0 | 418.95 | 0 | 0 | 155.59 | 527.73 | 1240.41 | 527.73 | 1768.14
2012 | Mid-Rise Apartment | 5B | 3134.61 | 0 | 258.94 | 98.86 | 108.84 | 39.4 | 517.64 | 0 | 0 | 88.6 | 0 | 0 | 0 | 0 | 0 | 0 | 410.76 | 0 | 0 | 187.46 | 258.94 | 1264.1 | 258.94 | 1523.04
2012 | Mid-Rise Apartment | 5C | 3134.61 | 0 | 187.9 | 38.31 | 108.84 | 39.33 | 517.64 | 0 | 0 | 64.85 | 0 | 0 | 0 | 0 | 0 | 0 | 416.74 | 0 | 0 | 103.16 | 187.9 | 1185.71 | 187.9 | 1373.61
2012 | Mid-Rise Apartment | 6A | 3134.61 | 0 | 746.5 | 79.17 | 108.84 | 39.38 | 517.64 | 0 | 0 | 85.4 | 0 | 0 | 0 | 0 | 0 | 0 | 439.45 | 0 | 0 | 164.57 | 746.5 | 1269.89 | 746.5 | 2016.39
2012 | Mid-Rise Apartment | 6B | 3134.61 | 0 | 475.68 | 63.39 | 108.84 | 39.35 | 517.64 | 0 | 0 | 82.27 | 0 | 0 | 0 | 0 | 0 | 0 | 434.17 | 0 | 0 | 145.66 | 475.68 | 1245.65 | 475.68 | 1721.33
2012 | Mid-Rise Apartment | 7 | 3134.61 | 0 | 789.92 | 69.05 | 108.84 | 39.32 | 517.64 | 0 | 0 | 89.6 | 0 | 0 | 0 | 0 | 0 | 0 | 463.68 | 0 | 0 | 158.65 | 789.92 | 1288.13 | 789.92 | 2078.05
2012 | Mid-Rise Apartment | 8 | 3134.61 | 0 | 1074.22 | 47.7 | 108.84 | 39.11 | 517.64 | 0 | 0 | 96.57 | 0 | 0 | 0 | 0 | 0 | 0 | 496.57 | 0 | 0 | 144.27 | 1074.22 | 1306.42 | 1074.22 | 2380.64
2015 | Mid-Rise Apartment | 0A | 3134.61 | 0 | 0 | 525.12 | 121.05 | 38.61 | 513.02 | 0 | 0 | 150.2 | 0 | 0 | 0 | 0 | 0 | 0 | 270.3 | 0 | 0 | 675.32 | 0 | 1618.29 | 0 | 1618.29
2015 | Mid-Rise Apartment | 0B | 3134.61 | 0 | 0 | 468.3 | 121.05 | 38.61 | 513.02 | 0 | 0 | 146.4 | 0 | 0 | 0 | 0 | 0 | 0 | 269.13 | 0 | 0 | 614.7 | 0 | 1556.52 | 0 | 1556.52
2015 | Mid-Rise Apartment | 1A | 3134.61 | 0 | 0 | 355.16 | 121.05 | 38.62 | 513.02 | 0 | 0 | 123.95 | 0 | 0 | 0 | 0 | 0 | 0 | 291.45 | 0 | 0 | 479.11 | 0 | 1443.25 | 0 | 1443.25
2015 | Mid-Rise Apartment | 1B | 3134.61 | 0 | 2.33 | 363.42 | 121.05 | 38.57 | 513.02 | 0 | 0 | 130.2 | 0 | 0 | 0 | 0 | 0 | 0 | 292.16 | 0 | 0 | 493.62 | 2.33 | 1458.42 | 2.33 | 1460.75
2015 | Mid-Rise Apartment | 2A | 3134.61 | 0 | 10.53 | 291.69 | 121.05 | 38.56 | 513.02 | 0 | 0 | 106.87 | 0 | 0 | 0 | 0 | 0 | 0 | 315.85 | 0 | 0 | 398.56 | 10.53 | 1387.04 | 10.53 | 1397.57
2015 | Mid-Rise Apartment | 2B | 3134.61 | 0 | 11.93 | 232.44 | 121.05 | 38.58 | 513.02 | 0 | 0 | 110.25 | 0 | 0 | 0 | 0 | 0 | 0 | 317.5 | 0 | 0 | 342.69 | 11.93 | 1332.85 | 11.93 | 1344.78
2015 | Mid-Rise Apartment | 3A | 3134.61 | 0 | 127.75 | 159.37 | 121.05 | 38.58 | 513.02 | 0 | 0 | 86.87 | 0 | 0 | 0 | 0 | 0 | 0 | 357.95 | 0 | 0 | 246.24 | 127.75 | 1276.84 | 127.75 | 1404.59
2015 | Mid-Rise Apartment | 3B | 3134.61 | 0 | 41.62 | 166.54 | 121.05 | 38.58 | 513.02 | 0 | 0 | 96.94 | 0 | 0 | 0 | 0 | 0 | 0 | 347.09 | 0 | 0 | 263.48 | 41.62 | 1283.2 | 41.62 | 1324.82
2015 | Mid-Rise Apartment | 3C | 3134.61 | 0 | 7.15 | 90.84 | 121.05 | 38.57 | 513.02 | 0 | 0 | 69.32 | 0 | 0 | 0 | 0 | 0 | 0 | 362.13 | 0 | 0 | 160.16 | 7.15 | 1194.92 | 7.15 | 1202.07
2015 | Mid-Rise Apartment | 4A | 3134.61 | 0 | 110.54 | 123.55 | 121.05 | 38.52 | 513.02 | 0 | 0 | 81.23 | 0 | 0 | 0 | 0 | 0 | 0 | 390.53 | 0 | 0 | 204.78 | 110.54 | 1267.9 | 110.54 | 1378.44
2015 | Mid-Rise Apartment | 4B | 3134.61 | 0 | 86.51 | 131.92 | 121.05 | 38.55 | 513.02 | 0 | 0 | 93.18 | 0 | 0 | 0 | 0 | 0 | 0 | 381.25 | 0 | 0 | 225.1 | 86.51 | 1278.96 | 86.51 | 1365.47
2015 | Mid-Rise Apartment | 4C | 3134.61 | 0 | 156.1 | 52.18 | 121.05 | 38.47 | 513.02 | 0 | 0 | 68.72 | 0 | 0 | 0 | 0 | 0 | 0 | 400.91 | 0 | 0 | 120.9 | 156.1 | 1194.35 | 156.1 | 1350.45
2015 | Mid-Rise Apartment | 5A | 3134.61 | 0 | 233.9 | 81.99 | 121.05 | 38.53 | 513.02 | 0 | 0 | 77.19 | 0 | 0 | 0 | 0 | 0 | 0 | 418.4 | 0 | 0 | 159.18 | 233.9 | 1250.18 | 233.9 | 1484.08
2015 | Mid-Rise Apartment | 5B | 3134.61 | 0 | 244.22 | 95.38 | 121.05 | 38.53 | 513.02 | 0 | 0 | 88.23 | 0 | 0 | 0 | 0 | 0 | 0 | 410.74 | 0 | 0 | 183.61 | 244.22 | 1266.95 | 244.22 | 1511.17
2015 | Mid-Rise Apartment | 5C | 3134.61 | 0 | 173.06 | 37.84 | 121.05 | 38.47 | 513.02 | 0 | 0 | 64.43 | 0 | 0 | 0 | 0 | 0 | 0 | 416.68 | 0 | 0 | 102.27 | 173.06 | 1191.49 | 173.06 | 1364.55
2015 | Mid-Rise Apartment | 6A | 3134.61 | 0 | 387 | 84.85 | 121.05 | 38.51 | 513.02 | 0 | 0 | 80.33 | 0 | 0 | 0 | 0 | 0 | 0 | 438.89 | 0 | 0 | 165.18 | 387 | 1276.65 | 387 | 1663.65
2015 | Mid-Rise Apartment | 6B | 3134.61 | 0 | 273.06 | 71.24 | 121.05 | 38.48 | 513.02 | 0 | 0 | 81.22 | 0 | 0 | 0 | 0 | 0 | 0 | 433.75 | 0 | 0 | 152.46 | 273.06 | 1258.77 | 273.06 | 1531.83
2015 | Mid-Rise Apartment | 7 | 3134.61 | 0 | 411.27 | 77.86 | 121.05 | 38.46 | 513.02 | 0 | 0 | 83.68 | 0 | 0 | 0 | 0 | 0 | 0 | 463.24 | 0 | 0 | 161.54 | 411.27 | 1297.3 | 411.27 | 1708.57
2015 | Mid-Rise Apartment | 8 | 3134.61 | 0 | 602.37 | 59.86 | 121.05 | 38.25 | 513.02 | 0 | 0 | 87.63 | 0 | 0 | 0 | 0 | 0 | 0 | 496.16 | 0 | 0 | 147.49 | 602.37 | 1315.97 | 602.37 | 1918.34
2018 | Mid-Rise Apartment | 0A | 3134.61 | 0 | 0 | 523.47 | 115.54 | 25.11 | 513.02 | 0 | 0 | 149.29 | 0 | 0 | 0 | 0 | 0 | 0 | 270.3 | 0 | 0 | 672.76 | 0 | 1596.74 | 0 | 1596.74
2018 | Mid-Rise Apartment | 0B | 3134.61 | 0 | 0 | 466.66 | 115.54 | 25.12 | 513.02 | 0 | 0 | 145.5 | 0 | 0 | 0 | 0 | 0 | 0 | 269.13 | 0 | 0 | 612.16 | 0 | 1534.97 | 0 | 1534.97
2018 | Mid-Rise Apartment | 1A | 3134.61 | 0 | 0 | 353.76 | 115.54 | 25.12 | 513.02 | 0 | 0 | 123.18 | 0 | 0 | 0 | 0 | 0 | 0 | 291.45 | 0 | 0 | 476.94 | 0 | 1422.08 | 0 | 1422.08
2018 | Mid-Rise Apartment | 1B | 3134.61 | 0 | 2.4 | 361.92 | 115.54 | 25.09 | 513.02 | 0 | 0 | 129.31 | 0 | 0 | 0 | 0 | 0 | 0 | 292.17 | 0 | 0 | 491.23 | 2.4 | 1437.06 | 2.4 | 1439.46
2018 | Mid-Rise Apartment | 2A | 3134.61 | 0 | 10.68 | 290.34 | 115.54 | 25.08 | 513.02 | 0 | 0 | 105.98 | 0 | 0 | 0 | 0 | 0 | 0 | 315.85 | 0 | 0 | 396.32 | 10.68 | 1365.82 | 10.68 | 1376.5
2018 | Mid-Rise Apartment | 2B | 3134.61 | 0 | 12.15 | 231.15 | 115.54 | 25.1 | 513.02 | 0 | 0 | 109.36 | 0 | 0 | 0 | 0 | 0 | 0 | 317.51 | 0 | 0 | 340.51 | 12.15 | 1311.69 | 12.15 | 1323.84
2018 | Mid-Rise Apartment | 3A | 3134.61 | 0 | 129.3 | 158.34 | 115.54 | 25.1 | 513.02 | 0 | 0 | 85.9 | 0 | 0 | 0 | 0 | 0 | 0 | 357.96 | 0 | 0 | 244.24 | 129.3 | 1255.85 | 129.3 | 1385.15
2018 | Mid-Rise Apartment | 3B | 3134.61 | 0 | 42.35 | 165.4 | 115.54 | 25.09 | 513.02 | 0 | 0 | 95.99 | 0 | 0 | 0 | 0 | 0 | 0 | 347.1 | 0 | 0 | 261.39 | 42.35 | 1262.14 | 42.35 | 1304.49
2018 | Mid-Rise Apartment | 3C | 3134.61 | 0 | 7.37 | 89.66 | 115.54 | 25.09 | 513.02 | 0 | 0 | 68.19 | 0 | 0 | 0 | 0 | 0 | 0 | 362.14 | 0 | 0 | 157.85 | 7.37 | 1173.65 | 7.37 | 1181.02
2018 | Mid-Rise Apartment | 4A | 3134.61 | 0 | 119.04 | 117.53 | 115.54 | 25.06 | 513.02 | 0 | 0 | 78.6 | 0 | 0 | 0 | 0 | 0 | 0 | 390.59 | 0 | 0 | 196.13 | 119.04 | 1240.34 | 119.04 | 1359.38
2018 | Mid-Rise Apartment | 4B | 3134.61 | 0 | 95.14 | 123.84 | 115.54 | 25.08 | 513.02 | 0 | 0 | 89.86 | 0 | 0 | 0 | 0 | 0 | 0 | 381.32 | 0 | 0 | 213.7 | 95.14 | 1248.65 | 95.14 | 1343.79
2018 | Mid-Rise Apartment | 4C | 3134.61 | 0 | 166.35 | 47.28 | 115.54 | 25.03 | 513.02 | 0 | 0 | 66.1 | 0 | 0 | 0 | 0 | 0 | 0 | 400.97 | 0 | 0 | 113.38 | 166.35 | 1167.94 | 166.35 | 1334.29
2018 | Mid-Rise Apartment | 5A | 3134.61 | 0 | 240.97 | 79.16 | 115.54 | 25.07 | 513.02 | 0 | 0 | 75.36 | 0 | 0 | 0 | 0 | 0 | 0 | 418.43 | 0 | 0 | 154.52 | 240.97 | 1226.58 | 240.97 | 1467.55
2018 | Mid-Rise Apartment | 5B | 3134.61 | 0 | 253.02 | 91.65 | 115.54 | 25.07 | 513.02 | 0 | 0 | 86.02 | 0 | 0 | 0 | 0 | 0 | 0 | 410.77 | 0 | 0 | 177.67 | 253.02 | 1242.07 | 253.02 | 1495.09
2018 | Mid-Rise Apartment | 5C | 3134.61 | 0 | 180.64 | 35.18 | 115.54 | 25.03 | 513.02 | 0 | 0 | 62.68 | 0 | 0 | 0 | 0 | 0 | 0 | 416.73 | 0 | 0 | 97.86 | 180.64 | 1168.18 | 180.64 | 1348.82
2018 | Mid-Rise Apartment | 6A | 3134.61 | 0 | 390.06 | 84.14 | 115.54 | 25.05 | 513.02 | 0 | 0 | 79.29 | 0 | 0 | 0 | 0 | 0 | 0 | 438.9 | 0 | 0 | 163.43 | 390.06 | 1255.95 | 390.06 | 1646.01
2018 | Mid-Rise Apartment | 6B | 3134.61 | 0 | 275.86 | 70.51 | 115.54 | 25.04 | 513.02 | 0 | 0 | 80.11 | 0 | 0 | 0 | 0 | 0 | 0 | 433.76 | 0 | 0 | 150.62 | 275.86 | 1237.98 | 275.86 | 1513.84
2018 | Mid-Rise Apartment | 7 | 3134.61 | 0 | 414.58 | 77.16 | 115.54 | 25.02 | 513.02 | 0 | 0 | 82.66 | 0 | 0 | 0 | 0 | 0 | 0 | 463.24 | 0 | 0 | 159.82 | 414.58 | 1276.64 | 414.58 | 1691.22
2018 | Mid-Rise Apartment | 8 | 3134.61 | 0 | 606.14 | 59.28 | 115.54 | 24.88 | 513.02 | 0 | 0 | 86.87 | 0 | 0 | 0 | 0 | 0 | 0 | 496.16 | 0 | 0 | 146.15 | 606.14 | 1295.76 | 606.14 | 1901.9
2006 | Outpatient Healthcare | 0A | 3804.01 | 556.36 | 544.29 | 3109.88 | 558.65 | 227.27 | 1853.61 | 188.37 | 0 | 1124.57 | 4.72 | 0.024109 | 4.6959 | 0 | 0 | 106.51 | 0 | 236.98 | 0 | 4902.0159 | 544.29 | 7541.58 | 969.64 | 8511.22
2006 | Outpatient Healthcare | 0B | 3804.01 | 1185.18 | 516.45 | 2969.25 | 558.65 | 227.31 | 1853.61 | 188.37 | 0 | 1260.45 | 3 | 0.024109 | 2.9759 | 0 | 0.51 | 122.97 | 0 | 236.98 | 0 | 5541.3359 | 516.45 | 8180.94 | 941.81 | 9122.75
2006 | Outpatient Healthcare | 1A | 3804.01 | 847.78 | 507.61 | 2441.5 | 558.65 | 227.34 | 1853.61 | 188.37 | 0 | 1065.37 | 4.62 | 0.024109 | 4.5959 | 0 | 0 | 100.79 | 0 | 236.98 | 0 | 4460.0359 | 507.61 | 7099.66 | 932.96 | 8032.62
2006 | Outpatient Healthcare | 1B | 3804.01 | 1229.22 | 422.34 | 2555.63 | 558.65 | 227.05 | 1853.61 | 188.37 | 0 | 1233.37 | 3.6 | 0.024109 | 3.5759 | 0 | 0.42 | 121.13 | 0 | 236.98 | 0 | 5143.3459 | 422.34 | 7782.69 | 847.7 | 8630.39
2006 | Outpatient Healthcare | 2A | 3804.01 | 1080.04 | 549.38 | 2260.48 | 558.65 | 226.98 | 1853.61 | 188.37 | 0 | 1087.26 | 4.71 | 0.024109 | 4.6859 | 0 | 12.56 | 103.99 | 0 | 236.98 | 0 | 4549.0159 | 549.38 | 7188.27 | 974.73 | 8163
2006 | Outpatient Healthcare | 2B | 3804.01 | 1482.87 | 476.38 | 1688.59 | 558.65 | 227.14 | 1853.61 | 188.37 | 0 | 1255.93 | 4.21 | 0.024109 | 4.1859 | 0 | 201.08 | 122.88 | 0 | 237.16 | 0 | 4755.5359 | 476.38 | 7394.97 | 901.92 | 8296.89
2006 | Outpatient Healthcare | 3A | 3804.01 | 1465.18 | 670.93 | 1631.2 | 558.65 | 227.1 | 1853.61 | 188.37 | 0 | 1095.89 | 5.15 | 0.024109 | 5.1259 | 0 | 109.05 | 105.65 | 0 | 240.46 | 0 | 4412.0959 | 670.93 | 7051.48 | 1099.77 | 8151.25
2006 | Outpatient Healthcare | 3B | 3804.01 | 1542.33 | 591.49 | 1337.12 | 558.65 | 227.09 | 1853.61 | 188.37 | 0 | 1252.3 | 4.84 | 0.024109 | 4.8159 | 0 | 241.62 | 113.62 | 0 | 239.22 | 0 | 4491.8059 | 591.49 | 7131.17 | 1019.08 | 8150.25
2006 | Outpatient Healthcare | 3C | 3804.01 | 1259.21 | 584.87 | 1308.95 | 558.65 | 227.05 | 1853.61 | 188.37 | 0 | 1045.3 | 4.87 | 0.024109 | 4.8459 | 0 | 32.61 | 0 | 0 | 238.26 | 0 | 3650.9159 | 584.87 | 6290.26 | 1011.5 | 7301.76
2006 | Outpatient Healthcare | 4A | 3804.01 | 1651.65 | 871.25 | 1320.57 | 558.65 | 226.75 | 1853.61 | 188.37 | 0 | 1058.64 | 6.61 | 0.024109 | 6.5859 | 0 | 170.06 | 101.33 | 0 | 245.1 | 0 | 4308.8359 | 871.25 | 6947.87 | 1304.72 | 8252.59
2006 | Outpatient Healthcare | 4B | 3804.01 | 1624.06 | 594.25 | 973.69 | 558.65 | 226.92 | 1853.61 | 188.37 | 0 | 1286.66 | 4.79 | 0.024109 | 4.7659 | 0 | 339.49 | 116.82 | 0 | 243.48 | 0 | 4345.4859 | 594.25 | 6984.7 | 1026.1 | 8010.8
2006 | Outpatient Healthcare | 4C | 3804.01 | 1452.63 | 725.19 | 633.27 | 558.65 | 226.49 | 1853.61 | 188.37 | 0 | 1020.34 | 5.9 | 0.024109 | 5.8759 | 0 | 45.91 | 84.41 | 0 | 246.46 | 0 | 3242.4359 | 725.19 | 5881.21 | 1160.03 | 7041.24
2006 | Outpatient Healthcare | 5A | 3804.01 | 1591.26 | 927.75 | 722.85 | 558.65 | 226.82 | 1853.61 | 188.37 | 0 | 1013.93 | 6.39 | 0.024109 | 6.3659 | 0 | 214.68 | 72.8 | 0 | 251.11 | 0 | 3621.8859 | 927.75 | 6261 | 1367.24 | 7628.24
2006 | Outpatient Healthcare | 5B | 3804.01 | 1583.27 | 712.18 | 740.13 | 558.65 | 226.83 | 1853.61 | 188.37 | 0 | 1228.06 | 5.27 | 0.024109 | 5.2459 | 0 | 327.62 | 109.09 | 0 | 249.17 | 0 | 3993.4159 | 712.18 | 6632.52 | 1149.72 | 7782.24
2006 | Outpatient Healthcare | 5C | 3804.01 | 1405.55 | 742.04 | 445.75 | 558.65 | 226.47 | 1853.61 | 188.37 | 0 | 999.35 | 6.19 | 0.024109 | 6.1659 | 0 | 15.84 | 82.72 | 0 | 250.66 | 0 | 2955.3759 | 742.04 | 5594.14 | 1181.08 | 6775.22
2006 | Outpatient Healthcare | 6A | 3804.01 | 1768.34 | 1553.66 | 762.84 | 558.65 | 226.72 | 1853.61 | 188.37 | 0 | 1053 | 9.28 | 0.024109 | 9.2559 | 0 | 352.79 | 91.99 | 0 | 256.65 | 0 | 4038.2159 | 1553.66 | 6677.22 | 1998.69 | 8675.91
2006 | Outpatient Healthcare | 6B | 3804.01 | 1772.05 | 1294.64 | 572.88 | 558.65 | 226.55 | 1853.61 | 188.37 | 0 | 1163.41 | 8.28 | 0.024109 | 8.2559 | 0 | 434.74 | 102.24 | 0 | 255.3 | 0 | 4053.5759 | 1294.64 | 6692.41 | 1738.31 | 8430.72
2006 | Outpatient Healthcare | 7 | 3804.01 | 1726.54 | 1884.66 | 915.66 | 558.65 | 226.41 | 1853.61 | 188.37 | 0 | 1045.58 | 10.43 | 0.024109 | 10.4059 | 0 | 457.79 | 96.84 | 0 | 263.23 | 0 | 4252.8159 | 1884.66 | 6891.51 | 2336.27 | 9227.78
2006 | Outpatient Healthcare | 8 | 3804.01 | 2053.73 | 2632.22 | 701.66 | 558.65 | 225.17 | 1853.61 | 188.37 | 0 | 1058.94 | 13.16 | 0.024109 | 13.1359 | 0 | 595.35 | 97.93 | 0 | 272.4 | 0 | 4520.7459 | 2632.22 | 7158.21 | 3092.99 | 10251.2
2009 | Outpatient Healthcare | 0A | 3804.01 | 170.36 | 513.85 | 2759.35 | 558.65 | 133.31 | 1853.61 | 188.37 | 0 | 647.74 | 4.53 | 0.024109 | 4.5059 | 0 | 0 | 0 | 0 | 236.98 | 0 | 3581.9559 | 513.85 | 6127.57 | 939.21 | 7066.78
2009 | Outpatient Healthcare | 0B | 3804.01 | 374.47 | 503.36 | 2378.03 | 558.65 | 133.34 | 1853.61 | 188.37 | 0 | 580.54 | 3.76 | 0.024109 | 3.7359 | 0 | 0.38 | 0 | 0 | 236.98 | 0 | 3337.1559 | 503.36 | 5882.79 | 928.71 | 6811.5
2009 | Outpatient Healthcare | 1A | 3804.01 | 153.14 | 482.28 | 2046.27 | 558.65 | 133.36 | 1853.61 | 188.37 | 0 | 504.06 | 4.43 | 0.024109 | 4.4059 | 0 | 0 | 0 | 0 | 236.98 | 0 | 2707.8759 | 482.28 | 5253.53 | 907.64 | 6161.17
2009 | Outpatient Healthcare | 1B | 3804.01 | 346.26 | 375.87 | 2024.6 | 558.65 | 133.19 | 1853.61 | 188.37 | 0 | 553.27 | 2.64 | 0.024109 | 2.6159 | 0 | 0.31 | 0 | 0 | 236.98 | 0 | 2927.0559 | 375.87 | 5472.54 | 801.23 | 6273.77
2009 | Outpatient Healthcare | 2A | 3804.01 | 318.48 | 516.58 | 1860.5 | 558.65 | 133.14 | 1853.61 | 188.37 | 0 | 549.62 | 3.57 | 0.024109 | 3.5459 | 0 | 9.59 | 0 | 0 | 236.98 | 0 | 2741.7359 | 516.58 | 5287.16 | 941.94 | 6229.1
2009 | Outpatient Healthcare | 2B | 3804.01 | 442.36 | 414.46 | 1291.49 | 558.65 | 133.24 | 1853.61 | 188.37 | 0 | 562.83 | 2.94 | 0.024109 | 2.9159 | 0 | 170.35 | 0 | 0 | 237.12 | 0 | 2469.9459 | 414.46 | 5015.48 | 839.95 | 5855.43
2009 | Outpatient Healthcare | 3A | 3804.01 | 326.64 | 751.22 | 1115.61 | 558.65 | 133.21 | 1853.61 | 188.37 | 0 | 482.97 | 4.96 | 0.024109 | 4.9359 | 0 | 88.02 | 0 | 0 | 240.46 | 0 | 2018.1759 | 751.22 | 4563.67 | 1180.06 | 5743.73
2009 | Outpatient Healthcare | 3B | 3804.01 | 398.74 | 403 | 975.16 | 558.65 | 133.21 | 1853.61 | 188.37 | 0 | 546.9 | 3.07 | 0.024109 | 3.0459 | 0 | 159.87 | 0 | 0 | 239.17 | 0 | 2083.7159 | 403 | 4629.22 | 830.55 | 5459.77
2009 | Outpatient Healthcare | 3C | 3804.01 | 243.56 | 523.67 | 860.45 | 558.65 | 133.19 | 1853.61 | 188.37 | 0 | 511.68 | 4.1 | 0.024109 | 4.0759 | 0 | 26.12 | 0 | 0 | 238.17 | 0 | 1645.8859 | 523.67 | 4191.36 | 950.21 | 5141.57
2009 | Outpatient Healthcare | 4A | 3804.01 | 431.62 | 1161.65 | 831.14 | 558.65 | 133.01 | 1853.61 | 188.37 | 0 | 510.76 | 6.3 | 0.024109 | 6.2759 | 0 | 134.43 | 0 | 0 | 245.16 | 0 | 1914.2259 | 1161.65 | 4459.53 | 1595.18 | 6054.71
2009 | Outpatient Healthcare | 4B | 3804.01 | 408.54 | 430.49 | 708.19 | 558.65 | 133.11 | 1853.61 | 188.37 | 0 | 574.61 | 3.14 | 0.024109 | 3.1159 | 0 | 240.35 | 0 | 0 | 243.43 | 0 | 1934.8059 | 430.49 | 4480.21 | 862.3 | 5342.51
2009 | Outpatient Healthcare | 4C | 3804.01 | 506.73 | 508.47 | 496 | 558.65 | 132.86 | 1853.61 | 188.37 | 0 | 727.06 | 4.27 | 0.024109 | 4.2459 | 0 | 20.04 | 60.95 | 0 | 246.34 | 0 | 1815.0259 | 508.47 | 4360.17 | 943.19 | 5303.36
2009 | Outpatient Healthcare | 5A | 3804.01 | 510.97 | 1446.88 | 568.95 | 558.65 | 133.05 | 1853.61 | 188.37 | 0 | 494.47 | 7.35 | 0.024109 | 7.3259 | 0 | 173.06 | 0 | 0 | 251.09 | 0 | 1754.7759 | 1446.88 | 4300.11 | 1886.34 | 6186.45
2009 | Outpatient Healthcare | 5B | 3804.01 | 478.35 | 693.73 | 571.52 | 558.65 | 133.06 | 1853.61 | 188.37 | 0 | 572.25 | 4.65 | 0.024109 | 4.6259 | 0 | 280.02 | 0 | 0 | 249.02 | 0 | 1906.7659 | 693.73 | 4452.11 | 1131.12 | 5583.23
2009 | Outpatient Healthcare | 5C | 3804.01 | 625.61 | 705.1 | 400.02 | 558.65 | 132.85 | 1853.61 | 188.37 | 0 | 965.19 | 5.94 | 0.024109 | 5.9159 | 0 | 12 | 73.79 | 0 | 250.6 | 0 | 2082.5259 | 705.1 | 4627.66 | 1144.08 | 5771.74
2009 | Outpatient Healthcare | 6A | 3804.01 | 701.03 | 1969.04 | 617.19 | 558.65 | 132.99 | 1853.61 | 188.37 | 0 | 536.47 | 9.9 | 0.024109 | 9.8759 | 0 | 293.07 | 0 | 0 | 256.66 | 0 | 2157.6359 | 1969.04 | 4702.92 | 2414.07 | 7116.99
2009 | Outpatient Healthcare | 6B | 3804.01 | 594.65 | 1392.15 | 467.33 | 558.65 | 132.89 | 1853.61 | 188.37 | 0 | 568.23 | 7.78 | 0.024109 | 7.7559 | 0 | 370.66 | 0 | 0 | 255.18 | 0 | 2008.6259 | 1392.15 | 4553.81 | 1835.71 | 6389.52
2009 | Outpatient Healthcare | 7 | 3804.01 | 756.35 | 1769.51 | 703.97 | 558.65 | 132.81 | 1853.61 | 188.37 | 0 | 680.3 | 9.71 | 0.024109 | 9.6859 | 0 | 384.12 | 75.8 | 0 | 263.18 | 0 | 2610.2259 | 1769.51 | 5155.32 | 2221.07 | 7376.39
2009 | Outpatient Healthcare | 8 | 3804.01 | 1275.4 | 2577.34 | 592.27 | 558.65 | 132.08 | 1853.61 | 188.37 | 0 | 1028.93 | 12.87 | 0.024109 | 12.8459 | 0 | 495.96 | 97.86 | 0 | 272.38 | 0 | 3503.2659 | 2577.34 | 6047.63 | 3038.1 | 9085.73
2012 | Outpatient Healthcare | 0A | 3804.01 | 412.39 | 555.11 | 2578.92 | 441.19 | 133.31 | 1853.61 | 188.37 | 0 | 949.82 | 4.81 | 0.024109 | 4.7859 | 0 | 0 | 90.92 | 0 | 236.98 | 0 | 4036.8359 | 555.11 | 6464.98 | 980.47 | 7445.45
2012 | Outpatient Healthcare | 0B | 3804.01 | 241.61 | 479.17 | 2135.11 | 441.19 | 133.34 | 1853.61 | 188.37 | 0 | 557.92 | 3.81 | 0.024109 | 3.7859 | 0 | 0.11 | 0 | 0 | 236.98 | 0 | 2938.5359 | 479.17 | 5366.71 | 904.53 | 6271.24
2012 | Outpatient Healthcare | 1A | 3804.01 | 668.68 | 562.9 | 2047.33 | 441.19 | 133.36 | 1853.61 | 188.37 | 0 | 926.12 | 5.05 | 0.024109 | 5.0259 | 0 | 0 | 87.96 | 0 | 236.98 | 0 | 3735.1159 | 562.9 | 6163.3 | 988.25 | 7151.55
2012 | Outpatient Healthcare | 1B | 3804.01 | 227.23 | 543.87 | 1841.12 | 441.19 | 133.19 | 1853.61 | 188.37 | 0 | 544.54 | 4.05 | 0.024109 | 4.0259 | 0 | 0.85 | 0 | 0 | 236.98 | 0 | 2617.7659 | 543.87 | 5045.79 | 969.22 | 6015.01
2012 | Outpatient Healthcare | 2A | 3804.01 | 419.48 | 496.76 | 1636.83 | 441.19 | 133.14 | 1853.61 | 188.37 | 0 | 652.29 | 4.19 | 0.024109 | 4.1659 | 0 | 9.59 | 65.91 | 0 | 236.98 | 0 | 2788.2659 | 496.76 | 5216.25 | 922.12 | 6138.37
2012 | Outpatient Healthcare | 2B | 3804.01 | 379.14 | 392.68 | 1172.18 | 441.19 | 133.24 | 1853.61 | 188.37 | 0 | 526.19 | 3.32 | 0.024109 | 3.2959 | 0 | 168.2 | 0 | 0 | 237.12 | 0 | 2249.0059 | 392.68 | 4677.08 | 818.18 | 5495.26
2012 | Outpatient Healthcare | 3A | 3804.01 | 461.73 | 569.47 | 1040.28 | 441.19 | 133.21 | 1853.61 | 188.37 | 0 | 632.22 | 4.81 | 0.024109 | 4.7859 | 0 | 88.79 | 62.61 | 0 | 240.4 | 0 | 2290.4159 | 569.47 | 4718.47 | 998.25 | 5716.72
2012 | Outpatient Healthcare | 3B | 3804.01 | 362.99 | 533.28 | 911.38 | 441.19 | 133.21 | 1853.61 | 188.37 | 0 | 522.16 | 4.09 | 0.024109 | 4.0659 | 0 | 201.47 | 0 | 0 | 239.18 | 0 | 2002.0659 | 533.28 | 4430.1 | 960.84 | 5390.94
2012 | Outpatient Healthcare | 3C | 3804.01 | 628.6 | 520.75 | 970.84 | 441.19 | 133.19 | 1853.61 | 188.37 | 0 | 921.49 | 4.6 | 0.024109 | 4.5759 | 0 | 25.84 | 51.8 | 0 | 238.16 | 0 | 2603.1459 | 520.75 | 5031.16 | 947.28 | 5978.44
2012 | Outpatient Healthcare | 4A | 3804.01 | 437.39 | 661.94 | 758.78 | 441.19 | 133.01 | 1853.61 | 188.37 | 0 | 598.63 | 5.38 | 0.024109 | 5.3559 | 0 | 131.75 | 59.67 | 0 | 245.01 | 0 | 1991.5759 | 661.94 | 4419.42 | 1095.33 | 5514.75
2012 | Outpatient Healthcare | 4B | 3804.01 | 361.82 | 608.45 | 672.59 | 441.19 | 133.11 | 1853.61 | 188.37 | 0 | 554.79 | 4.27 | 0.024109 | 4.2459 | 0 | 289.68 | 0 | 0 | 243.45 | 0 | 1883.1259 | 608.45 | 4311.08 | 1040.28 | 5351.36
2012 | Outpatient Healthcare | 4C | 3804.01 | 601.55 | 628.96 | 513.37 | 441.19 | 132.86 | 1853.61 | 188.37 | 0 | 938.74 | 5.75 | 0.024109 | 5.7259 | 0 | 20.27 | 90.15 | 0 | 246.4 | 0 | 2169.8059 | 628.96 | 4597.5 | 1063.73 | 5661.23
2012 | Outpatient Healthcare | 5A | 3804.01 | 775.44 | 824.9 | 615.95 | 441.19 | 133.05 | 1853.61 | 188.37 | 0 | 935.12 | 6.1 | 0.024109 | 6.0759 | 0 | 168.68 | 74.33 | 0 | 251.09 | 0 | 2575.5959 | 824.9 | 5003.47 | 1264.37 | 6267.84
2012 | Outpatient Healthcare | 5B | 3804.01 | 432.88 | 821.95 | 532.81 | 441.19 | 133.06 | 1853.61 | 188.37 | 0 | 549.91 | 4.96 | 0.024109 | 4.9359 | 0 | 281.62 | 0 | 0 | 249.02 | 0 | 1802.1559 | 821.95 | 4230.04 | 1259.34 | 5489.38
2012 | Outpatient Healthcare | 5C | 3804.01 | 532.99 | 595.09 | 362.28 | 441.19 | 132.85 | 1853.61 | 188.37 | 0 | 926.8 | 5.63 | 0.024109 | 5.6059 | 0 | 12.14 | 70.29 | 0 | 250.6 | 0 | 1910.1059 | 595.09 | 4337.8 | 1034.07 | 5371.87
2012 | Outpatient Healthcare | 6A | 3804.01 | 870.64 | 1336.69 | 639.25 | 441.19 | 132.99 | 1853.61 | 188.37 | 0 | 955.87 | 8.48 | 0.024109 | 8.4559 | 0 | 292.53 | 77.56 | 0 | 256.61 | 0 | 2844.3059 | 1336.69 | 5272.13 | 1781.67 | 7053.8
2012 | Outpatient Healthcare | 6B | 3804.01 | 652.08 | 1129.86 | 455.95 | 441.19 | 132.89 | 1853.61 | 188.37 | 0 | 802.06 | 7.82 | 0.024109 | 7.7959 | 0 | 365.9 | 73.58 | 0 | 255.17 | 0 | 2357.3659 | 1129.86 | 4785.09 | 1573.41 | 6358.5
2012 | Outpatient Healthcare | 7 | 3804.01 | 890.32 | 1638.88 | 522.57 | 441.19 | 132.81 | 1853.61 | 188.37 | 0 | 961.53 | 9.59 | 0.024109 | 9.5659 | 0 | 383.82 | 77.87 | 0 | 263.2 | 0 | 2845.6759 | 1638.88 | 5273.32 | 2090.46 | 7363.78
2012 | Outpatient Healthcare | 8 | 3804.01 | 1080.56 | 2302.82 | 295 | 441.19 | 132.08 | 1853.61 | 188.37 | 0 | 976.84 | 12.14 | 0.024109 | 12.1159 | 0 | 499.16 | 86.28 | 0 | 272.38 | 0 | 2949.9559 | 2302.82 | 5376.86 | 2763.58 | 8140.44
2015 | Outpatient Healthcare | 0A | 3804.01 | 141.52 | 391.73 | 2048.42 | 453.07 | 132.64 | 1840.87 | 188.37 | 0 | 408.78 | 3.38 | 0.024109 | 3.3559 | 0 | 0 | 30.21 | 0 | 178.03 | 0 | 2632.2859 | 391.73 | 5058.88 | 758.14 | 5817.02
2015 | Outpatient Healthcare | 0B | 3804.01 | 171.83 | 396.86 | 1868.53 | 453.06 | 132.66 | 1840.87 | 188.37 | 0 | 402.32 | 3.39 | 0.024109 | 3.3659 | 0 | 0.49 | 0 | 0 | 178.81 | 0 | 2446.5359 | 396.86 | 4873.13 | 764.04 | 5637.17
2015 | Outpatient Healthcare | 1A | 3804.01 | 160.57 | 399.39 | 1538.99 | 453.67 | 132.68 | 1840.87 | 188.37 | 0 | 395.92 | 3.63 | 0.024109 | 3.6059 | 0 | 0 | 30.21 | 0 | 178.03 | 0 | 2129.2959 | 399.39 | 4556.53 | 765.79 | 5322.32
2015 | Outpatient Healthcare | 1B | 3804.01 | 183.45 | 390.08 | 1607.53 | 453.45 | 132.51 | 1840.87 | 188.37 | 0 | 389.73 | 3.02 | 0.024109 | 2.9959 | 0 | 2.31 | 0 | 0 | 181.41 | 0 | 2186.0159 | 390.08 | 4612.87 | 759.86 | 5372.73
2015 | Outpatient Healthcare | 2A | 3804.01 | 209.57 | 407.64 | 1368.27 | 453.59 | 132.46 | 1840.87 | 188.37 | 0 | 388.18 | 3.27 | 0.024109 | 3.2459 | 0 | 21.83 | 25.19 | 0 | 183.04 | 0 | 2016.2859 | 407.64 | 4443.23 | 779.06 | 5222.29
2015 | Outpatient Healthcare | 2B | 3804.01 | 291.88 | 299.76 | 1026.74 | 453.93 | 132.56 | 1840.87 | 188.37 | 0 | 403.36 | 2.47 | 0.024109 | 2.4459 | 0 | 260.06 | 0 | 0 | 184.13 | 0 | 1984.4859 | 299.76 | 4411.87 | 672.27 | 5084.14
2015 | Outpatient Healthcare | 3A | 3804.01 | 258.82 | 359.38 | 876.87 | 453.88 | 132.53 | 1840.87 | 188.37 | 0 | 402.52 | 2.83 | 0.024109 | 2.8059 | 0 | 97.53 | 21.39 | 0 | 192.38 | 0 | 1659.9359 | 359.38 | 4087.25 | 740.13 | 4827.38
2015 | Outpatient Healthcare | 3B | 3804.01 | 263.01 | 316.48 | 776.64 | 453.71 | 132.53 | 1840.87 | 188.37 | 0 | 400.94 | 2.56 | 0.024109 | 2.5359 | 0 | 243.93 | 0 | 0 | 189.65 | 0 | 1687.0559 | 316.48 | 4114.18 | 694.5 | 4808.68
2015 | Outpatient Healthcare | 3C | 3804.01 | 188.65 | 410.71 | 704.89 | 453.61 | 132.51 | 1840.87 | 188.37 | 0 | 384.22 | 3.41 | 0.024109 | 3.3859 | 0 | 43.23 | 0 | 0 | 193.24 | 0 | 1324.3759 | 410.71 | 3751.38 | 792.33 | 4543.71
2015 | Outpatient Healthcare | 4A | 3804.01 | 304.39 | 510.22 | 663.62 | 453.01 | 132.33 | 1840.87 | 188.37 | 0 | 409.79 | 3.96 | 0.024109 | 3.9359 | 0 | 158.83 | 21.1 | 0 | 200.96 | 0 | 1561.6659 | 510.22 | 3987.91 | 899.56 | 4887.47
2015 | Outpatient Healthcare | 4B | 3804.01 | 266.77 | 332.1 | 584.23 | 452.71 | 132.43 | 1840.87 | 188.37 | 0 | 440.29 | 2.57 | 0.024109 | 2.5459 | 0 | 340.82 | 0 | 0 | 198.37 | 0 | 1634.6559 | 332.1 | 4060.68 | 718.84 | 4779.52
2015 | Outpatient Healthcare | 4C | 3804.01 | 206.47 | 504.45 | 396.96 | 453.47 | 132.18 | 1840.87 | 188.37 | 0 | 405.41 | 3.96 | 0.024109 | 3.9359 | 0 | 33.69 | 0 | 0 | 203.58 | 0 | 1046.4659 | 504.45 | 3473 | 896.4 | 4369.4
2015 | Outpatient Healthcare | 5A | 3804.01 | 347.21 | 630.68 | 469.95 | 453.04 | 132.37 | 1840.87 | 188.37 | 0 | 408.92 | 4.47 | 0.024109 | 4.4459 | 0 | 199.81 | 20.07 | 0 | 208.51 | 0 | 1450.4059 | 630.68 | 3876.71 | 1027.57 | 4904.28
2015 | Outpatient Healthcare | 5B | 3804.01 | 319.69 | 459.03 | 468.45 | 452.85 | 132.38 | 1840.87 | 188.37 | 0 | 447.26 | 3.15 | 0.024109 | 3.1259 | 0 | 337.37 | 0 | 0 | 206.32 | 0 | 1575.8959 | 459.03 | 4002.01 | 853.72 | 4855.73
2015 | Outpatient Healthcare | 5C | 3804.01 | 190.19 | 497.75 | 293.72 | 453.39 | 132.17 | 1840.87 | 188.37 | 0 | 419.32 | 4.07 | 0.024109 | 4.0459 | 0 | 22.92 | 0 | 0 | 208.04 | 0 | 930.1959 | 497.75 | 3356.64 | 894.17 | 4250.81
2015 | Outpatient Healthcare | 6A | 3804.01 | 417.77 | 1073.35 | 492.4 | 453.09 | 132.31 | 1840.87 | 188.37 | 0 | 431.04 | 6.99 | 0.024109 | 6.9659 | 0 | 353.99 | 20.96 | 0 | 214.22 | 0 | 1723.1259 | 1073.35 | 4149.42 | 1475.95 | 5625.37
2015 | Outpatient Healthcare | 6B | 3804.01 | 380.17 | 983.22 | 381.01 | 453.07 | 132.22 | 1840.87 | 188.37 | 0 | 453.26 | 6.8 | 0.024109 | 6.7759 | 0 | 455.57 | 0 | 0 | 212.76 | 0 | 1676.7859 | 983.22 | 4102.96 | 1384.36 | 5487.32
2015 | Outpatient Healthcare | 7 | 3804.01 | 437.47 | 1299.41 | 409.51 | 452.95 | 132.14 | 1840.87 | 188.37 | 0 | 443.25 | 7.9 | 0.024109 | 7.8759 | 0 | 459.7 | 21.09 | 0 | 221.06 | 0 | 1778.8959 | 1299.41 | 4204.86 | 1708.84 | 5913.7
2015 | Outpatient Healthcare | 8 | 3804.01 | 531.97 | 1743.74 | 240.11 | 454.44 | 131.41 | 1840.87 | 188.37 | 0 | 446.53 | 9.56 | 0.024109 | 9.5359 | 0 | 580.01 | 20.53 | 0 | 230.46 | 0 | 1828.6859 | 1743.74 | 4255.44 | 2162.58 | 6418.02
2018 | Outpatient Healthcare | 0A | 3804.01 | 124.79 | 355.34 | 2000.66 | 414.13 | 89.4 | 1840.87 | 188.37 | 0 | 399.14 | 3.13 | 0.024109 | 3.1059 | 0 | 0 | 30.21 | 0 | 178.03 | 0 | 2557.9059 | 355.34 | 4902.34 | 721.74 | 5624.08
2018 | Outpatient Healthcare | 0B | 3804.01 | 146.19 | 357.46 | 1832.08 | 414.12 | 89.42 | 1840.87 | 188.37 | 0 | 386.56 | 3.14 | 0.024109 | 3.1159 | 0 | 0.91 | 0 | 0 | 178.81 | 0 | 2368.8559 | 357.46 | 4713.29 | 724.65 | 5437.94
2018 | Outpatient Healthcare | 1A | 3804.01 | 142.43 | 367.58 | 1500.84 | 414.66 | 89.43 | 1840.87 | 188.37 | 0 | 379.7 | 3.43 | 0.024109 | 3.4059 | 0 | 0 | 30.21 | 0 | 178.03 | 0 | 2056.5859 | 367.58 | 4401.56 | 733.98 | 5135.54
2018 | Outpatient Healthcare | 1B | 3804.01 | 160.47 | 346.93 | 1574.61 | 414.48 | 89.32 | 1840.87 | 188.37 | 0 | 372.39 | 2.82 | 0.024109 | 2.7959 | 0 | 4.84 | 0 | 0 | 181.41 | 0 | 2115.1059 | 346.93 | 4459.79 | 716.72 | 5176.51
2018 | Outpatient Healthcare | 2A | 3804.01 | 189.17 | 361.43 | 1329 | 414.6 | 89.28 | 1840.87 | 188.37 | 0 | 368.14 | 2.97 | 0.024109 | 2.9459 | 0 | 27.13 | 24.89 | 0 | 183.03 | 0 | 1941.2759 | 361.43 | 4286.05 | 732.84 | 5018.89
2018 | Outpatient Healthcare | 2B | 3804.01 | 259.45 | 263.57 | 1000.03 | 414.9 | 89.35 | 1840.87 | 188.37 | 0 | 382.06 | 2.3 | 0.024109 | 2.2759 | 0 | 292.73 | 0 | 0 | 184.13 | 0 | 1936.5459 | 263.57 | 4281.68 | 636.08 | 4917.76
2018 | Outpatient Healthcare | 3A | 3804.01 | 235.07 | 322.14 | 849.23 | 414.86 | 89.33 | 1840.87 | 188.37 | 0 | 380.88 | 2.67 | 0.024109 | 2.6459 | 0 | 109.71 | 20.43 | 0 | 192.38 | 0 | 1597.9659 | 322.14 | 3943.05 | 702.89 | 4645.94
2018 | Outpatient Healthcare | 3B | 3804.01 | 236.81 | 290.69 | 753.05 | 414.69 | 89.33 | 1840.87 | 188.37 | 0 | 378.74 | 2.43 | 0.024109 | 2.4059 | 0 | 277.04 | 0 | 0 | 189.64 | 0 | 1648.0459 | 290.69 | 3992.95 | 668.7 | 4661.65
2018 | Outpatient Healthcare | 3C | 3804.01 | 170.34 | 368.19 | 678.93 | 414.61 | 89.32 | 1840.87 | 188.37 | 0 | 362.58 | 3.06 | 0.024109 | 3.0359 | 0 | 50.66 | 0 | 0 | 193.24 | 0 | 1265.5459 | 368.19 | 3610.37 | 749.8 | 4360.17
2018 | Outpatient Healthcare | 4A | 3804.01 | 278.33 | 499.44 | 636.23 | 414.28 | 89.2 | 1840.87 | 188.37 | 0 | 381.25 | 3.95 | 0.024109 | 3.9259 | 0 | 171.26 | 19.7 | 0 | 200.96 | 0 | 1490.6959 | 499.44 | 3835.06 | 888.77 | 4723.83
2018 | Outpatient Healthcare | 4B | 3804.01 | 241.21 | 323.85 | 558.95 | 414.02 | 89.26 | 1840.87 | 188.37 | 0 | 411.06 | 2.54 | 0.024109 | 2.5159 | 0 | 374.32 | 0 | 0 | 198.37 | 0 | 1588.0559 | 323.85 | 3932.23 | 710.59 | 4642.82
2018 | Outpatient Healthcare | 4C | 3804.01 | 185.68 | 475.23 | 371.31 | 414.73 | 89.09 | 1840.87 | 188.37 | 0 | 378.18 | 3.79 | 0.024109 | 3.7659 | 0 | 41.17 | 0 | 0 | 203.58 | 0 | 980.1059 | 475.23 | 3324.82 | 867.18 | 4192
2018 | Outpatient Healthcare | 5A | 3804.01 | 318.37 | 619.83 | 449.38 | 414.21 | 89.22 | 1840.87 | 188.37 | 0 | 379.65 | 4.52 | 0.024109 | 4.4959 | 0 | 213.15 | 18.68 | 0 | 208.51 | 0 | 1383.7259 | 619.83 | 3728.04 | 1016.72 | 4744.76
2018 | Outpatient Healthcare | 5B | 3804.01 | 291.21 | 458.23 | 449.91 | 414.02 | 89.23 | 1840.87 | 188.37 | 0 | 417.08 | 3.18 | 0.024109 | 3.1559 | 0 | 372.27 | 0 | 0 | 206.32 | 0 | 1533.6259 | 458.23 | 3877.77 | 852.93 | 4730.7
2018 | Outpatient Healthcare | 5C | 3804.01 | 172.32 | 481.79 | 273.57 | 414.53 | 89.09 | 1840.87 | 188.37 | 0 | 392.46 | 3.99 | 0.024109 | 3.9659 | 0 | 29.14 | 0 | 0 | 208.04 | 0 | 871.4559 | 481.79 | 3215.97 | 878.2 | 4094.17
2018 | Outpatient Healthcare | 6A | 3804.01 | 383.05 | 1068.64 | 473.99 | 414.15 | 89.18 | 1840.87 | 188.37 | 0 | 403.98 | 7.31 | 0.024109 | 7.2859 | 0 | 367.31 | 20.24 | 0 | 214.23 | 0 | 1655.8559 | 1068.64 | 4000.08 | 1471.25 | 5471.33
2018 | Outpatient Healthcare | 6B | 3804.01 | 355.2 | 975.03 | 364.86 | 414.13 | 89.12 | 1840.87 | 188.37 | 0 | 424.59 | 7.15 | 0.024109 | 7.1259 | 0 | 484.54 | 0 | 0 | 212.76 | 0 | 1636.3159 | 975.03 | 3980.45 | 1376.17 | 5356.62
2018 | Outpatient Healthcare | 7 | 3804.01 | 401.35 | 1291.69 | 394.25 | 414.02 | 89.06 | 1840.87 | 188.37 | 0 | 417.66 | 8.19 | 0.024109 | 8.1659 | 0 | 474.77 | 20.23 | 0 | 221.05 | 0 | 1716.4259 | 1291.69 | 4060.41 | 1701.11 | 5761.52
2018 | Outpatient Healthcare | 8 | 3804.01 | 488.1 | 1742.25 | 230.42 | 415.36 | 88.57 | 1840.87 | 188.37 | 0 | 419.88 | 9.94 | 0.024109 | 9.9159 | 0 | 603.94 | 19.92 | 0 | 230.46 | 0 | 1772.1759 | 1742.25 | 4117 | 2161.08 | 6278.08
2006 | Primary School | 0A | 6871 | 0 | 37.07 | 3755.71 | 1223.07 | 83.37 | 1305.76 | 361.03 | 48.04 | 1304.69 | 0.28 | 0.014366 | 0.26563 | 0 | 0 | 359.21 | 25.82 | 83.23 | 79.44 | 5419.8756 | 37.07 | 8185.38 | 481.33 | 8666.71
2006 | Primary School | 0B | 6871 | 0 | 139.46 | 3211.93 | 1223.07 | 83.39 | 1305.76 | 361.03 | 48.04 | 1223.34 | 0.73 | 0.014366 | 0.71563 | 0 | 0 | 334.96 | 25.82 | 85.54 | 78.66 | 4770.9456 | 139.46 | 7535.68 | 586.04 | 8121.72
2006 | Primary School | 1A | 6871 | 0 | 14.66 | 2379.31 | 1223.07 | 83.39 | 1305.76 | 361.03 | 48.04 | 922.92 | 0.21 | 0.014366 | 0.19563 | 0 | 0 | 249.62 | 25.83 | 89.97 | 78 | 3552.0456 | 14.66 | 6316.14 | 465.66 | 6781.8
2006 | Primary School | 1B | 6871 | 0 | 391.58 | 2683.09 | 1223.07 | 83.29 | 1305.76 | 361.03 | 48.04 | 1184.18 | 1.84 | 0.014366 | 1.8256 | 0 | 0 | 322.9 | 25.83 | 93.09 | 78.08 | 4191.9956 | 391.58 | 6956.08 | 845.7 | 7801.78
2006 | Primary School | 2A | 6871 | 0 | 205.58 | 2029.08 | 1223.07 | 83.26 | 1305.76 | 361.03 | 48.04 | 917.99 | 1.04 | 0.014366 | 1.0256 | 0 | 0 | 246.99 | 25.84 | 98.76 | 77.84 | 3195.0856 | 205.58 | 5958.9 | 665.38 | 6624.28
2006 | Primary School | 2B | 6871 | 0 | 388.08 | 1534.81 | 1223.07 | 83.32 | 1305.76 | 361.03 | 48.04 | 1023.03 | 1.87 | 0.014366 | 1.8556 | 0 | 0 | 159.11 | 25.84 | 100.23 | 76.21 | 2718.8056 | 388.08 | 5481.05 | 849.34 | 6330.39
2006 | Primary School | 3A | 6871 | 0 | 834.3 | 1193.03 | 1223.07 | 83.31 | 1305.76 | 361.03 | 48.04 | 842.14 | 3.57 | 0.014366 | 3.5556 | 0 | 0 | 225.24 | 25.85 | 112.32 | 76.91 | 2263.9656 | 834.3 | 5026.9 | 1307.65 | 6334.55
2006 | Primary School | 3B | 6871 | 0 | 614.71 | 1111.74 | 1223.07 | 83.3 | 1305.76 | 361.03 | 48.04 | 966.1 | 2.9 | 0.014366 | 2.8856 | 0 | 0 | 187.17 | 25.85 | 109.06 | 76.09 | 2267.8956 | 614.71 | 5030.01 | 1084.8 | 6114.81
2006 | Primary School | 3C | 6871 | 0 | 344.94 | 867.36 | 1223.07 | 83.29 | 1305.76 | 361.03 | 48.04 | 738.06 | 1.49 | 0.014366 | 1.4756 | 0 | 0 | 0 | 25.85 | 111.36 | 76.98 | 1606.8956 | 344.94 | 4369.89 | 817.33 | 5187.22
2006 | Primary School | 4A | 6871 | 0 | 1544.23 | 806.19 | 1223.07 | 83.18 | 1305.76 | 361.03 | 48.04 | 817.1 | 6.27 | 0.014366 | 6.2556 | 0 | 0 | 219.22 | 25.86 | 122.2 | 76.59 | 1848.7656 | 1544.23 | 4611.26 | 2027.46 | 6638.72
2006 | Primary School | 4B | 6871 | 0 | 901.33 | 757.69 | 1223.07 | 83.24 | 1305.76 | 361.03 | 48.04 | 957.69 | 4.19 | 0.014366 | 4.1756 | 0 | 0 | 177.27 | 25.85 | 119.24 | 75.83 | 1896.8256 | 901.33 | 4658.64 | 1381.6 | 6040.24
2006 | Primary School | 4C | 6871 | 0 | 1030.6 | 311.98 | 1223.07 | 83.08 | 1305.76 | 361.03 | 48.04 | 698.36 | 4.53 | 0.014366 | 4.5156 | 0 | 0 | 106.25 | 25.86 | 123.58 | 76.15 | 1121.1056 | 1030.6 | 3883.08 | 1515.2 | 5398.28
2006 | Primary School | 5A | 6871 | 0 | 1765.46 | 446.51 | 1223.07 | 83.2 | 1305.76 | 361.03 | 48.04 | 771.88 | 7.06 | 0.014366 | 7.0456 | 0 | 0 | 142.01 | 25.86 | 130.24 | 76.15 | 1367.4456 | 1765.46 | 4129.54 | 2256.73 | 6386.27
2006 | Primary School | 5B | 6871 | 0 | 1214.13 | 520.14 | 1223.07 | 83.21 | 1305.76 | 361.03 | 48.04 | 893.18 | 5.66 | 0.014366 | 5.6456 | 0 | 0 | 160.39 | 25.86 | 127.6 | 75.76 | 1579.3556 | 1214.13 | 4341.06 | 1702.76 | 6043.82
2006 | Primary School | 5C | 6871 | 0 | 1090.25 | 193.53 | 1223.07 | 83.08 | 1305.76 | 361.03 | 48.04 | 657.41 | 4.67 | 0.014366 | 4.6556 | 0 | 0 | 137.54 | 25.87 | 127.88 | 76.03 | 993.1356 | 1090.25 | 3754.99 | 1579.16 | 5334.15
2006 | Primary School | 6A | 6871 | 0 | 2781.88 | 480.85 | 1223.07 | 83.17 | 1305.76 | 361.03 | 48.04 | 850.98 | 11.03 | 0.014366 | 11.0156 | 0 | 0 | 140.01 | 25.87 | 136.84 | 75.9 | 1482.8556 | 2781.88 | 4244.66 | 3279.75 | 7524.41
2006 | Primary School | 6B | 6871 | 0 | 2135.62 | 332.4 | 1223.07 | 83.11 | 1305.76 | 361.03 | 48.04 | 876.65 | 8.82 | 0.014366 | 8.8056 | 0 | 0 | 160.04 | 25.87 | 134.91 | 75.44 | 1377.8956 | 2135.62 | 4139.2 | 2631.55 | 6770.75
2006 | Primary School | 7 | 6871 | 0 | 4021.03 | 384.82 | 1223.07 | 83.05 | 1305.76 | 361.03 | 48.04 | 829.73 | 14.8 | 0.014366 | 14.7856 | 0 | 0 | 225.77 | 25.87 | 143.92 | 75.82 | 1455.1056 | 4021.03 | 4216.73 | 4525.99 | 8742.72
2006 | Primary School | 8 | 6871 | 0 | 6697.65 | 191.75 | 1223.07 | 82.6 | 1305.76 | 361.03 | 48.04 | 917.23 | 24.52 | 0.014366 | 24.5056 | 0 | 0 | 252.01 | 25.88 | 152.66 | 75.29 | 1385.4956 | 6697.65 | 4146.14 | 7211.34 | 11357.48
2009 | Primary School | 0A | 6871 | 0 | 46.5 | 3629.59 | 1223.07 | 53.22 | 1305.76 | 361.03 | 48.04 | 1150.89 | 0.32 | 0.014366 | 0.30563 | 0 | 0 | 308.6 | 25.82 | 83.28 | 79.43 | 5089.3856 | 46.5 | 7824.73 | 490.8 | 8315.53
2009 | Primary School | 0B | 6871 | 0 | 119.64 | 3063.03 | 1223.07 | 53.23 | 1305.76 | 361.03 | 48.04 | 1069.82 | 0.64 | 0.014366 | 0.62563 | 0 | 0 | 288.26 | 25.82 | 85.55 | 78.66 | 4421.7356 | 119.64 | 7156.33 | 566.22 | 7722.55
2009 | Primary School | 1A | 6871 | 0 | 14.91 | 2278.43 | 1223.07 | 53.24 | 1305.76 | 361.03 | 48.04 | 804.62 | 0.2 | 0.014366 | 0.18563 | 0 | 0 | 208.67 | 25.83 | 89.96 | 78 | 3291.9056 | 14.91 | 6025.87 | 465.9 | 6491.77
2009 | Primary School | 1B | 6871 | 0 | 273.15 | 2580.31 | 1223.07 | 53.17 | 1305.76 | 361.03 | 48.04 | 1055.61 | 1.29 | 0.014366 | 1.2756 | 0 | 0 | 280.09 | 25.83 | 93.08 | 78.07 | 3917.2856 | 273.15 | 6651.23 | 727.26 | 7378.49
2009 | Primary School | 2A | 6871 | 0 | 72.04 | 1843.97 | 1223.07 | 53.15 | 1305.76 | 361.03 | 48.04 | 764.6 | 0.49 | 0.014366 | 0.47563 | 0 | 0 | 196.95 | 25.84 | 98.66 | 77.82 | 2805.9956 | 72.04 | 5539.68 | 531.73 | 6071.41
2009 | Primary School | 2B | 6871 | 0 | 159.29 | 1370.11 | 1223.07 | 53.19 | 1305.76 | 361.03 | 48.04 | 851.17 | 0.87 | 0.014366 | 0.85563 | 0 | 0 | 141.01 | 25.84 | 100.1 | 76.2 | 2363.1456 | 159.29 | 5095.25 | 620.43 | 5715.68
2009 | Primary School | 3A | 6871 | 0 | 353.46 | 982.78 | 1223.07 | 53.18 | 1305.76 | 361.03 | 48.04 | 676.98 | 1.89 | 0.014366 | 1.8756 | 0 | 0 | 126.38 | 25.85 | 112.13 | 76.87 | 1788.0156 | 353.46 | 4520.78 | 826.62 | 5347.4
2009 | Primary School | 3B | 6871 | 0 | 229.22 | 960.14 | 1223.07 | 53.18 | 1305.76 | 361.03 | 48.04 | 788.21 | 1.43 | 0.014366 | 1.4156 | 0 | 0 | 136.75 | 25.85 | 108.85 | 76.05 | 1886.5156 | 229.22 | 4618.47 | 699.1 | 5317.57
2009 | Primary School | 3C | 6871 | 0 | 141.01 | 706.74 | 1223.07 | 53.17 | 1305.76 | 361.03 | 48.04 | 606.35 | 0.92 | 0.014366 | 0.90563 | 0 | 0 | 0 | 25.85 | 111.16 | 76.98 | 1313.9956 | 141.01 | 4046.86 | 613.2 | 4660.06
2009 | Primary School | 4A | 6871 | 0 | 705.59 | 657.75 | 1223.07 | 53.1 | 1305.76 | 361.03 | 48.04 | 647.11 | 3.53 | 0.014366 | 3.5156 | 0 | 0 | 120.22 | 25.86 | 121.92 | 76.53 | 1428.5956 | 705.59 | 4160.95 | 1188.54 | 5349.49
2009 | Primary School | 4B | 6871 | 0 | 341.72 | 644.67 | 1223.07 | 53.14 | 1305.76 | 361.03 | 48.04 | 773.83 | 1.88 | 0.014366 | 1.8656 | 0 | 0 | 159.99 | 25.85 | 118.98 | 75.77 | 1580.3556 | 341.72 | 4312.01 | 821.72 | 5133.73
2009 | Primary School | 4C | 6871 | 0 | 566.77 | 248.14 | 1223.07 | 53.04 | 1305.76 | 361.03 | 48.04 | 604.08 | 2.79 | 0.014366 | 2.7756 | 0 | 0 | 103.88 | 25.86 | 123.37 | 76.13 | 958.8756 | 566.77 | 3690.78 | 1051.17 | 4741.95
2009 | Primary School | 5A | 6871 | 0 | 1158.47 | 402.05 | 1223.07 | 53.11 | 1305.76 | 361.03 | 48.04 | 661.2 | 5.47 | 0.014366 | 5.4556 | 0 | 0 | 97.75 | 25.86 | 130.02 | 76.17 | 1166.4556 | 1158.47 | 3898.48 | 1649.52 | 5548
2009 | Primary School | 5B | 6871 | 0 | 733.3 | 472.69 | 1223.07 | 53.12 | 1305.76 | 361.03 | 48.04 | 771.93 | 4.23 | 0.014366 | 4.2156 | 0 | 0 | 135.34 | 25.86 | 127.4 | 75.75 | 1384.1756 | 733.3 | 4115.77 | 1221.73 | 5337.5
2009 | Primary School | 5C | 6871 | 0 | 596.97 | 138.75 | 1223.07 | 53.03 | 1305.76 | 361.03 | 48.04 | 569.97 | 3.29 | 0.014366 | 3.2756 | 0 | 0 | 97.81 | 25.86 | 127.67 | 76.01 | 809.8056 | 596.97 | 3541.58 | 1085.67 | 4627.25
2009 | Primary School | 6A | 6871 | 0 | 1977.7 | 441.99 | 1223.07 | 53.09 | 1305.76 | 361.03 | 48.04 | 737.91 | 8.16 | 0.014366 | 8.1456 | 0 | 0 | 112.09 | 25.87 | 136.61 | 75.95 | 1300.1356 | 1977.7 | 4031.91 | 2475.34 | 6507.25
2009 | Primary School | 6B | 6871 | 0 | 1418.5 | 304.16 | 1223.07 | 53.05 | 1305.76 | 361.03 | 48.04 | 762.64 | 6.45 | 0.014366 | 6.4356 | 0 | 0 | 134.06 | 25.87 | 134.7 | 75.46 | 1207.2956 | 1418.5 | 3938.55 | 1914.23 | 5852.78
2009 | Primary School | 7 | 6871 | 0 | 3429.19 | 372.07 | 1223.07 | 53.02 | 1305.76 | 361.03 | 48.04 | 726.18 | 14.03 | 0.014366 | 14.0156 | 0 | 0 | 191.2 | 25.87 | 143.65 | 75.88 | 1303.4656 | 3429.19 | 4035.1 | 3933.87 | 7968.97
2009 | Primary School | 8 | 6871 | 0 | 5937.28 | 171.09 | 1223.07 | 52.73 | 1305.76 | 361.03 | 48.04 | 793.94 | 24.27 | 0.014366 | 24.2556 | 0 | 0 | 213.47 | 25.88 | 152.45 | 75.37 | 1202.7556 | 5937.28 | 3933.63 | 6450.75 | 10384.38
2012 | Primary School | 0A | 6871 | 0 | 15.97 | 2708.92 | 868.95 | 53.22 | 1305.76 | 361.03 | 27.39 | 896.27 | 0.21 | 0.014366 | 0.19563 | 0 | 0 | 258.89 | 25.82 | 83.18 | 79.45 | 3864.2756 | 15.97 | 6224.88 | 460.18 | 6685.06
2012 | Primary School | 0B | 6871 | 0 | 12.4 | 2180.29 | 869.02 | 53.23 | 1305.76 | 361.03 | 27.39 | 782.79 | 0.21 | 0.014366 | 0.19563 | 0 | 0 | 204.39 | 25.82 | 85.43 | 78.7 | 3167.6656 | 12.4 | 5527.61 | 458.87 | 5986.48
2012 | Primary School | 1A | 6871 | 0 | 0.57 | 1652.35 | 868.06 | 53.24 | 1305.76 | 361.03 | 27.39 | 613.5 | 0.15 | 0.014366 | 0.13563 | 0 | 0 | 172.51 | 25.83 | 89.86 | 78.09 | 2438.4956 | 0.57 | 4796.88 | 451.45 | 5248.33
2012 | Primary School | 1B | 6871 | 0 | 65.13 | 1836.37 | 868.23 | 53.17 | 1305.76 | 361.03 | 27.39 | 778.89 | 0.45 | 0.014366 | 0.43563 | 0 | 0 | 200.85 | 25.83 | 92.98 | 78.12 | 2816.5456 | 65.13 | 5175.07 | 519.14 | 5694.21
2012 | Primary School | 2A | 6871 | 0 | 35.13 | 1306.61 | 868.66 | 53.15 | 1305.76 | 361.03 | 27.39 | 599.13 | 0.41 | 0.014366 | 0.39563 | 0 | 0 | 107.24 | 25.84 | 98.62 | 77.97 | 2013.3756 | 35.13 | 4372.15 | 494.78 | 4866.93
2012 | Primary School | 2B | 6871 | 0 | 65.39 | 1054.32 | 866.84 | 53.19 | 1305.76 | 361.03 | 27.39 | 670.15 | 0.51 | 0.014366 | 0.49563 | 0 | 0 | 115.24 | 25.84 | 100.08 | 76.29 | 1840.2056 | 65.39 | 4195.53 | 526.5 | 4722.03
2012 | Primary School | 3A | 6871 | 0 | 242.48 | 772.77 | 868.37 | 53.18 | 1305.76 | 361.03 | 27.39 | 550.58 | 1.51 | 0.014366 | 1.4956 | 0 | 0 | 101.95 | 25.85 | 112.08 | 76.95 | 1426.7956 | 242.48 | 3784.3 | 715.59 | 4499.89
2012 | Primary School | 3B | 6871 | 0 | 137.31 | 750.68 | 866.57 | 53.18 | 1305.76 | 361.03 | 27.39 | 633.26 | 0.93 | 0.014366 | 0.91563 | 0 | 0 | 126.93 | 25.85 | 108.79 | 76.14 | 1511.7856 | 137.31 | 3866.68 | 607.13 | 4473.81
2012 | Primary School | 3C | 6871 | 0 | 61.25 | 495.64 | 867.58 | 53.17 | 1305.76 | 361.03 | 27.39 | 496.27 | 0.57 | 0.014366 | 0.55563 | 0 | 0 | 43.13 | 25.84 | 111.15 | 77.08 | 1035.5956 | 61.25 | 3392.44 | 533.43 | 3925.87
2012 | Primary School | 4A | 6871 | 0 | 427.3 | 549.89 | 867.5 | 53.1 | 1305.76 | 361.03 | 27.39 | 548.34 | 2.36 | 0.014366 | 2.3456 | 0 | 0 | 112.55 | 25.85 | 121.82 | 76.59 | 1213.1256 | 427.3 | 3569.34 | 910.15 | 4479.49
2012 | Primary School | 4B | 6871 | 0 | 184.63 | 540.68 | 864.24 | 53.14 | 1305.76 | 361.03 | 27.39 | 662.66 | 1.56 | 0.014366 | 1.5456 | 0 | 0 | 113.45 | 25.85 | 118.89 | 75.85 | 1318.3356 | 184.63 | 3670.58 | 664.55 | 4335.13
2012 | Primary School | 4C | 6871 | 0 | 350.74 | 207.6 | 867.9 | 53.04 | 1305.76 | 361.03 | 27.39 | 519.85 | 2.07 | 0.014366 | 2.0556 | 0 | 0 | 91.06 | 25.86 | 123.28 | 76.17 | 820.5656 | 350.74 | 3176.69 | 835.05 | 4011.74
2012 | Primary School | 5A | 6871 | 0 | 762.39 | 334.65 | 867.67 | 53.11 | 1305.76 | 361.03 | 27.39 | 553.36 | 3.67 | 0.014366 | 3.6556 | 0 | 0 | 105.39 | 25.86 | 129.87 | 76.3 | 997.0556 | 762.39 | 3353.17 | 1253.29 | 4606.46
2012 | Primary School | 5B | 6871 | 0 | 465.84 | 398.42 | 866.35 | 53.12 | 1305.76 | 361.03 | 27.39 | 646.7 | 2.7 | 0.014366 | 2.6856 | 0 | 0 | 130.93 | 25.85 | 127.28 | 75.84 | 1178.7356 | 465.84 | 3533.06 | 954.15 | 4487.21
2012 | Primary School | 5C | 6871 | 0 | 395.06 | 114.37 | 867.78 | 53.03 | 1305.76 | 361.03 | 27.39 | 498.7 | 2.37 | 0.014366 | 2.3556 | 0 | 0 | 87.08 | 25.86 | 127.58 | 76.05 | 702.5056 | 395.06 | 3058.41 | 883.67 | 3942.08
2012 | Primary School | 6A | 6871 | 0 | 1259.17 | 349.68 | 869.02 | 53.09 | 1305.76 | 361.03 | 27.39 | 586.23 | 5.69 | 0.014366 | 5.6756 | 0 | 0 | 115.84 | 25.86 | 136.41 | 76.27 | 1057.4256 | 1259.17 | 3414.83 | 1756.62 | 5171.45
2012 | Primary School | 6B | 6871 | 0 | 840.24 | 243.98 | 869.02 | 53.05 | 1305.76 | 361.03 | 27.39 | 604.69 | 4.38 | 0.014366 | 4.3656 | 0 | 0 | 109.76 | 25.86 | 134.45 | 75.62 | 962.7956 | 840.24 | 3319.52 | 1335.73 | 4655.25
2012 | Primary School | 7 | 6871 | 0 | 1455.36 | 288.75 | 869.02 | 53.02 | 1305.76 | 361.03 | 27.39 | 591.99 | 6.37 | 0.014366 | 6.3556 | 0 | 0 | 114.32 | 25.86 | 143.44 | 76.08 | 1001.4156 | 1455.36 | 3358.55 | 1959.82 | 5318.37
2012 | Primary School | 8 | 6871 | 0 | 2756.21 | 120.04 | 869.02 | 52.73 | 1305.76 | 361.03 | 27.39 | 637.05 | 10.79 | 0.014366 | 10.7756 | 0 | 0 | 115.64 | 25.87 | 152.21 | 75.65 | 883.5056 | 2756.21 | 3239.94 | 3269.45 | 6509.39
2015 | Primary School | 0A | 6871 | 0 | 4.9 | 2233.17 | 746.68 | 44.11 | 1293.2 | 361.03 | 27.08 | 475.94 | 0.03 | 0.014366 | 0.015634 | 0 | 0 | 152.28 | 25.83 | 79.94 | 64.93 | 2861.4056 | 4.9 | 5063.26 | 445.87 | 5509.13
2015 | Primary School | 0B | 6871 | 0 | 4.49 | 1962.96 | 748.94 | 44.11 | 1293.2 | 361.03 | 27.09 | 568.76 | 0.04 | 0.014366 | 0.025634 | 0 | 0 | 131.72 | 25.82 | 81.81 | 64.48 | 2663.4656 | 4.49 | 4867.11 | 447.33 | 5314.44
2015 | Primary School | 1A | 6871 | 0 | 0.2 | 1464.19 | 752.19 | 44.11 | 1293.2 | 361.03 | 27.09 | 461.69 | 0.02 | 0.014366 | 0.0056341 | 0 | 0 | 129.67 | 25.83 | 86.41 | 64.26 | 2055.5556 | 0.2 | 4262.24 | 447.64 | 4709.88
2015 | Primary School | 1B | 6871 | 0 | 19.45 | 1597.27 | 751.86 | 44.05 | 1293.2 | 361.03 | 27.09 | 459.1 | 0.09 | 0.014366 | 0.075634 | 0 | 0 | 118.44 | 25.83 | 89.33 | 64.12 | 2174.8856 | 19.45 | 4381.04 | 469.81 | 4850.85
2015 | Primary School | 2A | 6871 | 0 | 12.91 | 1116.68 | 752.74 | 44.03 | 1293.2 | 361.03 | 27.09 | 430.96 | 0.17 | 0.014366 | 0.15563 | 0 | 0 | 74.16 | 25.83 | 95.15 | 64.15 | 1621.9556 | 12.91 | 3829.01 | 469.09 | 4298.1
2015 | Primary School | 2B | 6871 | 0 | 24.93 | 935.33 | 754.85 | 44.07 | 1293.2 | 361.03 | 27.09 | 464.32 | 0.2 | 0.014366 | 0.18563 | 0 | 0 | 63.32 | 25.84 | 96.43 | 63 | 1463.1556 | 24.93 | 3671.21 | 482.4 | 4153.61
2015 | Primary School | 3A | 6871 | 0 | 99.3 | 652.62 | 756.04 | 44.06 | 1293.2 | 361.03 | 27.09 | 365.03 | 0.81 | 0.014366 | 0.79563 | 0 | 0 | 63.53 | 25.84 | 108.62 | 63.57 | 1081.9756 | 99.3 | 3291.78 | 568.94 | 3860.72
2015 | Primary School | 3B | 6871 | 0 | 88.37 | 671.42 | 754.32 | 44.05 | 1293.2 | 361.03 | 27.09 | 430.42 | 0.51 | 0.014366 | 0.49563 | 0 | 0 | 0 | 25.84 | 105.25 | 62.93 | 1102.3356 | 88.37 | 3309.78 | 554.66 | 3864.44
2015 | Primary School | 3C | 6871 | 0 | 39.53 | 437.5 | 754.17 | 44.13 | 1293.2 | 361.03 | 27.09 | 338.78 | 0.3 | 0.014366 | 0.28563 | 0 | 0 | 0 | 25.84 | 107.76 | 63.59 | 776.5656 | 39.53 | 2984.58 | 508.33 | 3492.91
2015 | Primary School | 4A | 6871 | 0 | 219.71 | 470.54 | 752.49 | 44.14 | 1293.2 | 361.03 | 27.09 | 359.93 | 1.77 | 0.014366 | 1.7556 | 0 | 0 | 72.45 | 25.84 | 118.41 | 63.49 | 904.6756 | 219.71 | 3110.91 | 699.16 | 3810.07
2015 | Primary School | 4B | 6871 | 0 | 180.59 | 478.4 | 749.32 | 44.04 | 1293.2 | 361.03 | 27.09 | 444.89 | 0.97 | 0.014366 | 0.95563 | 0 | 0 | 0 | 25.84 | 115.36 | 62.8 | 924.2456 | 180.59 | 3126.53 | 656.97 | 3783.5
2015 | Primary School | 4C | 6871 | 0 | 456.33 | 182.99 | 757.07 | 44.13 | 1293.2 | 361.03 | 27.09 | 342.16 | 2.52 | 0.014366 | 2.5056 | 0 | 0 | 0 | 25.84 | 119.84 | 63.36 | 527.6556 | 456.33 | 2738.35 | 937.2 | 3675.55
2015 | Primary School | 5A | 6871 | 0 | 463.94 | 290.33 | 752.71 | 44.07 | 1293.2 | 361.03 | 27.09 | 348.5 | 2.44 | 0.014366 | 2.4256 | 0 | 0 | 70.44 | 25.84 | 126.51 | 63.44 | 711.6956 | 463.94 | 2918.04 | 951.49 | 3869.53
2015 | Primary School | 5B | 6871 | 0 | 484.34 | 351.21 | 751.59 | 44.11 | 1293.2 | 361.03 | 27.09 | 422.27 | 2.43 | 0.014366 | 2.4156 | 0 | 0 | 0 | 25.84 | 123.87 | 62.91 | 775.8956 | 484.34 | 2980.64 | 969.24 | 3949.88
2015 | Primary School | 5C | 6871 | 0 | 298.85 | 108.78 | 756.16 | 44.11 | 1293.2 | 361.03 | 27.09 | 330.79 | 1.88 | 0.014366 | 1.8656 | 0 | 0 | 62.06 | 25.84 | 124.32 | 63.39 | 503.4956 | 298.85 | 2713.29 | 784.19 | 3497.48
2015 | Primary School | 6A | 6871 | 0 | 944 | 312.99 | 753.44 | 44.09 | 1293.2 | 361.03 | 27.09 | 385.44 | 4.51 | 0.014366 | 4.4956 | 0 | 0 | 77.43 | 25.84 | 133.13 | 63.44 | 780.3556 | 944 | 2987.47 | 1438.16 | 4425.63
2015 | Primary School | 6B | 6871 | 0 | 733.73 | 218.5 | 753.6 | 44.04 | 1293.2 | 361.03 | 27.09 | 405.67 | 3.98 | 0.014366 | 3.9656 | 0 | 0 | 66.56 | 25.84 | 131.14 | 62.94 | 694.6956 | 733.73 | 2901.42 | 1225.9 | 4127.32
2015 | Primary School | 7 | 6871 | 0 | 1128.61 | 256.07 | 753.09 | 44.11 | 1293.2 | 361.03 | 27.09 | 389.42 | 5.08 | 0.014366 | 5.0656 | 0 | 0 | 75.73 | 25.84 | 140.19 | 63.35 | 726.2856 | 1128.61 | 2932.97 | 1629.83 | 4562.8
2015 | Primary School | 8 | 6871 | 0 | 2202.93 | 109.54 | 767.72 | 44.38 | 1293.2 | 361.03 | 27.1 | 426.97 | 9.34 | 0.014366 | 9.3256 | 0 | 0 | 78.92 | 25.85 | 149 | 63.03 | 624.7556 | 2202.93 | 2846.03 | 2712.96 | 5558.99
2018 | Primary School | 0A | 6871 | 0 | 7.44 | 1975.43 | 599.9 | 30.72 | 1293.2 | 361.03 | 19.43 | 451.53 | 0.04 | 0.014366 | 0.025634 | 0 | 0 | 149.81 | 25.83 | 79.88 | 64.94 | 2576.7956 | 7.44 | 4610.82 | 448.35 | 5059.17
2018 | Primary School | 0B | 6871 | 0 | 5.39 | 1817.39 | 601.61 | 30.72 | 1293.2 | 361.03 | 19.43 | 540.71 | 0.04 | 0.014366 | 0.025634 | 0 | 0 | 121.9 | 25.82 | 81.8 | 64.5 | 2480.0256 | 5.39 | 4515.32 | 448.23 | 4963.55
2018 | Primary School | 1A | 6871 | 0 | 0.2 | 1323.9 | 604.12 | 30.72 | 1293.2 | 361.03 | 19.43 | 439.86 | 0.02 | 0.014366 | 0.0056341 | 0 | 0 | 119.75 | 25.83 | 86.49 | 64.26 | 1883.5156 | 0.2 | 3921.08 | 447.72 | 4368.8
2018 | Primary School | 1B | 6871 | 0 | 27.34 | 1503.58 | 603.83 | 30.67 | 1293.2 | 361.03 | 19.43 | 460.11 | 0.12 | 0.014366 | 0.10563 | 0 | 0 | 114.94 | 25.83 | 89.32 | 64.13 | 2078.7356 | 27.34 | 4115.84 | 477.69 | 4593.53
2018 | Primary School | 2A | 6871 | 0 | 13.53 | 1093.71 | 604.49 | 30.66 | 1293.2 | 361.03 | 19.43 | 419.62 | 0.19 | 0.014366 | 0.17563 | 0 | 0 | 94.08 | 25.83 | 95.3 | 64.16 | 1607.5856 | 13.53 | 3645.37 | 469.86 | 4115.23
2018 | Primary School | 2B | 6871 | 0 | 27.14 | 892.62 | 606.09 | 30.69 | 1293.2 | 361.03 | 19.43 | 442.64 | 0.17 | 0.014366 | 0.15563 | 0 | 0 | 64.97 | 25.84 | 96.45 | 62.99 | 1400.3856 | 27.14 | 3438.64 | 484.62 | 3923.26
2018 | Primary School | 3A | 6871 | 0 | 119.75 | 612.15 | 607.01 | 30.68 | 1293.2 | 361.03 | 19.43 | 347.78 | 1.06 | 0.014366 | 1.0456 | 0 | 0 | 70.57 | 25.84 | 108.85 | 63.59 | 1031.5456 | 119.75 | 3071.3 | 589.63 | 3660.93
2018 | Primary School | 3B | 6871 | 0 | 104.07 | 642.21 | 605.69 | 30.68 | 1293.2 | 361.03 | 19.43 | 404.73 | 0.6 | 0.014366 | 0.58563 | 0 | 0 | 0 | 25.84 | 105.3 | 62.93 | 1047.5256 | 104.07 | 3085.3 | 570.4 | 3655.7
2018 | Primary School | 3C | 6871 | 0 | 43.39 | 410.28 | 605.57 | 30.73 | 1293.2 | 361.03 | 19.43 | 322.69 | 0.32 | 0.014366 | 0.30563 | 0 | 0 | 0 | 25.84 | 107.87 | 63.59 | 733.2756 | 43.39 | 2771.64 | 512.29 | 3283.93
2018 | Primary School | 4A | 6871 | 0 | 277.97 | 431.11 | 605.39 | 30.74 | 1293.2 | 361.03 | 19.43 | 336.95 | 1.75 | 0.014366 | 1.7356 | 0 | 0 | 86.96 | 25.84 | 118.67 | 63.52 | 856.7556 | 277.97 | 2894.88 | 757.67 | 3652.55
2018 | Primary School | 4B | 6871 | 0 | 217.56 | 447.19 | 603.14 | 30.67 | 1293.2 | 361.03 | 19.43 | 411.12 | 1.18 | 0.014366 | 1.1656 | 0 | 0 | 0 | 25.84 | 115.4 | 62.81 | 859.4756 | 217.56 | 2894.57 | 693.98 | 3588.55
2018 | Primary School | 4C | 6871 | 0 | 530.49 | 165.01 | 609.11 | 30.74 | 1293.2 | 361.03 | 19.43 | 319.55 | 3.03 | 0.014366 | 3.0156 | 0 | 0 | 0 | 25.84 | 120.17 | 63.38 | 487.5756 | 530.49 | 2529.29 | 1011.69 | 3540.98
2018 | Primary School | 5A | 6871 | 0 | 595.33 | 266.02 | 604.98 | 30.69 | 1293.2 | 361.03 | 19.43 | 331.18 | 3.5 | 0.014366 | 3.4856 | 0 | 0 | 78.11 | 25.84 | 126.8 | 63.47 | 678.7956 | 595.33 | 2716.42 | 1083.16 | 3799.58
2018 | Primary School | 5B | 6871 | 0 | 546.2 | 324.23 | 604.13 | 30.72 | 1293.2 | 361.03 | 19.43 | 392.5 | 2.79 | 0.014366 | 2.7756 | 0 | 0 | 0 | 25.84 | 123.94 | 62.92 | 719.5056 | 546.2 | 2755.76 | 1031.17 | 3786.93
2018 | Primary School | 5C | 6871 | 0 | 337.03 | 101.82 | 607.63 | 30.72 | 1293.2 | 361.03 | 19.43 | 313.11 | 2.61 | 0.014366 | 2.5956 | 0 | 0 | 72.01 | 25.84 | 124.51 | 63.41 | 489.5356 | 337.03 | 2529.77 | 822.57 | 3352.34
2018 | Primary School | 6A | 6871 | 0 | 1316.91 | 285.88 | 604.92 | 30.71 | 1293.2 | 361.03 | 19.43 | 366.91 | 7.27 | 0.014366 | 7.2556 | 0 | 0 | 100.38 | 25.84 | 133.41 | 63.44 | 760.4256 | 1316.91 | 2797.97 | 1811.35 | 4609.32
2018 | Primary School | 6B | 6871 | 0 | 856.38 | 200.84 | 605.04 | 30.67 | 1293.2 | 361.03 | 19.43 | 385.14 | 4.73 | 0.014366 | 4.7156 | 0 | 0 | 84.88 | 25.84 | 131.39 | 62.96 | 675.5756 | 856.38 | 2712.73 | 1348.8 | 4061.53
2018 | Primary School | 7 | 6871 | 0 | 1756.12 | 239.06 | 604.63 | 30.72 | 1293.2 | 361.03 | 19.43 | 374.76 | 2.11 | 0.014366 | 2.0956 | 0 | 0 | 99.41 | 25.84 | 140.47 | 63.35 | 715.3256 | 1756.12 | 2752.5 | 2257.61 | 5010.11
2018 | Primary School | 8 | 6871 | 0 | 3216.66 | 104.43 | 615.95 | 30.92 | 1293.2 | 361.03 | 19.44 | 415.1 | 4.56 | 0.014366 | 4.5456 | 0 | 0 | 119.16 | 25.85 | 149.28 | 63 | 643.2356 | 3216.66 | 2691.6 | 3726.96 | 6418.56
2006 | Quick Service Restaurant | 0A | 232.34 | 0 | 0 | 501.32 | 63.7 | 27.42 | 276.88 | 477.16 | 0 | 149.67 | 0 | 0 | 0 | 0 | 0 | 0 | 0 | 124.61 | 69.97 | 650.99 | 0 | 1088.97 | 601.77 | 1690.74
2006 | Quick Service Restaurant | 0B | 232.34 | 0 | 0.41 | 454.43 | 63.7 | 27.43 | 276.88 | 477.16 | 0 | 173.98 | 0 | 0 | 0 | 0 | 0 | 0 | 0 | 124.03 | 69.45 | 628.41 | 0.41 | 1065.88 | 601.59 | 1667.47
2006 | Quick Service Restaurant | 1A | 232.34 | 0 | 0.02 | 321.97 | 63.7 | 27.43 | 276.88 | 477.16 | 0 | 137.67 | 0 | 0 | 0 | 0 | 0 | 0 | 0 | 135.78 | 68.91 | 459.64 | 0.02 | 896.57 | 612.95 | 1509.52
2006 | Quick Service Restaurant | 1B | 232.34 | 0 | 15.73 | 367.19 | 63.7 | 27.4 | 276.88 | 477.16 | 0 | 169.82 | 0 | 0 | 0 | 0 | 0 | 0 | 0 | 136.07 | 68.77 | 537.01 | 15.73 | 973.76 | 628.96 | 1602.72
2006 | Quick Service Restaurant | 2A | 232.34 | 0 | 37.92 | 275.96 | 63.7 | 27.39 | 276.88 | 477.16 | 0 | 142.63 | 0 | 0 | 0 | 0 | 0 | 0 | 0 | 148.43 | 68.46 | 418.59 | 37.92 | 855.02 | 663.5 | 1518.52
2006 | Quick Service Restaurant | 2B | 232.34 | 0 | 32.43 | 186.92 | 63.7 | 27.41 | 276.88 | 477.16 | 0 | 167.57 | 0 | 0 | 0 | 0 | 0 | 0 | 0 | 149.26 | 67.28 | 354.49 | 32.43 | 789.76 | 658.84 | 1448.6
2006 | Quick Service Restaurant | 3A | 232.34 | 0 | 160.89 | 155.4 | 63.7 | 27.4 | 276.88 | 477.16 | 0 | 142.37 | 0 | 0 | 0 | 0 | 0 | 0 | 0 | 170.26 | 66.69 | 297.77 | 160.89 | 732.44 | 808.31 | 1540.75
2006 | Quick Service Restaurant | 3B | 232.34 | 0 | 84.49 | 129.94 | 63.7 | 27.4 | 276.88 | 477.16 | 0 | 161.81 | 0 | 0 | 0 | 0 | 0 | 0 | 0 | 164.63 | 66.75 | 291.75 | 84.49 | 726.49 | 726.27 | 1452.76
2006 | Quick Service Restaurant | 3C | 232.34 | 0 | 56.16 | 40.52 | 63.7 | 27.4 | 276.88 | 477.16 | 0 | 131.75 | 0 | 0 | 0 | 0 | 0 | 0 | 0 | 172.49 | 67.68 | 172.27 | 56.16 | 607.93 | 705.8 | 1313.73
2006 | Quick Service Restaurant | 4A | 232.34 | 0 | 342.23 | 96.51 | 63.7 | 27.36 | 276.88 | 477.16 | 0 | 132.21 | 0 | 0 | 0 | 0 | 0 | 0 | 0 | 187.59 | 64.99 | 228.72 | 342.23 | 661.65 | 1006.98 | 1668.63
2006 | Quick Service Restaurant | 4B | 232.34 | 0 | 174 | 74.4 | 63.7 | 27.38 | 276.88 | 477.16 | 0 | 156.19 | 0 | 0 | 0 | 0 | 0 | 0 | 0 | 182.52 | 65.61 | 230.59 | 174 | 664.16 | 833.68 | 1497.84
2006 | Quick Service Restaurant | 4C | 232.34 | 0 | 271.79 | 17.64 | 63.7 | 27.33 | 276.88 | 477.16 | 0 | 124.87 | 0 | 0 | 0 | 0 | 0 | 0 | 0 | 192.68 | 65.08 | 142.51 | 271.79 | 575.5 | 941.63 | 1517.13
2006 | Quick Service Restaurant | 5A | 232.34 | 0 | 513.94 | 53.79 | 63.7 | 27.37 | 276.88 | 477.16 | 0 | 126.37 | 0 | 0 | 0 | 0 | 0 | 0 | 0 | 202.12 | 64.06 | 180.16 | 513.94 | 612.17 | 1193.22 | 1805.39
2006 | Quick Service Restaurant | 5B | 232.34 | 0 | 327.22 | 49.73 | 63.7 | 27.37 | 276.88 | 477.16 | 0 | 150.42 | 0 | 0 | 0 | 0 | 0 | 0 | 0 | 197.88 | 64.55 | 200.15 | 327.22 | 632.64 | 1002.26 | 1634.9
2006 | Quick Service Restaurant | 5C | 232.34 | 0 | 357.55 | 5.42 | 63.7 | 27.33 | 276.88 | 477.16 | 0 | 114.01 | 0 | 0 | 0 | 0 | 0 | 0 | 0 | 201.02 | 64.29 | 119.43 | 357.55 | 551.63 | 1035.73 | 1587.36
2006 | Quick Service Restaurant | 6A | 232.34 | 0 | 716.2 | 58.41 | 63.7 | 27.35 | 276.88 | 477.16 | 0 | 130.49 | 0 | 0 | 0 | 0 | 0 | 0 | 0 | 212.83 | 63.63 | 188.9 | 716.2 | 620.46 | 1406.19 | 2026.65
2006 | Quick Service Restaurant | 6B | 232.34 | 0 | 524.83 | 31.09 | 63.7 | 27.33 | 276.88 | 477.16 | 0 | 143.31 | 0 | 0 | 0 | 0 | 0 | 0 | 0 | 210.05 | 63.56 | 174.4 | 524.83 | 605.87 | 1212.03 | 1817.9
2006 | Quick Service Restaurant | 7 | 232.34 | 0 | 911.83 | 43.02 | 63.7 | 27.32 | 276.88 | 477.16 | 0 | 126.37 | 0 | 0 | 0 | 0 | 0 | 0 | 0 | 225.59 | 63 | 169.39 | 911.83 | 600.29 | 1614.58 | 2214.87
2006 | Quick Service Restaurant | 8 | 232.34 | 0 | 1245.62 | 15.68 | 63.7 | 27.17 | 276.88 | 477.16 | 0 | 118.66 | 0 | 0 | 0 | 0 | 0 | 0 | 0 | 242.75 | 62.15 | 134.34 | 1245.62 | 564.25 | 1965.52 | 2529.77
2009 | Quick Service Restaurant | 0A | 232.34 | 0 | 0 | 467.93 | 63.7 | 18.21 | 276.88 | 477.16 | 0 | 149.5 | 0 | 0 | 0 | 0 | 0 | 0 | 0 | 124.42 | 70.61 | 617.43 | 0 | 1046.83 | 601.58 | 1648.41
2009 | Quick Service Restaurant | 0B | 232.34 | 0 | 0 | 417.67 | 63.7 | 18.21 | 276.88 | 477.16 | 0 | 173.6 | 0 | 0 | 0 | 0 | 0 | 0 | 0 | 123.95 | 69.83 | 591.27 | 0 | 1019.9 | 601.11 | 1621.01
2009 | Quick Service Restaurant | 1A | 232.34 | 0 | 0 | 309.25 | 63.7 | 18.21 | 276.88 | 477.16 | 0 | 137.64 | 0 | 0 | 0 | 0 | 0 | 0 | 0 | 135.78 | 68.97 | 446.89 | 0 | 874.66 | 612.94 | 1487.6
2009 | Quick Service Restaurant | 1B | 232.34 | 0 | 4.43 | 334.18 | 63.7 | 18.19 | 276.88 | 477.16 | 0 | 169.4 | 0 | 0 | 0 | 0 | 0 | 0 | 0 | 136.09 | 68.75 | 503.58 | 4.43 | 931.09 | 617.68 | 1548.77
2009 | Quick Service Restaurant | 2A | 232.34 | 0 | 20.31 | 259.43 | 63.7 | 18.18 | 276.88 | 477.16 | 0 | 142.06 | 0 | 0 | 0 | 0 | 0 | 0 | 0 | 148.53 | 68.13 | 401.49 | 20.31 | 828.39 | 646 | 1474.39
2009 | Quick Service Restaurant | 2B | 232.34 | 0 | 11.94 | 176.8 | 63.7 | 18.2 | 276.88 | 477.16 | 0 | 166.73 | 0 | 0 | 0 | 0 | 0 | 0 | 0 | 149.46 | 66.49 | 343.53 | 11.94 | 768.8 | 638.55 | 1407.35
2009 | Quick Service Restaurant | 3A | 232.34 | 0 | 129.79 | 132.88 | 63.7 | 18.19 | 276.88 | 477.16 | 0 | 142.21 | 0 | 0 | 0 | 0 | 0 | 0 | 0 | 170.5 | 65.8 | 275.09 | 129.79 | 699.66 | 777.45 | 1477.11
2009 | Quick Service Restaurant | 3B | 232.34 | 0 | 53.23 | 124.1 | 63.7 | 18.19 | 276.88 | 477.16 | 0 | 161.19 | 0 | 0 | 0 | 0 | 0 | 0 | 0 | 164.91 | 65.59 | 285.29 | 53.23 | 709.66 | 695.29 | 1404.95
2009 | Quick Service Restaurant | 3C | 232.34 | 0 | 17.5 | 38.57 | 63.7 | 18.19 | 276.88 | 477.16 | 0 | 130.7 | 0 | 0 | 0 | 0 | 0 | 0 | 0 | 172.86 | 66.31 | 169.27 | 17.5 | 594.35 | 667.51 | 1261.86
2009 | Quick Service Restaurant | 4A | 232.34 | 0 | 301.88 | 81.08 | 63.7 | 18.17 | 276.88 | 477.16 | 0 | 132 | 0 | 0 | 0 | 0 | 0 | 0 | 0 | 187.83 | 64.06 | 213.08 | 301.88 | 635.89 | 966.86 | 1602.75
2009 | Quick Service Restaurant | 4B | 232.34 | 0 | 141.53 | 72.73 | 63.7 | 18.18 | 276.88 | 477.16 | 0 | 155.69 | 0 | 0 | 0 | 0 | 0 | 0 | 0 | 182.85 | 64.27 | 228.42 | 141.53 | 651.45 | 801.53 | 1452.98
2009 | Quick Service Restaurant | 4C | 232.34 | 0 | 198.1 | 16.39 | 63.7 | 18.14 | 276.88 | 477.16 | 0 | 123.7 | 0 | 0 | 0 | 0 | 0 | 0 | 0 | 193.13 | 63.34 | 140.09 | 198.1 | 562.16 | 868.38 | 1430.54
2009 | Quick Service Restaurant | 5A | 232.34 | 0 | 465.07 | 41.73 | 63.7 | 18.17 | 276.88 | 477.16 | 0 | 125.93 | 0 | 0 | 0 | 0 | 0 | 0 | 0 | 202.36 | 63.12 | 167.66 | 465.07 | 589.54 | 1144.58 | 1734.12
2009 | Quick Service Restaurant | 5B | 232.34 | 0 | 283.39 | 48.56 | 63.7 | 18.17 | 276.88 | 477.16 | 0 | 149.54 | 0 | 0 | 0 | 0 | 0 | 0 | 0 | 198.15 | 63.38 | 198.1 | 283.39 | 620.23 | 958.7 | 1578.93
2009 | Quick Service Restaurant | 5C | 232.34 | 0 | 272.9 | 4.57 | 63.7 | 18.14 | 276.88 | 477.16 | 0 | 112.98 | 0 | 0 | 0 | 0 | 0 | 0 | 0 | 201.49 | 62.46 | 117.55 | 272.9 | 538.74 | 951.55 | 1490.29
2009 | Quick Service Restaurant | 6A | 232.34 | 0 | 644.25 | 48.05 | 63.7 | 18.16 | 276.88 | 477.16 | 0 | 131.12 | 0 | 0 | 0 | 0 | 0 | 0 | 0 | 213.01 | 62.9 | 179.17 | 644.25 | 600.82 | 1334.42 | 1935.24
2009 | Quick Service Restaurant | 6B | 232.34 | 0 | 454.8 | 29.4 | 63.7 | 18.15 | 276.88 | 477.16 | 0 | 141.95 | 0 | 0 | 0 | 0 | 0 | 0 | 0 | 210.31 | 62.46 | 171.35 | 454.8 | 592.55 | 1142.27 | 1734.82
2009 | Quick Service Restaurant | 7 | 232.34 | 0 | 823.28 | 39.77 | 63.7 | 18.14 | 276.88 | 477.16 | 0 | 127.33 | 0 | 0 | 0 | 0 | 0 | 0 | 0 | 225.75 | 62.29 | 167.1 | 823.28 | 588.1 | 1526.19 | 2114.29
2009 | Quick Service Restaurant | 8 | 232.34 | 0 | 1187.63 | 11.82 | 63.7 | 18.04 | 276.88 | 477.16 | 0 | 118.86 | 0 | 0 | 0 | 0 | 0 | 0 | 0 | 242.95 | 61.27 | 130.68 | 1187.63 | 550.57 | 1907.74 | 2458.31
2012 | Quick Service Restaurant | 0A | 232.34 | 0 | 0 | 398.52 | 38.15 | 18.21 | 276.88 | 477.16 | 0 | 139.72 | 0 | 0 | 0 | 0 | 0 | 0 | 0 | 124.36 | 70.75 | 538.24 | 0 | 942.22 | 601.52 | 1543.74
2012 | Quick Service Restaurant | 0B | 232.34 | 0 | 0 | 368.59 | 38.15 | 18.21 | 276.88 | 477.16 | 0 | 162 | 0 | 0 | 0 | 0 | 0 | 0 | 0 | 123.9 | 69.98 | 530.59 | 0 | 933.81 | 601.06 | 1534.87
2012 | Quick Service Restaurant | 1A | 232.34 | 0 | 0 | 264.03 | 38.15 | 18.21 | 276.88 | 477.16 | 0 | 129.3 | 0 | 0 | 0 | 0 | 0 | 0 | 0 | 135.73 | 69.17 | 393.33 | 0 | 795.74 | 612.89 | 1408.63
2012 | Quick Service Restaurant | 1B | 232.34 | 0 | 4.37 | 280 | 38.15 | 18.19 | 276.88 | 477.16 | 0 | 158.45 | 0 | 0 | 0 | 0 | 0 | 0 | 0 | 136.03 | 68.98 | 438.45 | 4.37 | 840.65 | 617.56 | 1458.21
2012 | Quick Service Restaurant | 2A | 232.34 | 0 | 21.16 | 212.07 | 38.15 | 18.18 | 276.88 | 477.16 | 0 | 134.7 | 0 | 0 | 0 | 0 | 0 | 0 | 0 | 148.49 | 68.35 | 346.77 | 21.16 | 748.32 | 646.8 | 1395.12
2012 | Quick Service Restaurant | 2B | 232.34 | 0 | 11.67 | 152.14 | 38.15 | 18.2 | 276.88 | 477.16 | 0 | 159.42 | 0 | 0 | 0 | 0 | 0 | 0 | 0 | 149.41 | 66.69 | 311.56 | 11.67 | 711.47 | 638.24 | 1349.71
2012 | Quick Service Restaurant | 3A | 232.34 | 0 | 127.83 | 113.06 | 38.15 | 18.19 | 276.88 | 477.16 | 0 | 134.82 | 0 | 0 | 0 | 0 | 0 | 0 | 0 | 170.47 | 65.94 | 247.88 | 127.83 | 647.04 | 775.46 | 1422.5
2012 | Quick Service Restaurant | 3B | 232.34 | 0 | 52.91 | 106.53 | 38.15 | 18.19 | 276.88 | 477.16 | 0 | 152.73 | 0 | 0 | 0 | 0 | 0 | 0 | 0 | 164.87 | 65.75 | 259.26 | 52.91 | 658.23 | 694.93 | 1353.16
2012 | Quick Service Restaurant | 3C | 232.34 | 0 | 19.92 | 33.55 | 38.15 | 18.19 | 276.88 | 477.16 | 0 | 124.04 | 0 | 0 | 0 | 0 | 0 | 0 | 0 | 172.83 | 66.44 | 157.59 | 19.92 | 557.24 | 669.91 | 1227.15
2012 | Quick Service Restaurant | 4A | 232.34 | 0 | 293.04 | 70.26 | 38.15 | 18.17 | 276.88 | 477.16 | 0 | 126.14 | 0 | 0 | 0 | 0 | 0 | 0 | 0 | 187.79 | 64.24 | 196.4 | 293.04 | 593.84 | 957.98 | 1551.82
2012 | Quick Service Restaurant | 4B | 232.34 | 0 | 130.68 | 63.35 | 38.15 | 18.18 | 276.88 | 477.16 | 0 | 148.19 | 0 | 0 | 0 | 0 | 0 | 0 | 0 | 182.79 | 64.47 | 211.54 | 130.68 | 609.22 | 790.63 | 1399.85
2012 | Quick Service Restaurant | 4C | 232.34 | 0 | 201.9 | 14.58 | 38.15 | 18.14 | 276.88 | 477.16 | 0 | 118.49 | 0 | 0 | 0 | 0 | 0 | 0 | 0 | 193.1 | 63.47 | 133.07 | 201.9 | 529.72 | 872.16 | 1401.88
2012 | Quick Service Restaurant | 5A | 232.34 | 0 | 458.88 | 36.48 | 38.15 | 18.17 | 276.88 | 477.16 | 0 | 120.8 | 0 | 0 | 0 | 0 | 0 | 0 | 0 | 202.32 | 63.28 | 157.28 | 458.88 | 553.75 | 1138.35 | 1692.1
2012 | Quick Service Restaurant | 5B | 232.34 | 0 | 275.93 | 42.33 | 38.15 | 18.17 | 276.88 | 477.16 | 0 | 143.41 | 0 | 0 | 0 | 0 | 0 | 0 | 0 | 198.12 | 63.53 | 185.74 | 275.93 | 582.47 | 951.21 | 1533.68
2012 | Quick Service Restaurant | 5C | 232.34 | 0 | 278.73 | 4.09 | 38.15 | 18.14 | 276.88 | 477.16 | 0 | 109.52 | 0 | 0 | 0 | 0 | 0 | 0 | 0 | 201.47 | 62.57 | 113.61 | 278.73 | 509.35 | 957.35 | 1466.7
2012 | Quick Service Restaurant | 6A | 232.34 | 0 | 634.43 | 41.24 | 38.15 | 18.16 | 276.88 | 477.16 | 0 | 124.14 | 0 | 0 | 0 | 0 | 0 | 0 | 0 | 212.98 | 63.04 | 165.38 | 634.43 | 561.6 | 1324.57 | 1886.17
2012 | Quick Service Restaurant | 6B | 232.34 | 0 | 447.99 | 25.88 | 38.15 | 18.15 | 276.88 | 477.16 | 0 | 136 | 0 | 0 | 0 | 0 | 0 | 0 | 0 | 210.29 | 62.59 | 161.88 | 447.99 | 557.64 | 1135.43 | 1693.07
2012 | Quick Service Restaurant | 7 | 232.34 | 0 | 807.63 | 27.65 | 38.15 | 18.14 | 276.88 | 477.16 | 0 | 121.4 | 0 | 0 | 0 | 0 | 0 | 0 | 0 | 225.72 | 62.46 | 149.05 | 807.63 | 544.68 | 1510.51 | 2055.19
2012 | Quick Service Restaurant | 8 | 232.34 | 0 | 1166.2 | 7.23 | 38.15 | 18.04 | 276.88 | 477.16 | 0 | 113.55 | 0 | 0 | 0 | 0 | 0 | 0 | 0 | 242.92 | 61.41 | 120.78 | 1166.2 | 515.26 | 1886.27 | 2401.53
2015 | Quick Service Restaurant | 0A | 232.34 | 0 | 0 | 357.75 | 31.85 | 15.09 | 266.15 | 477.16 | 0 | 78.52 | 0 | 0 | 0 | 0 | 0 | 0 | 0 | 124.4 | 58.69 | 436.27 | 0 | 808.05 | 601.56 | 1409.61
2015 | Quick Service Restaurant | 0B | 232.34 | 0 | 0.05 | 319.35 | 31.83 | 15.08 | 266.15 | 477.16 | 0 | 78.2 | 0 | 0 | 0 | 0 | 0 | 0 | 0 | 123.91 | 57.98 | 397.55 | 0.05 | 768.59 | 601.12 | 1369.71
2015 | Quick Service Restaurant | 1A | 232.34 | 0 | 0 | 225.48 | 31.83 | 15.08 | 266.15 | 477.16 | 0 | 59.75 | 0 | 0 | 0 | 0 | 0 | 0 | 0 | 135.74 | 57.1 | 285.23 | 0 | 655.4 | 612.89 | 1268.29
2015 | Quick Service Restaurant | 1B | 232.34 | 0 | 8.05 | 242.95 | 31.89 | 15.06 | 266.15 | 477.16 | 0 | 74.44 | 0 | 0 | 0 | 0 | 0 | 0 | 0 | 136 | 57.11 | 317.39 | 8.05 | 687.59 | 621.21 | 1308.8
2015 | Quick Service Restaurant | 2A | 232.34 | 0 | 23.34 | 190.59 | 31.81 | 15.06 | 266.15 | 477.16 | 0 | 63.78 | 0 | 0 | 0 | 0 | 0 | 0 | 0 | 148.43 | 56.51 | 254.37 | 23.34 | 623.89 | 648.93 | 1272.82
2015 | Quick Service Restaurant | 2B | 232.34 | 0 | 19.31 | 129.93 | 31.79 | 15.07 | 266.15 | 477.16 | 0 | 66.9 | 0 | 0 | 0 | 0 | 0 | 0 | 0 | 149.37 | 54.77 | 196.83 | 19.31 | 564.62 | 645.84 | 1210.46
2015 | Quick Service Restaurant | 3A | 232.34 | 0 | 123.19 | 101.34 | 31.84 | 15.06 | 266.15 | 477.16 | 0 | 59.21 | 0 | 0 | 0 | 0 | 0 | 0 | 0 | 170.38 | 54.17 | 160.55 | 123.19 | 527.78 | 770.73 | 1298.51
2015 | Quick Service Restaurant | 3B | 232.34 | 0 | 65.14 | 90.32 | 31.84 | 15.06 | 266.15 | 477.16 | 0 | 63.05 | 0 | 0 | 0 | 0 | 0 | 0 | 0 | 164.83 | 53.78 | 153.37 | 65.14 | 520.2 | 707.13 | 1227.33
2015 | Quick Service Restaurant | 3C | 232.34 | 0 | 29.49 | 37.29 | 31.92 | 15.09 | 266.15 | 477.16 | 0 | 50.52 | 0 | 0 | 0 | 0 | 0 | 0 | 0 | 172.62 | 55.12 | 87.81 | 29.49 | 456.1 | 679.26 | 1135.36
2015 | Quick Service Restaurant | 4A | 232.34 | 0 | 264.21 | 64.2 | 31.9 | 15.1 | 266.15 | 477.16 | 0 | 56 | 0 | 0 | 0 | 0 | 0 | 0 | 0 | 187.69 | 52.44 | 120.2 | 264.21 | 485.79 | 929.06 | 1414.85
2015 | Quick Service Restaurant | 4B | 232.34 | 0 | 153.19 | 54.58 | 31.8 | 15.06 | 266.15 | 477.16 | 0 | 62.17 | 0 | 0 | 0 | 0 | 0 | 0 | 0 | 182.8 | 52.29 | 116.75 | 153.19 | 482.06 | 813.15 | 1295.21
2015 | Quick Service Restaurant | 4C | 232.34 | 0 | 189.11 | 15.98 | 31.92 | 15.1 | 266.15 | 477.16 | 0 | 50.22 | 0 | 0 | 0 | 0 | 0 | 0 | 0 | 192.89 | 52.1 | 66.2 | 189.11 | 431.47 | 859.16 | 1290.63
2015 | Quick Service Restaurant | 5A | 232.34 | 0 | 415.21 | 34.69 | 31.85 | 15.07 | 266.15 | 477.16 | 0 | 54.01 | 0 | 0 | 0 | 0 | 0 | 0 | 0 | 202.23 | 51.44 | 88.7 | 415.21 | 453.22 | 1094.59 | 1547.81
2015 | Quick Service Restaurant | 5B | 232.34 | 0 | 301.64 | 37.07 | 31.84 | 15.09 | 266.15 | 477.16 | 0 | 62.08 | 0 | 0 | 0 | 0 | 0 | 0 | 0 | 198.12 | 51.31 | 99.15 | 301.64 | 463.54 | 976.92 | 1440.46
2015 | Quick Service Restaurant | 5C | 232.34 | 0 | 249.46 | 6.32 | 31.92 | 15.09 | 266.15 | 477.16 | 0 | 47.32 | 0 | 0 | 0 | 0 | 0 | 0 | 0 | 201.24 | 51.24 | 53.64 | 249.46 | 418.05 | 927.86 | 1345.91
2015 | Quick Service Restaurant | 6A | 232.34 | 0 | 587.25 | 38.36 | 31.86 | 15.08 | 266.15 | 477.16 | 0 | 57.22 | 0 | 0 | 0 | 0 | 0 | 0 | 0 | 212.91 | 51.1 | 95.58 | 587.25 | 459.77 | 1277.31 | 1737.08
2015 | Quick Service Restaurant | 6B | 232.34 | 0 | 447.35 | 23.29 | 31.81 | 15.06 | 266.15 | 477.16 | 0 | 60.16 | 0 | 0 | 0 | 0 | 0 | 0 | 0 | 210.24 | 50.56 | 83.45 | 447.35 | 447.04 | 1134.74 | 1581.78
2015 | Quick Service Restaurant | 7 | 232.34 | 0 | 742.86 | 27.05 | 31.83 | 15.09 | 266.15 | 477.16 | 0 | 56.82 | 0 | 0 | 0 | 0 | 0 | 0 | 0 | 225.65 | 50.49 | 83.87 | 742.86 | 447.43 | 1445.67 | 1893.1
2015 | Quick Service Restaurant | 8 | 232.34 | 0 | 1038.31 | 8.38 | 32.11 | 15.19 | 266.15 | 477.16 | 0 | 54.65 | 0 | 0 | 0 | 0 | 0 | 0 | 0 | 242.83 | 49.52 | 63.03 | 1038.31 | 426.01 | 1758.3 | 2184.31
2018 | Quick Service Restaurant | 0A | 232.34 | 0 | 0 | 356.09 | 28.81 | 9.8 | 266.15 | 477.16 | 0 | 78.26 | 0 | 0 | 0 | 0 | 0 | 0 | 0 | 124.39 | 58.7 | 434.35 | 0 | 797.81 | 601.55 | 1399.36
2018 | Quick Service Restaurant | 0B | 232.34 | 0 | 0.05 | 318.02 | 28.79 | 9.79 | 266.15 | 477.16 | 0 | 77.97 | 0 | 0 | 0 | 0 | 0 | 0 | 0 | 123.91 | 57.98 | 395.99 | 0.05 | 758.7 | 601.12 | 1359.82
2018 | Quick Service Restaurant | 1A | 232.34 | 0 | 0 | 224.32 | 28.79 | 9.79 | 266.15 | 477.16 | 0 | 59.53 | 0 | 0 | 0 | 0 | 0 | 0 | 0 | 135.74 | 57.11 | 283.85 | 0 | 645.7 | 612.89 | 1258.59
2018 | Quick Service Restaurant | 1B | 232.34 | 0 | 8.09 | 241.81 | 28.85 | 9.78 | 266.15 | 477.16 | 0 | 74.18 | 0 | 0 | 0 | 0 | 0 | 0 | 0 | 136 | 57.12 | 315.99 | 8.09 | 677.89 | 621.25 | 1299.14
2018 | Quick Service Restaurant | 2A | 232.34 | 0 | 23.37 | 189.65 | 28.77 | 9.78 | 266.15 | 477.16 | 0 | 63.55 | 0 | 0 | 0 | 0 | 0 | 0 | 0 | 148.43 | 56.52 | 253.2 | 23.37 | 614.42 | 648.96 | 1263.38
2018 | Quick Service Restaurant | 2B | 232.34 | 0 | 19.36 | 129.34 | 28.76 | 9.78 | 266.15 | 477.16 | 0 | 66.71 | 0 | 0 | 0 | 0 | 0 | 0 | 0 | 149.37 | 54.77 | 196.05 | 19.36 | 555.52 | 645.89 | 1201.41
2018 | Quick Service Restaurant | 3A | 232.34 | 0 | 123.04 | 100.81 | 28.8 | 9.78 | 266.15 | 477.16 | 0 | 59.02 | 0 | 0 | 0 | 0 | 0 | 0 | 0 | 170.38 | 54.18 | 159.83 | 123.04 | 518.74 | 770.58 | 1289.32
2018 | Quick Service Restaurant | 3B | 232.34 | 0 | 64.95 | 89.97 | 28.8 | 9.78 | 266.15 | 477.16 | 0 | 63.48 | 0 | 0 | 0 | 0 | 0 | 0 | 0 | 164.83 | 53.78 | 153.45 | 64.95 | 511.98 | 706.94 | 1218.92
2018 | Quick Service Restaurant | 3C | 232.34 | 0 | 29.64 | 37.06 | 28.88 | 9.8 | 266.15 | 477.16 | 0 | 50.34 | 0 | 0 | 0 | 0 | 0 | 0 | 0 | 172.62 | 55.13 | 87.4 | 29.64 | 447.36 | 679.41 | 1126.77
2018 | Quick Service Restaurant | 4A | 232.34 | 0 | 265.32 | 63.41 | 28.88 | 9.81 | 266.15 | 477.16 | 0 | 55.63 | 0 | 0 | 0 | 0 | 0 | 0 | 0 | 187.69 | 52.44 | 119.04 | 265.32 | 476.32 | 930.16 | 1406.48
2018 | Quick Service Restaurant | 4B | 232.34 | 0 | 154.81 | 53.9 | 28.77 | 9.78 | 266.15 | 477.16 | 0 | 61.76 | 0 | 0 | 0 | 0 | 0 | 0 | 0 | 182.8 | 52.29 | 115.66 | 154.81 | 472.65 | 814.77 | 1287.42
2018 | Quick Service Restaurant | 4C | 232.34 | 0 | 190.64 | 15.69 | 28.91 | 9.81 | 266.15 | 477.16 | 0 | 49.77 | 0 | 0 | 0 | 0 | 0 | 0 | 0 | 192.89 | 52.1 | 65.46 | 190.64 | 422.43 | 860.68 | 1283.11
2018 | Quick Service Restaurant | 5A | 232.34 | 0 | 414.98 | 34.34 | 28.82 | 9.79 | 266.15 | 477.16 | 0 | 53.73 | 0 | 0 | 0 | 0 | 0 | 0 | 0 | 202.23 | 51.44 | 88.07 | 414.98 | 444.28 | 1094.37 | 1538.65
2018 | Quick Service Restaurant | 5B | 232.34 | 0 | 301.99 | 36.72 | 28.81 | 9.8 | 266.15 | 477.16 | 0 | 61.76 | 0 | 0 | 0 | 0 | 0 | 0 | 0 | 198.12 | 51.31 | 98.48 | 301.99 | 454.55 | 977.27 | 1431.82
2018 | Quick Service Restaurant | 5C | 232.34 | 0 | 250.36 | 6.22 | 28.89 | 9.8 | 266.15 | 477.16 | 0 | 47 | 0 | 0 | 0 | 0 | 0 | 0 | 0 | 201.24 | 51.25 | 53.22 | 250.36 | 409.32 | 928.76 | 1338.08
2018 | Quick Service Restaurant | 6A | 232.34 | 0 | 585.2 | 38.13 | 28.82 | 9.8 | 266.15 | 477.16 | 0 | 57.02 | 0 | 0 | 0 | 0 | 0 | 0 | 0 | 212.91 | 51.1 | 95.15 | 585.2 | 451.02 | 1275.26 | 1726.28
2018 | Quick Service Restaurant | 6B | 232.34 | 0 | 445.76 | 23.16 | 28.78 | 9.78 | 266.15 | 477.16 | 0 | 59.94 | 0 | 0 | 0 | 0 | 0 | 0 | 0 | 210.24 | 50.56 | 83.1 | 445.76 | 438.37 | 1133.16 | 1571.53
2018 | Quick Service Restaurant | 7 | 232.34 | 0 | 740.1 | 26.88 | 28.79 | 9.8 | 266.15 | 477.16 | 0 | 56.61 | 0 | 0 | 0 | 0 | 0 | 0 | 0 | 225.65 | 50.49 | 83.49 | 740.1 | 438.72 | 1442.91 | 1881.63
2018 | Quick Service Restaurant | 8 | 232.34 | 0 | 1034.67 | 8.31 | 29.06 | 9.88 | 266.15 | 477.16 | 0 | 54.46 | 0 | 0 | 0 | 0 | 0 | 0 | 0 | 242.83 | 49.52 | 62.77 | 1034.67 | 417.39 | 1754.66 | 2172.05
2006 | Secondary School | 0A | 19592 | 0 | 464.78 | 11764.11 | 3487.45 | 217.09 | 2616.89 | 544.46 | 79.51 | 2634.86 | 433.39 | 0.074712 | 433.3153 | 0 | 0 | 803.28 | 155.35 | 327.15 | 165.06 | 15635.5653 | 464.78 | 22357 | 1336.4 | 23693.4
2006 | Secondary School | 0B | 19592 | 0 | 265.32 | 9648.59 | 3487.45 | 217.13 | 2616.89 | 544.46 | 79.51 | 2467.44 | 351.28 | 0.074712 | 351.2053 | 0 | 0 | 752.7 | 155.36 | 336.07 | 163.29 | 13219.9353 | 265.32 | 19939.64 | 1145.85 | 21085.49
2006 | Secondary School | 1A | 19592 | 0 | 65.43 | 7025.83 | 3487.45 | 217.16 | 2616.89 | 544.46 | 79.51 | 2202.7 | 244.63 | 0.074712 | 244.5553 | 0 | 0 | 680.96 | 155.37 | 357.03 | 161.78 | 10154.0453 | 65.43 | 16872.29 | 966.92 | 17839.21
2006 | Secondary School | 1B | 19592 | 0 | 713.24 | 8122.37 | 3487.45 | 216.89 | 2616.89 | 544.46 | 79.51 | 2553.62 | 306.7 | 0.074712 | 306.6253 | 0 | 0 | 764.61 | 155.36 | 370.34 | 162.43 | 11747.2253 | 713.24 | 18465.83 | 1628.04 | 20093.87
2006 | Secondary School | 2A | 19592 | 0 | 354 | 6274 | 3487.45 | 216.81 | 2616.89 | 544.46 | 79.51 | 2185.27 | 249.69 | 0.074712 | 249.6153 | 0 | 0 | 630.11 | 155.37 | 397.08 | 161.91 | 9338.9953 | 354 | 16057.02 | 1295.54 | 17352.56
2006 | Secondary School | 2B | 19592 | 0 | 566.15 | 4597.07 | 3487.45 | 216.97 | 2616.89 | 544.46 | 79.51 | 2339.26 | 177.2 | 0.074712 | 177.1253 | 0 | 0 | 487.91 | 155.38 | 402.91 | 158.51 | 7601.3653 | 566.15 | 14316.17 | 1513.52 | 15829.69
2006 | Secondary School | 3A | 19592 | 0 | 1454.84 | 3742.66 | 3487.45 | 216.93 | 2616.89 | 544.46 | 79.51 | 2217.67 | 168.48 | 0.074712 | 168.4053 | 0 | 0 | 634.86 | 155.37 | 458.08 | 159.57 | 6763.5953 | 1454.84 | 13479.41 | 2457.38 | 15936.79
2006 | Secondary School | 3B | 19592 | 0 | 848.82 | 3309.52 | 3487.45 | 216.92 | 2616.89 | 544.46 | 79.51 | 2322.95 | 133.16 | 0.074712 | 133.0853 | 0 | 0 | 441.17 | 155.38 | 443.1 | 158.23 | 6206.7253 | 848.82 | 12921.18 | 1836.38 | 14757.56
2006 | Secondary School | 3C | 19592 | 0 | 662.07 | 2347.25 | 3487.45 | 216.89 | 2616.89 | 544.46 | 79.51 | 1998.99 | 107.63 | 0.074712 | 107.5553 | 0 | 0 | 0 | 155.37 | 454.18 | 160.06 | 4453.7953 | 662.07 | 11170.05 | 1660.71 | 12830.76
2006 | Secondary School | 4A | 19592 | 0 | 2557.43 | 2509.26 | 3487.45 | 216.6 | 2616.89 | 544.46 | 79.51 | 2245.09 | 123.01 | 0.074712 | 122.9353 | 0 | 0 | 688.65 | 155.38 | 502.61 | 158.77 | 5565.9353 | 2557.43 | 12280.6 | 3604.5 | 15885.1
2006 | Secondary School | 4B | 19592 | 0 | 1371.52 | 2245.48 | 3487.45 | 216.76 | 2616.89 | 544.46 | 79.51 | 2376.02 | 97.77 | 0.074712 | 97.6953 | 0 | 0 | 497.78 | 155.38 | 489.36 | 157.66 | 5216.9753 | 1371.52 | 11930.71 | 2405.34 | 14336.05
2006 | Secondary School | 4C | 19592 | 0 | 1499.01 | 924.36 | 3487.45 | 216.35 | 2616.89 | 544.46 | 79.51 | 1987.08 | 59.18 | 0.074712 | 59.1053 | 0 | 0 | 432.21 | 155.38 | 509.11 | 158.22 | 3402.7553 | 1499.01 | 10116.63 | 2552.58 | 12669.21
2006 | Secondary School | 5A | 19592 | 0 | 2957.03 | 1456.79 | 3487.45 | 216.66 | 2616.89 | 544.46 | 79.51 | 2196.79 | 86.7 | 0.074712 | 86.6253 | 0 | 0 | 515.05 | 155.38 | 538.95 | 158.15 | 4255.2553 | 2957.03 | 10969.39 | 4040.44 | 15009.83
2006 | Secondary School | 5B | 19592 | 0 | 2034.62 | 1600.76 | 3487.45 | 216.67 | 2616.89 | 544.46 | 79.51 | 2382.53 | 75.36 | 0.074712 | 75.2853 | 0 | 0 | 465.79 | 155.38 | 527.41 | 157.45 | 4524.3653 | 2034.62 | 11237.8 | 3106.49 | 14344.29
2006 | Secondary School | 5C | 19592 | 0 | 1590.19 | 542.11 | 3487.45 | 216.33 | 2616.89 | 544.46 | 79.51 | 1917.41 | 41.38 | 0.074712 | 41.3053 | 0 | 0 | 442.81 | 155.38 | 528.57 | 157.92 | 2943.6353 | 1590.19 | 9657.2 | 2663.21 | 12320.41
2006 | Secondary School | 6A | 19592 | 0 | 5229.99 | 1588.66 | 3487.45 | 216.56 | 2616.89 | 544.46 | 79.51 | 2357.36 | 102.91 | 0.074712 | 102.8353 | 0 | 0 | 495.75 | 155.39 | 568.69 | 157.98 | 4544.6053 | 5229.99 | 11258.48 | 6343.14 | 17601.62
2006 | Secondary School | 6B | 19592 | 0 | 3998.82 | 1042.53 | 3487.45 | 216.41 | 2616.89 | 544.46 | 79.51 | 2354.85 | 64.36 | 0.074712 | 64.2853 | 0 | 0 | 489.41 | 155.39 | 560.11 | 157.02 | 3951.0753 | 3998.82 | 10663.82 | 5103.39 | 15767.21
2006 | Secondary School | 7 | 19592 | 0 | 8237.5 | 1244.56 | 3487.45 | 216.27 | 2616.89 | 544.46 | 79.51 | 2325.49 | 89.01 | 0.074712 | 88.9353 | 0 | 0 | 724.31 | 155.39 | 600.74 | 157.78 | 4383.2953 | 8237.5 | 11096.68 | 9382.71 | 20479.39
2006 | Secondary School | 8 | 19592 | 0 | 14402.44 | 569.6 | 3487.45 | 215.08 | 2616.89 | 544.46 | 79.51 | 2513.19 | 77.81 | 0.074712 | 77.7353 | 0 | 0 | 784.94 | 155.39 | 640.03 | 157.27 | 3945.4653 | 14402.44 | 10657.14 | 15586.93 | 26244.07
2009 | Secondary School | 0A | 19592 | 0 | 449.24 | 10224.44 | 3487.45 | 141.54 | 2616.89 | 544.46 | 79.51 | 2245.65 | 404.2 | 0.074712 | 404.1253 | 0 | 0 | 391.42 | 155.35 | 325.24 | 165.13 | 13265.6353 | 449.24 | 19911.58 | 1318.94 | 21230.52
2009 | Secondary School | 0B | 19592 | 0 | 157.2 | 8307.2 | 3487.45 | 141.56 | 2616.89 | 544.46 | 79.51 | 1905.16 | 320.16 | 0.074712 | 320.0853 | 0 | 0 | 423.8 | 155.36 | 333.99 | 163.37 | 10956.2453 | 157.2 | 17600.47 | 1035.65 | 18636.12
2009 | Secondary School | 1A | 19592 | 0 | 46.68 | 5861.82 | 3487.45 | 141.58 | 2616.89 | 544.46 | 79.51 | 1650.04 | 225.14 | 0.074712 | 225.0653 | 0 | 0 | 435.17 | 155.37 | 356.22 | 161.85 | 8172.0953 | 46.68 | 14814.82 | 947.37 | 15762.19
2009 | Secondary School | 1B | 19592 | 0 | 397.3 | 7111.78 | 3487.45 | 141.4 | 2616.89 | 544.46 | 79.51 | 2101.12 | 264.26 | 0.074712 | 264.1853 | 0 | 0 | 354.69 | 155.36 | 368.06 | 162.49 | 9831.7753 | 397.3 | 16474.96 | 1309.82 | 17784.78
2009 | Secondary School | 2A | 19592 | 0 | 121.61 | 5199.67 | 3487.45 | 141.35 | 2616.89 | 544.46 | 79.51 | 1713.95 | 226.24 | 0.074712 | 226.1653 | 0 | 0 | 443.83 | 155.37 | 396.83 | 161.93 | 7583.6153 | 121.61 | 14226.2 | 1062.9 | 15289.1
2009 | Secondary School | 2B | 19592 | 0 | 194.68 | 3757.14 | 3487.45 | 141.46 | 2616.89 | 544.46 | 79.51 | 1729.63 | 142.41 | 0.074712 | 142.3353 | 0 | 0 | 219.84 | 155.38 | 401.15 | 158.59 | 5848.9453 | 194.68 | 12488.31 | 1140.28 | 13628.59
2009 | Secondary School | 3A | 19592 | 0 | 488.83 | 2931.27 | 3487.45 | 141.43 | 2616.89 | 544.46 | 79.51 | 1692.3 | 139.91 | 0.074712 | 139.8353 | 0 | 0 | 297.16 | 155.37 | 457.58 | 159.66 | 5060.5653 | 488.83 | 11700.95 | 1490.87 | 13191.82
2009 | Secondary School | 3B | 19592 | 0 | 347.07 | 2641.66 | 3487.45 | 141.42 | 2616.89 | 544.46 | 79.51 | 1642.93 | 103.46 | 0.074712 | 103.3853 | 0 | 0 | 228.44 | 155.38 | 441.41 | 158.32 | 4616.4153 | 347.07 | 11255.48 | 1332.94 | 12588.42
2009 | Secondary School | 3C | 19592 | 0 | 261.09 | 1935.21 | 3487.45 | 141.4 | 2616.89 | 544.46 | 79.51 | 1544.17 | 85.29 | 0.074712 | 85.2153 | 0 | 0 | 0 | 155.37 | 453.79 | 160.12 | 3564.5953 | 261.09 | 10205.42 | 1259.33 | 11464.75
2009 | Secondary School | 4A | 19592 | 0 | 1038.23 | 1998.07 | 3487.45 | 141.21 | 2616.89 | 544.46 | 79.51 | 1676.38 | 98.74 | 0.074712 | 98.6653 | 0 | 0 | 323.45 | 155.38 | 501.9 | 158.78 | 4096.5653 | 1038.23 | 10735.86 | 2084.59 | 12820.45
2009 | Secondary School | 4B | 19592 | 0 | 535.7 | 1800.65 | 3487.45 | 141.32 | 2616.89 | 544.46 | 79.51 | 1660.09 | 76.63 | 0.074712 | 76.5553 | 0 | 0 | 208.83 | 155.38 | 487.22 | 157.77 | 3746.1253 | 535.7 | 10384.52 | 1567.38 | 11951.9
2009 | Secondary School | 4C | 19592 | 0 | 720.56 | 767.98 | 3487.45 | 141.05 | 2616.89 | 544.46 | 79.51 | 1584.62 | 42.56 | 0.074712 | 42.4853 | 0 | 0 | 322.7 | 155.38 | 508.65 | 158.22 | 2717.7853 | 720.56 | 9356.36 | 1773.67 | 11130.03
2009 | Secondary School | 5A | 19592 | 0 | 1901.89 | 1255.41 | 3487.45 | 141.26 | 2616.89 | 544.46 | 79.51 | 1760.8 | 73.29 | 0.074712 | 73.2153 | 0 | 0 | 285.85 | 155.38 | 538.4 | 158.09 | 3375.2753 | 1901.89 | 10013.93 | 2984.75 | 12998.68
2009 | Secondary School | 5B | 19592 | 0 | 1340.82 | 1333.96 | 3487.45 | 141.26 | 2616.89 | 544.46 | 79.51 | 1677.91 | 59.08 | 0.074712 | 59.0053 | 0 | 0 | 251.52 | 155.38 | 525.48 | 157.47 | 3322.3953 | 1340.82 | 9960.44 | 2410.77 | 12371.21
2009 | Secondary School | 5C | 19592 | 0 | 724.73 | 448.87 | 3487.45 | 141.04 | 2616.89 | 544.46 | 79.51 | 1514.14 | 32.14 | 0.074712 | 32.0653 | 0 | 0 | 279.48 | 155.38 | 528.03 | 157.93 | 2274.5553 | 724.73 | 8912.84 | 1797.22 | 10710.06
2009 | Secondary School | 6A | 19592 | 0 | 3632.48 | 1364.41 | 3487.45 | 141.19 | 2616.89 | 544.46 | 79.51 | 1915.83 | 86.08 | 0.074712 | 86.0053 | 0 | 0 | 301.06 | 155.39 | 568.11 | 158 | 3667.3053 | 3632.48 | 10305.82 | 4745.05 | 15050.87
2009 | Secondary School | 6B | 19592 | 0 | 3023.85 | 880.9 | 3487.45 | 141.09 | 2616.89 | 544.46 | 79.51 | 1681.79 | 53.38 | 0.074712 | 53.3053 | 0 | 0 | 232.57 | 155.38 | 558.69 | 157.04 | 2848.5653 | 3023.85 | 9486.02 | 4127.01 | 13613.03
2009 | Secondary School | 7 | 19592 | 0 | 6935.54 | 1146.51 | 3487.45 | 141 | 2616.89 | 544.46 | 79.51 | 1893.25 | 79.84 | 0.074712 | 79.7653 | 0 | 0 | 506.2 | 155.38 | 600.19 | 157.76 | 3625.7253 | 6935.54 | 10263.81 | 8080.19 | 18344
2009 | Secondary School | 8 | 19592 | 0 | 12275.16 | 528.68 | 3487.45 | 140.23 | 2616.89 | 544.46 | 79.51 | 2048.25 | 71.04 | 0.074712 | 70.9653 | 0 | 0 | 560.83 | 155.39 | 639.42 | 157.29 | 3208.7253 | 12275.16 | 9845.58 | 13459.05 | 23304.63
2012 | Secondary School | 0A | 19592 | 0 | 274.93 | 8101.78 | 2370.88 | 141.54 | 2616.89 | 544.46 | 44.79 | 1996.32 | 328.93 | 0.074712 | 328.8553 | 0 | 0 | 541.29 | 155.34 | 327.05 | 165.24 | 10968.2453 | 274.93 | 16463 | 1146.43 | 17609.43
2012 | Secondary School | 0B | 19592 | 0 | 15.67 | 6301.95 | 2378.95 | 141.56 | 2616.89 | 544.46 | 44.8 | 1611.33 | 247.14 | 0.074712 | 247.0653 | 0 | 0 | 428.14 | 155.34 | 335.67 | 163.64 | 8588.4853 | 15.67 | 14089.76 | 895.8 | 14985.56
2012 | Secondary School | 1A | 19592 | 0 | 4.51 | 4752.6 | 2389.34 | 141.58 | 2616.89 | 544.46 | 44.8 | 1393.4 | 180.46 | 0.074712 | 180.3853 | 0 | 0 | 416.07 | 155.35 | 356.69 | 162.27 | 6742.4553 | 4.51 | 12252.76 | 905.66 | 13158.42
2012 | Secondary School | 1B | 19592 | 0 | 102.26 | 5613.63 | 2389.94 | 141.4 | 2616.89 | 544.46 | 44.8 | 1882.33 | 214.69 | 0.074712 | 214.6153 | 0 | 0 | 371.98 | 155.35 | 370.01 | 162.78 | 8082.5553 | 102.26 | 13593.8 | 1016.73 | 14610.53
2012 | Secondary School | 2A | 19592 | 0 | 33.36 | 4095.1 | 2399.09 | 141.35 | 2616.89 | 544.46 | 44.81 | 1397.62 | 179.6 | 0.074712 | 179.5253 | 0 | 0 | 296.83 | 155.36 | 396.7 | 162.6 | 5969.0753 | 33.36 | 11489.26 | 974.52 | 12463.78
2012 | Secondary School | 2B | 19592 | 0 | 65.46 | 3183.34 | 2410.39 | 141.46 | 2616.89 | 544.46 | 44.82 | 1586.09 | 125.56 | 0.074712 | 125.4853 | 0 | 0 | 268.54 | 155.38 | 402.5 | 159 | 5163.4553 | 65.46 | 10691.47 | 1012.42 | 11703.89
2012 | Secondary School | 3A | 19592 | 0 | 277.54 | 2474.23 | 2412.2 | 141.43 | 2616.89 | 544.46 | 44.82 | 1406.36 | 115.86 | 0.074712 | 115.7853 | 0 | 0 | 291.28 | 155.37 | 457.38 | 160.11 | 4287.6553 | 277.54 | 9818.55 | 1279.38 | 11097.93
2012 | Secondary School | 3B | 19592 | 0 | 129.75 | 2291.21 | 2404.04 | 141.42 | 2616.89 | 544.46 | 44.81 | 1555.38 | 92.08 | 0.074712 | 92.0053 | 0 | 0 | 269.1 | 155.37 | 442.55 | 158.75 | 4207.6953 | 129.75 | 9729.07 | 1116.76 | 10845.83
2012 | Secondary School | 3C | 19592 | 0 | 102.19 | 1630.47 | 2406.8 | 141.4 | 2616.89 | 544.46 | 44.82 | 1305.73 | 69.92 | 0.074712 | 69.8453 | 0 | 0 | 161.37 | 155.37 | 453.7 | 160.59 | 3167.4153 | 102.19 | 8693.36 | 1100.35 | 9793.71
2012 | Secondary School | 4A | 19592 | 0 | 473.24 | 1761.91 | 2424.15 | 141.21 | 2616.89 | 544.46 | 44.83 | 1410.67 | 90.34 | 0.074712 | 90.2653 | 0 | 0 | 291.46 | 155.37 | 501.57 | 159.24 | 3554.3053 | 473.24 | 9096.07 | 1519.27 | 10615.34
2012 | Secondary School | 4B | 19592 | 0 | 158.38 | 1630.9 | 2413.39 | 141.32 | 2616.89 | 544.46 | 44.82 | 1516.76 | 69.36 | 0.074712 | 69.2853 | 0 | 0 | 254.07 | 155.37 | 488.02 | 158.27 | 3471.0153 | 158.38 | 9001.17 | 1190.86 | 10192.03
2012 | Secondary School | 4C | 19592 | 0 | 441.85 | 707.87 | 2446.31 | 141.05 | 2616.89 | 544.46 | 44.84 | 1359.8 | 39.82 | 0.074712 | 39.7453 | 0 | 0 | 237.37 | 155.37 | 508.43 | 158.69 | 2344.7853 | 441.85 | 7908.02 | 1494.74 | 9402.76
2012 | Secondary School | 5A | 19592 | 0 | 1000 | 1133.68 | 2427.81 | 141.26 | 2616.89 | 544.46 | 44.83 | 1462.79 | 63.27 | 0.074712 | 63.1953 | 0 | 0 | 274.15 | 155.37 | 538.08 | 158.51 | 2933.8153 | 1000 | 8478.57 | 2082.53 | 10561.1
2012 | Secondary School | 5B | 19592 | 0 | 599.03 | 1222.82 | 2423.78 | 141.26 | 2616.89 | 544.46 | 44.83 | 1539.31 | 53.86 | 0.074712 | 53.7853 | 0 | 0 | 295.18 | 155.37 | 526.27 | 157.94 | 3111.0953 | 599.03 | 8651.24 | 1669.76 | 10321
2012 | Secondary School | 5C | 19592 | 0 | 490.87 | 417.65 | 2440.43 | 141.04 | 2616.89 | 544.46 | 44.84 | 1328.09 | 24.08 | 0.074712 | 24.0053 | 0 | 0 | 269.66 | 155.37 | 527.83 | 158.4 | 2039.4053 | 490.87 | 7596.45 | 1563.16 | 9159.61
2012 | Secondary School | 6A | 19592 | 0 | 2086.8 | 1224.02 | 2559.38 | 141.19 | 2616.89 | 544.46 | 44.91 | 1592.25 | 70.89 | 0.074712 | 70.8153 | 0 | 0 | 307.54 | 155.37 | 567.71 | 158.52 | 3194.6253 | 2086.8 | 8870.96 | 3198.97 | 12069.93
2012 | Secondary School | 6B | 19592 | 0 | 1219.47 | 823.81 | 2559.38 | 141.09 | 2616.89 | 544.46 | 44.91 | 1630.77 | 41.48 | 0.074712 | 41.4053 | 0 | 0 | 312.89 | 155.37 | 559.03 | 157.52 | 2808.8753 | 1219.47 | 8484.13 | 2322.96 | 10807.09
2012 | Secondary School | 7 | 19592 | 0 | 2587.19 | 963.56 | 2559.38 | 141 | 2616.89 | 544.46 | 44.91 | 1590.86 | 57.98 | 0.074712 | 57.9053 | 0 | 0 | 317.46 | 155.37 | 599.67 | 158.12 | 2929.7853 | 2587.19 | 8605.53 | 3731.32 | 12336.85
2012 | Secondary School | 8 | 19592 | 0 | 5340.8 | 423.79 | 2559.38 | 140.23 | 2616.89 | 544.46 | 44.91 | 1687.78 | 39.45 | 0.074712 | 39.3753 | 0 | 0 | 334.98 | 155.38 | 638.99 | 157.41 | 2485.9253 | 5340.8 | 8160.18 | 6524.25 | 14684.43
2015 | Secondary School | 0A | 19592 | 0 | 179.97 | 6601.61 | 1871.47 | 117.01 | 2594.37 | 544.46 | 44.19 | 1458.85 | 141.21 | 0.074712 | 141.1353 | 0 | 0 | 413.24 | 155.35 | 322.98 | 136.61 | 8614.8353 | 179.97 | 13533.92 | 1047.4 | 14581.32
2015 | Secondary School | 0B | 19592 | 0 | 6.29 | 5339.09 | 1879.9 | 116.99 | 2594.37 | 544.46 | 44.19 | 1215.68 | 124.15 | 0.074712 | 124.0753 | 0 | 0 | 303.31 | 155.35 | 331.83 | 135.74 | 6982.1553 | 6.29 | 11908.78 | 882.58 | 12791.36
2015 | Secondary School | 1A | 19592 | 0 | 3.3 | 4034.31 | 1891.73 | 117.01 | 2594.37 | 544.46 | 44.2 | 1084.45 | 85.63 | 0.074712 | 85.5553 | 0 | 0 | 325.75 | 155.35 | 352.82 | 135.21 | 5530.0653 | 3.3 | 10468 | 900.58 | 11368.58
2015 | Secondary School | 1B | 19592 | 0 | 47.19 | 4610.93 | 1890.94 | 116.83 | 2594.37 | 544.46 | 44.2 | 1272.94 | 107.49 | 0.074712 | 107.4153 | 0 | 0 | 271.99 | 155.36 | 366.09 | 134.66 | 6263.2753 | 47.19 | 11199.71 | 957.74 | 12157.45
2015 | Secondary School | 2A | 19592 | 0 | 13.8 | 3420.77 | 1895.93 | 116.78 | 2594.37 | 544.46 | 44.2 | 1029.11 | 80.64 | 0.074712 | 80.5653 | 0 | 0 | 232.18 | 155.36 | 392.81 | 134.81 | 4762.6253 | 13.8 | 9704.16 | 951.06 | 10655.22
2015 | Secondary School | 2B | 19592 | 0 | 19.66 | 2659.93 | 1904.87 | 116.88 | 2594.37 | 544.46 | 44.21 | 1072.77 | 51.02 | 0.074712 | 50.9453 | 0 | 0 | 178.47 | 155.37 | 398.62 | 132.45 | 3962.1153 | 19.66 | 8910.35 | 962.73 | 9873.08
2015 | Secondary School | 3A | 19592 | 0 | 153.24 | 2074.79 | 1908.41 | 116.86 | 2594.37 | 544.46 | 44.21 | 938.13 | 50.16 | 0.074712 | 50.0853 | 0 | 0 | 205.73 | 155.37 | 453.59 | 133.18 | 3268.7353 | 153.24 | 8221.2 | 1151.29 | 9372.49
2015 | Secondary School | 3B | 19592 | 0 | 269.8 | 1974.28 | 1901.33 | 116.85 | 2594.37 | 544.46 | 44.2 | 1028.19 | 41.39 | 0.074712 | 41.3153 | 0 | 0 | 0 | 155.37 | 438.66 | 132.28 | 3043.7853 | 269.8 | 7988.25 | 1252.92 | 9241.17
2015 | Secondary School | 3C | 19592 | 0 | 93.33 | 1458.56 | 1901.61 | 117.04 | 2594.37 | 544.46 | 44.21 | 872.93 | 63.72 | 0.074712 | 63.6453 | 0 | 0 | 0 | 155.37 | 449.84 | 133.34 | 2395.1353 | 93.33 | 7341.14 | 1087.63 | 8428.77
2015 | Secondary School | 4A | 19592 | 0 | 393.78 | 1505.22 | 1909.14 | 117.07 | 2594.37 | 544.46 | 44.21 | 925.25 | 39.36 | 0.074712 | 39.2853 | 0 | 0 | 237.54 | 155.37 | 497.83 | 132.86 | 2707.2953 | 393.78 | 7660.4 | 1436.07 | 9096.47
2015 | Secondary School | 4B | 19592 | 0 | 601.55 | 1440.79 | 1897.48 | 116.81 | 2594.37 | 544.46 | 44.2 | 1074.1 | 59.07 | 0.074712 | 58.9953 | 0 | 0 | 0 | 155.37 | 484.65 | 131.97 | 2573.8853 | 601.55 | 7514.16 | 1630.66 | 9144.82
2015 | Secondary School | 4C | 19592 | 0 | 984.93 | 674.65 | 1929.72 | 117.05 | 2594.37 | 544.46 | 44.22 | 847.05 | 35.05 | 0.074712 | 34.9753 | 0 | 0 | 0 | 155.37 | 504.82 | 132.59 | 1556.6753 | 984.93 | 6530.08 | 2034.21 | 8564.29
2015 | Secondary School | 5A | 19592 | 0 | 869.25 | 1005.4 | 1910.77 | 116.89 | 2594.37 | 544.46 | 44.21 | 922.36 | 30.77 | 0.074712 | 30.6953 | 0 | 0 | 219.27 | 155.37 | 534.36 | 132.69 | 2177.7253 | 869.25 | 7132.1 | 1948.07 | 9080.17
2015 | Secondary School | 5B | 19592 | 0 | 1369.56 | 1074.51 | 1907.27 | 117.01 | 2594.37 | 544.46 | 44.21 | 1047.26 | 49.26 | 0.074712 | 49.1853 | 0 | 0 | 0 | 155.37 | 522.84 | 131.96 | 2170.9553 | 1369.56 | 7121.23 | 2436.85 | 9558.08
2015 | Secondary School | 5C | 19592 | 0 | 359.58 | 450.95 | 1925.18 | 116.99 | 2594.37 | 544.46 | 44.22 | 826.3 | 23.5 | 0.074712 | 23.4253 | 0 | 0 | 196.17 | 155.37 | 524.21 | 132.6 | 1496.8453 | 359.58 | 6465.65 | 1428.25 | 7893.9
2015 | Secondary School | 6A | 19592 | 0 | 1954.81 | 1062.36 | 1914.97 | 116.95 | 2594.37 | 544.46 | 44.22 | 1008.05 | 34.86 | 0.074712 | 34.7853 | 0 | 0 | 222.38 | 155.37 | 564.04 | 132.92 | 2327.5753 | 1954.81 | 7286.44 | 3063.31 | 10349.75
2015 | Secondary School | 6B | 19592 | 0 | 1116.23 | 738.19 | 1916.25 | 116.81 | 2594.37 | 544.46 | 44.22 | 1001.78 | 36.94 | 0.074712 | 36.8653 | 0 | 0 | 236.86 | 155.37 | 555.42 | 131.92 | 2013.6953 | 1116.23 | 6972.7 | 2216.1 | 9188.8
2015 | Secondary School | 7 | 19592 | 0 | 2359.6 | 870.23 | 1917.92 | 117 | 2594.37 | 544.46 | 44.22 | 1011.58 | 31.39 | 0.074712 | 31.3153 | 0 | 0 | 225.24 | 155.37 | 595.91 | 132.74 | 2138.3653 | 2359.6 | 7100.06 | 3499.96 | 10600.02
2015 | Secondary School | 8 | 19592 | 0 | 4619.68 | 415.13 | 1971.77 | 117.73 | 2594.37 | 544.46 | 44.26 | 1064.88 | 34.69 | 0.074712 | 34.6153 | 0 | 0 | 238.36 | 155.37 | 635.1 | 132.53 | 1752.9853 | 4619.68 | 6769.09 | 5799.23 | 12568.32
2018 | Secondary School | 0A | 19592 | 0 | 184.62 | 6012.41 | 1536.86 | 82.45 | 2594.37 | 544.46 | 32.18 | 1446.23 | 127.43 | 0.074712 | 127.3553 | 0 | 0 | 406.06 | 155.35 | 322.84 | 136.65 | 7992.0553 | 184.62 | 12529.99 | 1051.92 | 13581.91
2018 | Secondary School | 0B | 19592 | 0 | 6.72 | 5211.93 | 1542.97 | 82.43 | 2594.37 | 544.46 | 32.18 | 1177.92 | 121.43 | 0.074712 | 121.3553 | 0 | 0 | 295.03 | 155.35 | 331.72 | 135.79 | 6806.2353 | 6.72 | 11349.41 | 882.91 | 12232.32
2018 | Secondary School | 1A | 19592 | 0 | 4.82 | 3883.11 | 1551.63 | 82.44 | 2594.37 | 544.46 | 32.18 | 1055.96 | 81.64 | 0.074712 | 81.5653 | 0 | 0 | 320.4 | 155.35 | 352.69 | 135.25 | 5341.0353 | 4.82 | 9892.34 | 901.97 | 10794.31
2018 | Secondary School | 1B | 19592 | 0 | 47.64 | 4480.04 | 1551 | 82.32 | 2594.37 | 544.46 | 32.18 | 1235.64 | 104.19 | 0.074712 | 104.1153 | 0 | 0 | 264.26 | 155.36 | 365.96 | 134.69 | 6084.0553 | 47.64 | 10634.05 | 958.06 | 11592.11
2018 | Secondary School | 2A | 19592 | 0 | 15.17 | 3307.25 | 1554.52 | 82.29 | 2594.37 | 544.46 | 32.19 | 1000.08 | 77.13 | 0.074712 | 77.0553 | 0 | 0 | 245.41 | 155.36 | 392.75 | 134.85 | 4629.7953 | 15.17 | 9183.44 | 952.37 | 10135.81
2018 | Secondary School | 2B | 19592 | 0 | 21.87 | 2571.43 | 1560.98 | 82.36 | 2594.37 | 544.46 | 32.19 | 1035.03 | 48.75 | 0.074712 | 48.6753 | 0 | 0 | 203.5 | 155.37 | 398.58 | 132.46 | 3858.6353 | 21.87 | 8416.44 | 964.91 | 9381.35
2018 | Secondary School | 3A | 19592 | 0 | 168.85 | 2008.52 | 1563.6 | 82.34 | 2594.37 | 544.46 | 32.19 | 915.73 | 47.68 | 0.074712 | 47.6053 | 0 | 0 | 237.01 | 155.37 | 453.62 | 133.19 | 3208.8653 | 168.85 | 7769.99 | 1166.93 | 8936.92
2018 | Secondary School | 3B | 19592 | 0 | 274.63 | 1907.64 | 1558.41 | 82.33 | 2594.37 | 544.46 | 32.19 | 987.93 | 39.51 | 0.074712 | 39.4353 | 0 | 0 | 0 | 155.37 | 438.67 | 132.27 | 2935.0053 | 274.63 | 7490.01 | 1257.76 | 8747.77
2018 | Secondary School | 3C | 19592 | 0 | 108.43 | 1410.62 | 1558.59 | 82.48 | 2594.37 | 544.46 | 32.19 | 848.13 | 35.72 | 0.074712 | 35.6453 | 0 | 0 | 0 | 155.37 | 449.85 | 133.34 | 2294.3953 | 108.43 | 6850.8 | 1102.73 | 7953.53
2018 | Secondary School | 4A | 19592 | 0 | 427.45 | 1429.72 | 1565.98 | 82.5 | 2594.37 | 544.46 | 32.19 | 877.76 | 37.87 | 0.074712 | 37.7953 | 0 | 0 | 246.14 | 155.37 | 497.89 | 132.87 | 2591.4153 | 427.45 | 7154.78 | 1469.8 | 8624.58
2018 | Secondary School | 4B | 19592 | 0 | 615.74 | 1355.67 | 1557.67 | 82.31 | 2594.37 | 544.46 | 32.19 | 1007.52 | 30.45 | 0.074712 | 30.3753 | 0 | 0 | 0 | 155.37 | 484.69 | 131.96 | 2393.5653 | 615.74 | 6947.5 | 1644.88 | 8592.38
2018 | Secondary School | 4C | 19592 | 0 | 1057.09 | 638.5 | 1581.32 | 82.49 | 2594.37 | 544.46 | 32.2 | 811.43 | 20.64 | 0.074712 | 20.5653 | 0 | 0 | 0 | 155.37 | 504.86 | 132.59 | 1470.4953 | 1057.09 | 6048.92 | 2106.4 | 8155.32
2018 | Secondary School | 5A | 19592 | 0 | 929.66 | 965.51 | 1565.9 | 82.37 | 2594.37 | 544.46 | 32.19 | 901.23 | 23.34 | 0.074712 | 23.2653 | 0 | 0 | 233.07 | 155.37 | 534.37 | 132.72 | 2123.0753 | 929.66 | 6686.07 | 2008.49 | 8694.56
2018 | Secondary School | 5B | 19592 | 0 | 1412.72 | 1020.8 | 1563.3 | 82.46 | 2594.37 | 544.46 | 32.19 | 998.61 | 26.69 | 0.074712 | 26.6153 | 0 | 0 | 0 | 155.37 | 522.85 | 131.96 | 2046.0253 | 1412.72 | 6605.75 | 2480.03 | 9085.78
2018 | Secondary School | 5C | 19592 | 0 | 450.05 | 431.46 | 1576.44 | 82.45 | 2594.37 | 544.46 | 32.2 | 797.16 | 12.94 | 0.074712 | 12.8653 | 0 | 0 | 183.73 | 155.37 | 524.32 | 132.6 | 1425.2153 | 450.05 | 5998.71 | 1518.83 | 7517.54
2018 | Secondary School | 6A | 19592 | 0 | 2007.72 | 1030.39 | 1567.63 | 82.42 | 2594.37 | 544.46 | 32.19 | 989.71 | 26.44 | 0.074712 | 26.3653 | 0 | 0 | 241.14 | 155.37 | 564 | 132.97 | 2287.6053 | 2007.72 | 6852.63 | 3116.18 | 9968.81
2018 | Secondary School | 6B | 19592 | 0 | 1147.58 | 710.61 | 1568.55 | 82.31 | 2594.37 | 544.46 | 32.19 | 974.8 | 15.36 | 0.074712 | 15.2853 | 0 | 0 | 262.44 | 155.37 | 555.45 | 131.94 | 1963.1353 | 1147.58 | 6527.95 | 2247.49 | 8775.44
2018 | Secondary School | 7 | 19592 | 0 | 2406.59 | 844.24 | 1569.61 | 82.45 | 2594.37 | 544.46 | 32.19 | 991.11 | 21.43 | 0.074712 | 21.3553 | 0 | 0 | 234.02 | 155.37 | 595.92 | 132.78 | 2090.7253 | 2406.59 | 6657.58 | 3546.97 | 10204.55
2018 | Secondary School | 8 | 19592 | 0 | 4627.92 | 400.41 | 1609.14 | 83 | 2594.37 | 544.46 | 32.21 | 1020.24 | 20.78 | 0.074712 | 20.7053 | 0 | 0 | 245.41 | 155.38 | 635.16 | 132.58 | 1686.7653 | 4627.92 | 6293.53 | 5807.54 | 12101.07
2006 | Small Hotel | 0A | 4013.58 | 0 | 0 | 1356.82 | 578.21 | 95.41 | 601.94 | 421.49 | 0 | 328.13 | 0.26 | 0.26 | 0 | 0 | 0 | 0 | 0 | 457.42 | 0 | 1684.95 | 0 | 2960.78 | 878.91 | 3839.69
2006 | Small Hotel | 0B | 4013.58 | 0.1 | 0 | 1221.92 | 578.21 | 95.43 | 601.94 | 421.49 | 0 | 337.36 | 0.26 | 0.26 | 0 | 0 | 0 | 0 | 0 | 456.43 | 0 | 1559.38 | 0 | 2835.22 | 877.92 | 3713.14
2006 | Small Hotel | 1A | 4013.58 | 0 | 0 | 983.02 | 578.21 | 95.44 | 601.94 | 421.49 | 0 | 324.28 | 0.26 | 0.26 | 0 | 0 | 0 | 0 | 0 | 476.78 | 0 | 1307.3 | 0 | 2583.16 | 898.27 | 3481.43
2006 | Small Hotel | 1B | 4013.58 | 8.37 | 2.69 | 1014.58 | 578.21 | 95.32 | 601.94 | 421.49 | 0 | 332.23 | 0.26 | 0.26 | 0 | 0 | 0 | 0 | 0 | 477.44 | 0 | 1355.18 | 2.69 | 2630.92 | 901.62 | 3532.54
2006 | Small Hotel | 2A | 4013.58 | 18.68 | 9.68 | 847.72 | 578.21 | 95.29 | 601.94 | 421.49 | 0 | 323.36 | 0.26 | 0.26 | 0 | 0 | 0 | 0 | 0 | 499.44 | 0 | 1189.76 | 9.68 | 2465.46 | 930.61 | 3396.07
2006 | Small Hotel | 2B | 4013.58 | 20.04 | 6.02 | 662.83 | 578.21 | 95.36 | 601.94 | 421.49 | 0 | 339.13 | 0.26 | 0.26 | 0 | 0 | 0 | 0 | 0 | 503.5 | 0 | 1022 | 6.02 | 2297.78 | 931.01 | 3228.79
2006 | Small Hotel | 3A | 4013.58 | 129.58 | 65.9 | 537.09 | 578.21 | 95.34 | 601.94 | 421.49 | 0 | 322.81 | 0.26 | 0.26 | 0 | 0 | 0 | 0 | 0 | 554.52 | 0 | 989.48 | 65.9 | 2265.23 | 1041.91 | 3307.14
2006 | Small Hotel | 3B | 4013.58 | 61.18 | 28.13 | 519.39 | 578.21 | 95.34 | 601.94 | 421.49 | 0 | 337.92 | 0.26 | 0.26 | 0 | 0 | 0 | 0 | 0 | 539.68 | 0 | 918.49 | 28.13 | 2194.25 | 989.3 | 3183.55
2006 | Small Hotel | 3C | 4013.58 | 16.69 | 8.34 | 392.65 | 578.21 | 95.32 | 601.94 | 421.49 | 0 | 317.78 | 0.26 | 0.26 | 0 | 0 | 0 | 0 | 0 | 553.31 | 0 | 727.12 | 8.34 | 2002.85 | 983.13 | 2985.98
2006 | Small Hotel | 4A | 4013.58 | 303.03 | 156.65 | 381.91 | 578.21 | 95.19 | 601.94 | 421.49 | 0 | 318.24 | 0.26 | 0.26 | 0 | 0 | 0 | 0 | 0 | 602.53 | 0 | 1003.18 | 156.65 | 2278.79 | 1180.67 | 3459.46
2006 | Small Hotel | 4B | 4013.58 | 141.32 | 66.89 | 384.85 | 578.21 | 95.27 | 601.94 | 421.49 | 0 | 343.54 | 0.26 | 0.26 | 0 | 0 | 0 | 0 | 0 | 587.38 | 0 | 869.71 | 66.89 | 2145.39 | 1075.76 | 3221.15
2006 | Small Hotel | 4C | 4013.58 | 139.37 | 97.71 | 229.12 | 578.21 | 95.08 | 601.94 | 421.49 | 0 | 315.53 | 0.26 | 0.26 | 0 | 0 | 0 | 0 | 0 | 618.37 | 0 | 684.02 | 97.71 | 1959.52 | 1137.57 | 3097.09
2006 | Small Hotel | 5A | 4013.58 | 421.02 | 229.02 | 274.09 | 578.21 | 95.22 | 601.94 | 421.49 | 0 | 316.28 | 0.26 | 0.26 | 0 | 0 | 0 | 0 | 0 | 649.53 | 0 | 1011.39 | 229.02 | 2287.03 | 1300.04 | 3587.07
2006 | Small Hotel | 5B | 4013.58 | 241.95 | 131.53 | 295.03 | 578.21 | 95.23 | 601.94 | 421.49 | 0 | 339 | 0.26 | 0.26 | 0 | 0 | 0 | 0 | 0 | 635.48 | 0 | 875.98 | 131.53 | 2151.62 | 1188.5 | 3340.12
2006 | Small Hotel | 5C | 4013.58 | 155.51 | 123.55 | 185.85 | 578.21 | 95.08 | 601.94 | 421.49 | 0 | 313.24 | 0.26 | 0.26 | 0 | 0 | 0 | 0 | 0 | 645.2 | 0 | 654.6 | 123.55 | 1930.09 | 1190.24 | 3120.33
2006 | Small Hotel | 6A | 4013.58 | 670.02 | 341.43 | 272.08 | 578.21 | 95.18 | 601.94 | 421.49 | 0 | 320.09 | 0.26 | 0.26 | 0 | 0 | 0 | 0 | 0 | 685.31 | 0 | 1262.19 | 341.43 | 2537.78 | 1448.23 | 3986.01
2006 | Small Hotel | 6B | 4013.58 | 444.28 | 237.39 | 214.71 | 578.21 | 95.11 | 601.94 | 421.49 | 0 | 330.2 | 0.26 | 0.26 | 0 | 0 | 0 | 0 | 0 | 675.94 | 0 | 989.19 | 237.39 | 2264.71 | 1334.82 | 3599.53
2006 | Small Hotel | 7 | 4013.58 | 741.68 | 422.59 | 226.14 | 578.21 | 95.05 | 601.94 | 421.49 | 0 | 317.57 | 0.26 | 0.26 | 0 | 0 | 0 | 0 | 0 | 727.31 | 0 | 1285.39 | 422.59 | 2560.86 | 1571.4 | 4132.26
2006 | Small Hotel | 8 | 4013.58 | 1013.72 | 596.46 | 149.77 | 578.21 | 94.53 | 601.94 | 421.49 | 0 | 315.4 | 0.26 | 0.26 | 0 | 0 | 0 | 0 | 0 | 784.31 | 0 | 1478.89 | 596.46 | 2753.83 | 1802.26 | 4556.09
2009 | Small Hotel | 0A | 4013.58 | 0 | 0 | 1194.48 | 578.21 | 65.91 | 601.94 | 421.49 | 0 | 326.24 | 0.26 | 0.26 | 0 | 0 | 0 | 0 | 0 | 457.42 | 0 | 1520.72 | 0 | 2767.04 | 878.91 | 3645.95
2009 | Small Hotel | 0B | 4013.58 | 0.07 | 0 | 1097.41 | 578.21 | 65.92 | 601.94 | 421.49 | 0 | 335.48 | 0.26 | 0.26 | 0 | 0 | 0 | 0 | 0 | 456.44 | 0 | 1432.96 | 0 | 2679.29 | 877.92 | 3557.21
2009 | Small Hotel | 1A | 4013.58 | 0 | 0 | 905.55 | 578.21 | 65.93 | 601.94 | 421.49 | 0 | 323.81 | 0.26 | 0.26 | 0 | 0 | 0 | 0 | 0 | 476.79 | 0 | 1229.36 | 0 | 2475.7 | 898.28 | 3373.98
2009 | Small Hotel | 1B | 4013.58 | 3.76 | 0.01 | 925.43 | 578.21 | 65.84 | 601.94 | 421.49 | 0 | 330.98 | 0.26 | 0.26 | 0 | 0 | 0 | 0 | 0 | 477.43 | 0 | 1260.17 | 0.01 | 2506.42 | 898.93 | 3405.35
2009 | Small Hotel | 2A | 4013.58 | 7.66 | 0.75 | 778.95 | 578.21 | 65.82 | 601.94 | 421.49 | 0 | 322.62 | 0.26 | 0.26 | 0 | 0 | 0 | 0 | 0 | 499.41 | 0 | 1109.23 | 0.75 | 2355.47 | 921.66 | 3277.13
2009 | Small Hotel | 2B | 4013.58 | 7.01 | 0.33 | 623.1 | 578.21 | 65.87 | 601.94 | 421.49 | 0 | 339.01 | 0.26 | 0.26 | 0 | 0 | 0 | 0 | 0 | 503.47 | 0 | 969.12 | 0.33 | 2215.41 | 925.29 | 3140.7
2009 | Small Hotel | 3A | 4013.58 | 69.59 | 13.62 | 503.56 | 578.21 | 65.86 | 601.94 | 421.49 | 0 | 320.53 | 0.26 | 0.26 | 0 | 0 | 0 | 0 | 0 | 554.17 | 0 | 893.68 | 13.62 | 2139.95 | 989.28 | 3129.23
2009 | Small Hotel | 3B | 4013.58 | 25.91 | 2.11 | 503.55 | 578.21 | 65.85 | 601.94 | 421.49 | 0 | 335.38 | 0.26 | 0.26 | 0 | 0 | 0 | 0 | 0 | 539.37 | 0 | 864.84 | 2.11 | 2111.1 | 962.97 | 3074.07
2009 | Small Hotel | 3C | 4013.58 | 4.93 | 0.2 | 408.67 | 578.21 | 65.84 | 601.94 | 421.49 | 0 | 316.14 | 0.26 | 0.26 | 0 | 0 | 0 | 0 | 0 | 552.97 | 0 | 729.74 | 0.2 | 1976 | 974.66 | 2950.66
2009 | Small Hotel | 4A | 4013.58 | 171.99 | 39.5 | 370.73 | 578.21 | 65.75 | 601.94 | 421.49 | 0 | 315.48 | 0.26 | 0.26 | 0 | 0 | 0 | 0 | 0 | 601.91 | 0 | 858.2 | 39.5 | 2104.37 | 1062.9 | 3167.27
2009 | Small Hotel | 4B | 4013.58 | 65.05 | 7.76 | 391.77 | 578.21 | 65.81 | 601.94 | 421.49 | 0 | 340.16 | 0.26 | 0.26 | 0 | 0 | 0 | 0 | 0 | 586.82 | 0 | 796.98 | 7.76 | 2043.21 | 1016.08 | 3059.29
2009 | Small Hotel | 4C | 4013.58 | 81.83 | 16.2 | 252.25 | 578.21 | 65.68 | 601.94 | 421.49 | 0 | 315.1 | 0.26 | 0.26 | 0 | 0 | 0 | 0 | 0 | 618.06 | 0 | 649.18 | 16.2 | 1895.27 | 1055.74 | 2951.01
2009 | Small Hotel | 5A | 4013.58 | 300.46 | 75.33 | 271.21 | 578.21 | 65.78 | 601.94 | 421.49 | 0 | 315.53 | 0.26 | 0.26 | 0 | 0 | 0 | 0 | 0 | 649.21 | 0 | 887.2 | 75.33 | 2133.39 | 1146.03 | 3279.42
2009 | Small Hotel | 5B | 4013.58 | 159.34 | 30.31 | 306.76 | 578.21 | 65.78 | 601.94 | 421.49 | 0 | 338.09 | 0.26 | 0.26 | 0 | 0 | 0 | 0 | 0 | 635.16 | 0 | 804.19 | 30.31 | 2050.38 | 1086.96 | 3137.34
2009 | Small Hotel | 5C | 4013.58 | 86.47 | 21.5 | 215.96 | 578.21 | 65.67 | 601.94 | 421.49 | 0 | 312.87 | 0.26 | 0.26 | 0 | 0 | 0 | 0 | 0 | 644.85 | 0 | 615.3 | 21.5 | 1861.38 | 1087.84 | 2949.22
2009 | Small Hotel | 6A | 4013.58 | 492.82 | 125.76 | 269.78 | 578.21 | 65.74 | 601.94 | 421.49 | 0 | 320.88 | 0.26 | 0.26 | 0 | 0 | 0 | 0 | 0 | 684.77 | 0 | 1083.48 | 125.76 | 2329.64 | 1232.02 | 3561.66
2009 | Small Hotel | 6B | 4013.58 | 305.83 | 69.59 | 233.78 | 578.21 | 65.7 | 601.94 | 421.49 | 0 | 331.16 | 0.26 | 0.26 | 0 | 0 | 0 | 0 | 0 | 675.41 | 0 | 870.77 | 69.59 | 2116.88 | 1166.49 | 3283.37
2009 | Small Hotel | 7 | 4013.58 | 547.71 | 163.35 | 250.61 | 578.21 | 65.66 | 601.94 | 421.49 | 0 | 319.77 | 0.26 | 0.26 | 0 | 0 | 0 | 0 | 0 | 726.86 | 0 | 1118.09 | 163.35 | 2364.16 | 1311.7 | 3675.86
2009 | Small Hotel | 8 | 4013.58 | 718.55 | 250.23 | 170.95 | 578.21 | 65.3 | 601.94 | 421.49 | 0 | 315.82 | 0.26 | 0.26 | 0 | 0 | 0 | 0 | 0 | 784.03 | 0 | 1205.32 | 250.23 | 2451.03 | 1455.75 | 3906.78
2012 | Small Hotel | 0A | 4013.58 | 0 | 0 | 1078.02 | 517.68 | 65.91 | 601.94 | 421.49 | 0 | 315.2 | 0.26 | 0.26 | 0 | 0 | 0 | 0 | 0 | 457.1 | 0 | 1393.22 | 0 | 2579.01 | 878.59 | 3457.6
2012 | Small Hotel | 0B | 4013.58 | 0.08 | 0 | 988.12 | 517.68 | 65.92 | 601.94 | 421.49 | 0 | 322.46 | 0.26 | 0.26 | 0 | 0 | 0 | 0 | 0 | 456.09 | 0 | 1310.66 | 0 | 2496.45 | 877.58 | 3374.03
2012 | Small Hotel | 1A | 4013.58 | 0.01 | 0 | 819.58 | 517.68 | 65.93 | 601.94 | 421.49 | 0 | 313.69 | 0.26 | 0.26 | 0 | 0 | 0 | 0 | 0 | 476.39 | 0 | 1133.28 | 0 | 2319.08 | 897.88 | 3216.96
2012 | Small Hotel | 1B | 4013.58 | 2.19 | 0 | 835.81 | 517.68 | 65.84 | 601.94 | 421.49 | 0 | 318.64 | 0.26 | 0.26 | 0 | 0 | 0 | 0 | 0 | 477.05 | 0 | 1156.64 | 0 | 2342.36 | 898.54 | 3240.9
2012 | Small Hotel | 2A | 4013.58 | 7.28 | 0.61 | 698.97 | 517.68 | 65.82 | 601.94 | 421.49 | 0 | 314.17 | 0.26 | 0.26 | 0 | 0 | 0 | 0 | 0 | 499.12 | 0 | 1020.42 | 0.61 | 2206.12 | 921.22 | 3127.34
2012 | Small Hotel | 2B | 4013.58 | 6.46 | 0.46 | 562.13 | 517.68 | 65.87 | 601.94 | 421.49 | 0 | 329.82 | 0.26 | 0.26 | 0 | 0 | 0 | 0 | 0 | 503.19 | 0 | 898.41 | 0.46 | 2084.15 | 925.13 | 3009.28
2012 | Small Hotel | 3A | 4013.58 | 68.24 | 13.76 | 458.51 | 517.68 | 65.86 | 601.94 | 421.49 | 0 | 314.22 | 0.26 | 0.26 | 0 | 0 | 0 | 0 | 0 | 554.01 | 0 | 840.97 | 13.76 | 2026.69 | 989.26 | 3015.95
2012 | Small Hotel | 3B | 4013.58 | 25.52 | 2.21 | 455.05 | 517.68 | 65.85 | 601.94 | 421.49 | 0 | 329.13 | 0.26 | 0.26 | 0 | 0 | 0 | 0 | 0 | 539.23 | 0 | 809.7 | 2.21 | 1995.43 | 962.92 | 2958.35
2012 | Small Hotel | 3C | 4013.58 | 4.89 | 0.19 | 372.31 | 517.68 | 65.84 | 601.94 | 421.49 | 0 | 313.04 | 0.26 | 0.26 | 0 | 0 | 0 | 0 | 0 | 552.9 | 0 | 690.24 | 0.19 | 1875.96 | 974.58 | 2850.54
2012 | Small Hotel | 4A | 4013.58 | 125.54 | 36.29 | 355.09 | 517.68 | 65.75 | 601.94 | 421.49 | 0 | 311.44 | 0.26 | 0.26 | 0 | 0 | 0 | 0 | 0 | 601.49 | 0 | 792.07 | 36.29 | 1977.7 | 1059.27 | 3036.97
2012 | Small Hotel | 4B | 4013.58 | 46.98 | 7 | 372.96 | 517.68 | 65.81 | 601.94 | 421.49 | 0 | 336.48 | 0.26 | 0.26 | 0 | 0 | 0 | 0 | 0 | 586.49 | 0 | 756.42 | 7 | 1942.1 | 1014.98 | 2957.08
2012 | Small Hotel | 4C | 4013.58 | 59.21 | 14.89 | 248.34 | 517.68 | 65.68 | 601.94 | 421.49 | 0 | 312.73 | 0.26 | 0.26 | 0 | 0 | 0 | 0 | 0 | 617.66 | 0 | 620.28 | 14.89 | 1805.83 | 1054.05 | 2859.88
2012 | Small Hotel | 5A | 4013.58 | 229.42 | 69.58 | 262.63 | 517.68 | 65.78 | 601.94 | 421.49 | 0 | 312.99 | 0.26 | 0.26 | 0 | 0 | 0 | 0 | 0 | 648.72 | 0 | 805.04 | 69.58 | 1990.69 | 1139.79 | 3130.48
2012 | Small Hotel | 5B | 4013.58 | 123.28 | 28.45 | 294.75 | 517.68 | 65.78 | 601.94 | 421.49 | 0 | 335.44 | 0.26 | 0.26 | 0 | 0 | 0 | 0 | 0 | 634.81 | 0 | 753.47 | 28.45 | 1939.12 | 1084.75 | 3023.87
2012 | Small Hotel | 5C | 4013.58 | 69.24 | 20.77 | 213.77 | 517.68 | 65.67 | 601.94 | 421.49 | 0 | 309.32 | 0.26 | 0.26 | 0 | 0 | 0 | 0 | 0 | 644.55 | 0 | 592.33 | 20.77 | 1777.88 | 1086.82 | 2864.7
2012 | Small Hotel | 6A | 4013.58 | 371.59 | 119.16 | 257.96 | 517.68 | 65.74 | 601.94 | 421.49 | 0 | 316.25 | 0.26 | 0.26 | 0 | 0 | 0 | 0 | 0 | 684.42 | 0 | 945.8 | 119.16 | 2131.43 | 1225.08 | 3356.51
2012 | Small Hotel | 6B | 4013.58 | 229.09 | 67.51 | 227.3 | 517.68 | 65.7 | 601.94 | 421.49 | 0 | 325.94 | 0.26 | 0.26 | 0 | 0 | 0 | 0 | 0 | 675.12 | 0 | 782.33 | 67.51 | 1967.91 | 1164.12 | 3132.03
2012 | Small Hotel | 7 | 4013.58 | 436.06 | 153.64 | 222.94 | 517.68 | 65.66 | 601.94 | 421.49 | 0 | 317.04 | 0.26 | 0.26 | 0 | 0 | 0 | 0 | 0 | 726.45 | 0 | 976.04 | 153.64 | 2161.57 | 1301.58 | 3463.15
2012 | Small Hotel | 8 | 4013.58 | 620 | 231.82 | 155.75 | 517.68 | 65.3 | 601.94 | 421.49 | 0 | 311.8 | 0.26 | 0.26 | 0 | 0 | 0 | 0 | 0 | 783.39 | 0 | 1087.55 | 231.82 | 2272.72 | 1436.7 | 3709.42
2015 | Small Hotel | 0A | 4013.58 | 0 | 0 | 950.49 | 268.91 | 63.68 | 592.7 | 421.49 | 0 | 268.61 | 0.26 | 0.26 | 0 | 0 | 0 | 0 | 0 | 423.67 | 0 | 1219.1 | 0 | 2144.65 | 845.16 | 2989.81
2015 | Small Hotel | 0B | 4013.58 | 0.17 | 0 | 863.12 | 269.18 | 63.69 | 592.7 | 421.49 | 0 | 271.33 | 0.26 | 0.26 | 0 | 0 | 0 | 0 | 0 | 424.41 | 0 | 1134.62 | 0 | 2060.46 | 845.9 | 2906.36
2015 | Small Hotel | 1A | 4013.58 | 0.03 | 0 | 706.68 | 269.77 | 63.7 | 592.7 | 421.49 | 0 | 265.23 | 0.26 | 0.26 | 0 | 0 | 0 | 0 | 0 | 442.98 | 0 | 971.94 | 0 | 1898.37 | 864.47 | 2762.84
2015 | Small Hotel | 1B | 4013.58 | 3.51 | 0.49 | 725.8 | 269.74 | 63.62 | 592.7 | 421.49 | 0 | 268.49 | 0.26 | 0.26 | 0 | 0 | 0 | 0 | 0 | 453.28 | 0 | 997.8 | 0.49 | 1924.11 | 875.25 | 2799.36
2015 | Small Hotel | 2A | 4013.58 | 7.69 | 2.55 | 608.33 | 269.89 | 63.6 | 592.7 | 421.49 | 0 | 264.93 | 0.26 | 0.26 | 0 | 0 | 0 | 0 | 0 | 479.12 | 0 | 880.95 | 2.55 | 1807.39 | 903.16 | 2710.55
2015 | Small Hotel | 2B | 4013.58 | 8.32 | 1.79 | 485.98 | 270.57 | 63.64 | 592.7 | 421.49 | 0 | 272.65 | 0.26 | 0.26 | 0 | 0 | 0 | 0 | 0 | 484.46 | 0 | 766.95 | 1.79 | 1694.12 | 907.74 | 2601.86
2015 | Small Hotel | 3A | 4013.58 | 70.1 | 24.41 | 396.74 | 270.27 | 63.63 | 592.7 | 421.49 | 0 | 263.63 | 0.26 | 0.26 | 0 | 0 | 0 | 0 | 0 | 544.63 | 0 | 730.47 | 24.41 | 1657.32 | 990.54 | 2647.86
2015 | Small Hotel | 3B | 4013.58 | 27.53 | 8.35 | 392.67 | 270.32 | 63.63 | 592.7 | 421.49 | 0 | 270.25 | 0.26 | 0.26 | 0 | 0 | 0 | 0 | 0 | 527.03 | 0 | 690.45 | 8.35 | 1617.37 | 956.88 | 2574.25
2015 | Small Hotel | 3C | 4013.58 | 5.48 | 0.66 | 313.26 | 270.29 | 63.62 | 592.7 | 421.49 | 0 | 302.98 | 0.26 | 0.26 | 0 | 0 | 0 | 0 | 0 | 552.04 | 0 | 621.72 | 0.66 | 1548.6 | 974.19 | 2522.79
2015 | Small Hotel | 4A | 4013.58 | 160.38 | 62.32 | 298.7 | 269.17 | 63.53 | 592.7 | 421.49 | 0 | 262.6 | 0.26 | 0.26 | 0 | 0 | 0 | 0 | 0 | 600.72 | 0 | 721.68 | 62.32 | 1647.34 | 1084.53 | 2731.87
2015 | Small Hotel | 4B | 4013.58 | 61.88 | 21.56 | 312.13 | 269.32 | 63.58 | 592.7 | 421.49 | 0 | 274.16 | 0.26 | 0.26 | 0 | 0 | 0 | 0 | 0 | 584.4 | 0 | 648.17 | 21.56 | 1574.02 | 1027.45 | 2601.47
2015 | Small Hotel | 4C | 4013.58 | 81.83 | 25.85 | 197.06 | 269.74 | 63.46 | 592.7 | 421.49 | 0 | 304.51 | 0.26 | 0.26 | 0 | 0 | 0 | 0 | 0 | 617.68 | 0 | 583.4 | 25.85 | 1509.55 | 1065.02 | 2574.57
2015 | Small Hotel | 5A | 4013.58 | 279.4 | 104 | 217.93 | 269.19 | 63.55 | 592.7 | 421.49 | 0 | 262.95 | 0.26 | 0.26 | 0 | 0 | 0 | 0 | 0 | 648.79 | 0 | 760.28 | 104 | 1685.98 | 1174.27 | 2860.25
2015 | Small Hotel | 5B | 4013.58 | 154.51 | 54.3 | 243.17 | 269.38 | 63.56 | 592.7 | 421.49 | 0 | 273.47 | 0.26 | 0.26 | 0 | 0 | 0 | 0 | 0 | 634.87 | 0 | 671.15 | 54.3 | 1597.05 | 1110.66 | 2707.71
2015 | Small Hotel | 5C | 4013.58 | 95.16 | 35.15 | 163.22 | 269.65 | 63.46 | 592.7 | 421.49 | 0 | 302.59 | 0.26 | 0.26 | 0 | 0 | 0 | 0 | 0 | 644.66 | 0 | 560.97 | 35.15 | 1487.03 | 1101.3 | 2588.33
2015 | Small Hotel | 6A | 4013.58 | 443.41 | 160.06 | 215.75 | 269.31 | 63.52 | 592.7 | 421.49 | 0 | 265.2 | 0.26 | 0.26 | 0 | 0 | 0 | 0 | 0 | 684.31 | 0 | 924.36 | 160.06 | 1850.15 | 1265.87 | 3116.02
2015 | Small Hotel | 6B | 4013.58 | 285.88 | 103.29 | 184.4 | 269.48 | 63.48 | 592.7 | 421.49 | 0 | 269.58 | 0.26 | 0.26 | 0 | 0 | 0 | 0 | 0 | 675.13 | 0 | 739.86 | 103.29 | 1665.77 | 1199.91 | 2865.68
2015 | Small Hotel | 7 | 4013.58 | 514.5 | 195.14 | 183.38 | 269.19 | 63.44 | 592.7 | 421.49 | 0 | 288.69 | 0.26 | 0.26 | 0 | 0 | 0 | 0 | 0 | 726.22 | 0 | 986.57 | 195.14 | 1912.15 | 1342.86 | 3255.01
2015 | Small Hotel | 8 | 4013.58 | 717.56 | 262.59 | 123.88 | 271.04 | 63.09 | 592.7 | 421.49 | 0 | 304.85 | 0.26 | 0.26 | 0 | 0 | 0 | 0 | 0 | 782.93 | 0 | 1146.29 | 262.59 | 2073.37 | 1467.01 | 3540.38
2018 | Small Hotel | 0A | 4013.58 | 0 | 0 | 833.52 | 290.22 | 42.14 | 592.7 | 421.49 | 0 | 181.88 | 0.26 | 0.26 | 0 | 0 | 0 | 0 | 0 | 423.43 | 0 | 1015.4 | 0 | 1940.72 | 844.92 | 2785.64
2018 | Small Hotel | 0B | 4013.58 | 0.1 | 0 | 771.87 | 290.46 | 42.15 | 592.7 | 421.49 | 0 | 184.02 | 0.26 | 0.26 | 0 | 0 | 0 | 0 | 0 | 424.1 | 0 | 955.99 | 0 | 1881.55 | 845.59 | 2727.14
2018 | Small Hotel | 1A | 4013.58 | 0.01 | 0 | 639.38 | 290.95 | 42.16 | 592.7 | 421.49 | 0 | 175.39 | 0.26 | 0.26 | 0 | 0 | 0 | 0 | 0 | 442.72 | 0 | 814.78 | 0 | 1740.83 | 864.21 | 2605.04
2018 | Small Hotel | 1B | 4013.58 | 2.01 | 0.39 | 656.6 | 290.93 | 42.1 | 592.7 | 421.49 | 0 | 179.31 | 0.26 | 0.26 | 0 | 0 | 0 | 0 | 0 | 452.93 | 0 | 837.92 | 0.39 | 1763.91 | 874.8 | 2638.71
2018 | Small Hotel | 2A | 4013.58 | 4.1 | 2.22 | 554.52 | 291.05 | 42.09 | 592.7 | 421.49 | 0 | 173.52 | 0.26 | 0.26 | 0 | 0 | 0 | 0 | 0 | 478.8 | 0 | 732.14 | 2.22 | 1658.24 | 902.51 | 2560.75
2018 | Small Hotel | 2B | 4013.58 | 4.74 | 1.55 | 455.77 | 291.62 | 42.12 | 592.7 | 421.49 | 0 | 181.34 | 0.26 | 0.26 | 0 | 0 | 0 | 0 | 0 | 484.14 | 0 | 641.85 | 1.55 | 1568.55 | 907.18 | 2475.73
2018 | Small Hotel | 3A | 4013.58 | 38.28 | 23.34 | 376.04 | 291.38 | 42.11 | 592.7 | 421.49 | 0 | 169.91 | 0.26 | 0.26 | 0 | 0 | 0 | 0 | 0 | 544.22 | 0 | 584.23 | 23.34 | 1510.69 | 989.05 | 2499.74
2018 | Small Hotel | 3B | 4013.58 | 14.19 | 7.46 | 377.4 | 291.4 | 42.11 | 592.7 | 421.49 | 0 | 177.39 | 0.26 | 0.26 | 0 | 0 | 0 | 0 | 0 | 526.65 | 0 | 568.98 | 7.46 | 1495.45 | 955.61 | 2451.06
2018 | Small Hotel | 3C | 4013.58 | 3.08 | 1.84 | 315.91 | 291.38 | 42.1 | 592.7 | 421.49 | 0 | 188.65 | 0.26 | 0.26 | 0 | 0 | 0 | 0 | 0 | 551.7 | 0 | 507.64 | 1.84 | 1434.08 | 975.04 | 2409.12
2018 | Small Hotel | 4A | 4013.58 | 89.81 | 61.13 | 287.57 | 290.7 | 42.05 | 592.7 | 421.49 | 0 | 167.22 | 0.26 | 0.26 | 0 | 0 | 0 | 0 | 0 | 600.38 | 0 | 544.6 | 61.13 | 1470.3 | 1083 | 2553.3
2018 | Small Hotel | 4B | 4013.58 | 31.68 | 20.59 | 305.14 | 290.81 | 42.08 | 592.7 | 421.49 | 0 | 179.85 | 0.26 | 0.26 | 0 | 0 | 0 | 0 | 0 | 584.03 | 0 | 516.67 | 20.59 | 1442.51 | 1026.11 | 2468.62
2018 | Small Hotel | 4C | 4013.58 | 39.94 | 24.31 | 208.13 | 291.2 | 42 | 592.7 | 421.49 | 0 | 207.63 | 0.26 | 0.26 | 0 | 0 | 0 | 0 | 0 | 617.32 | 0 | 455.7 | 24.31 | 1381.85 | 1063.12 | 2444.97
2018 | Small Hotel | 5A | 4013.58 | 166.78 | 100.86 | 216.55 | 290.59 | 42.06 | 592.7 | 421.49 | 0 | 188.99 | 0.26 | 0.26 | 0 | 0 | 0 | 0 | 0 | 648.37 | 0 | 572.32 | 100.86 | 1497.93 | 1170.72 | 2668.65
2018 | Small Hotel | 5B | 4013.58 | 86.28 | 52.84 | 243.89 | 290.74 | 42.06 | 592.7 | 421.49 | 0 | 178.49 | 0.26 | 0.26 | 0 | 0 | 0 | 0 | 0 | 634.47 | 0 | 508.66 | 52.84 | 1434.41 | 1108.79 | 2543.2
2018 | Small Hotel | 5C | 4013.58 | 44.43 | 32.28 | 182.39 | 291 | 42 | 592.7 | 421.49 | 0 | 206.09 | 0.26 | 0.26 | 0 | 0 | 0 | 0 | 0 | 644.28 | 0 | 432.91 | 32.28 | 1358.86 | 1098.05 | 2456.91
2018 | Small Hotel | 6A | 4013.58 | 286.11 | 158.69 | 215.3 | 290.57 | 42.04 | 592.7 | 421.49 | 0 | 170.15 | 0.26 | 0.26 | 0 | 0 | 0 | 0 | 0 | 683.94 | 0 | 671.56 | 158.69 | 1597.12 | 1264.12 | 2861.24
2018 | Small Hotel | 6B | 4013.58 | 172.86 | 101.2 | 191.6 | 290.72 | 42.01 | 592.7 | 421.49 | 0 | 174.16 | 0.26 | 0.26 | 0 | 0 | 0 | 0 | 0 | 674.71 | 0 | 538.62 | 101.2 | 1464.31 | 1197.4 | 2661.71
2018 | Small Hotel | 7 | 4013.58 | 321.73 | 192.83 | 189.15 | 290.47 | 41.98 | 592.7 | 421.49 | 0 | 193.29 | 0.26 | 0.26 | 0 | 0 | 0 | 0 | 0 | 725.76 | 0 | 704.17 | 192.83 | 1629.58 | 1340.08 | 2969.66
2018 | Small Hotel | 8 | 4013.58 | 445.11 | 260 | 137.14 | 292.08 | 41.75 | 592.7 | 421.49 | 0 | 209.06 | 0.26 | 0.26 | 0 | 0 | 0 | 0 | 0 | 782.54 | 0 | 791.31 | 260 | 1718.11 | 1464.03 | 3182.14
2006 | Small Office | 0A | 511.16 | 0 | 0 | 110.81 | 72.37 | 24.9 | 52.8 | 0 | 0 | 25.15 | 0 | 0 | 0 | 0 | 0 | 0 | 18.04 | 0 | 0 | 135.96 | 0 | 304.07 | 0 | 304.07
2006 | Small Office | 0B | 511.16 | 0 | 0 | 106.21 | 72.37 | 24.91 | 52.8 | 0 | 0 | 30.15 | 0 | 0 | 0 | 0 | 0 | 0 | 18.04 | 0 | 0 | 136.36 | 0 | 304.47 | 0 | 304.47
2006 | Small Office | 1A | 511.16 | 0 | 0 | 79.57 | 72.37 | 24.91 | 52.8 | 0 | 0 | 23.48 | 0 | 0 | 0 | 0 | 0 | 0 | 18.04 | 0 | 0 | 103.05 | 0 | 271.17 | 0 | 271.17
2006 | Small Office | 1B | 511.16 | 0.05 | 0 | 84.68 | 72.37 | 24.88 | 52.8 | 0 | 0 | 28.09 | 0 | 0 | 0 | 0 | 0 | 0 | 18.04 | 0 | 0 | 112.82 | 0 | 280.9 | 0 | 280.9
2006 | Small Office | 2A | 511.16 | 0.39 | 0 | 66.15 | 72.37 | 24.87 | 52.8 | 0 | 0 | 24.45 | 0 | 0 | 0 | 0 | 0 | 0 | 18.04 | 0 | 0 | 90.99 | 0 | 259.07 | 0 | 259.07
2006 | Small Office | 2B | 511.16 | 0.45 | 0.01 | 59.45 | 72.37 | 24.89 | 52.8 | 0 | 0 | 29.41 | 0 | 0 | 0 | 0 | 0 | 0 | 18.04 | 0 | 0 | 89.31 | 0.01 | 257.39 | 0.01 | 257.4
2006 | Small Office | 3A | 511.16 | 6.32 | 1.51 | 36.92 | 72.37 | 24.89 | 52.8 | 0 | 0 | 22.87 | 0 | 0 | 0 | 0 | 0 | 0 | 18.04 | 0 | 0 | 66.11 | 1.51 | 234.19 | 1.51 | 235.7
2006 | Small Office | 3B | 511.16 | 2.3 | 0.13 | 40.83 | 72.37 | 24.88 | 52.8 | 0 | 0 | 26.8 | 0 | 0 | 0 | 0 | 0 | 0 | 18.04 | 0 | 0 | 69.93 | 0.13 | 238.02 | 0.13 | 238.15
2006 | Small Office | 3C | 511.16 | 0.23 | 0 | 27.73 | 72.37 | 24.88 | 52.8 | 0 | 0 | 20.26 | 0 | 0 | 0 | 0 | 0 | 0 | 18.04 | 0 | 0 | 48.22 | 0 | 216.3 | 0 | 216.3
2006 | Small Office | 4A | 511.16 | 15.92 | 5.88 | 25.51 | 72.37 | 24.85 | 52.8 | 0 | 0 | 21.52 | 0 | 0 | 0 | 0 | 0 | 0 | 18.04 | 0 | 0 | 62.95 | 5.88 | 230.99 | 5.88 | 236.87
2006 | Small Office | 4B | 511.16 | 6.56 | 1.06 | 29.54 | 72.37 | 24.87 | 52.8 | 0 | 0 | 26.73 | 0 | 0 | 0 | 0 | 0 | 0 | 18.04 | 0 | 0 | 62.83 | 1.06 | 230.89 | 1.06 | 231.95
2006 | Small Office | 4C | 511.16 | 9.27 | 1.15 | 12.03 | 72.37 | 24.82 | 52.8 | 0 | 0 | 21.85 | 0 | 0 | 0 | 0 | 0 | 0 | 18.04 | 0 | 0 | 43.15 | 1.15 | 211.16 | 1.15 | 212.31
2006 | Small Office | 5A | 511.16 | 27.98 | 23.71 | 15.04 | 72.37 | 24.86 | 52.8 | 0 | 0 | 21.84 | 0 | 0 | 0 | 0 | 0 | 0 | 18.04 | 0 | 0 | 64.86 | 23.71 | 232.91 | 23.71 | 256.62
2006 | Small Office | 5B | 511.16 | 16.3 | 12.32 | 20.46 | 72.37 | 24.86 | 52.8 | 0 | 0 | 25.93 | 0 | 0 | 0 | 0 | 0 | 0 | 18.04 | 0 | 0 | 62.69 | 12.32 | 230.74 | 12.32 | 243.06
2006 | Small Office | 5C | 511.16 | 11.37 | 2.16 | 8.23 | 72.37 | 24.82 | 52.8 | 0 | 0 | 20.27 | 0 | 0 | 0 | 0 | 0 | 0 | 18.04 | 0 | 0 | 39.87 | 2.16 | 207.89 | 2.16 | 210.05
2006 | Small Office | 6A | 511.16 | 33.19 | 72.53 | 15.4 | 72.37 | 24.84 | 52.8 | 0 | 0 | 25.57 | 0 | 0 | 0 | 0 | 0 | 0 | 18.04 | 0 | 0 | 74.16 | 72.53 | 242.2 | 72.53 | 314.73
2006 | Small Office | 6B | 511.16 | 21.58 | 45.34 | 12.37 | 72.37 | 24.83 | 52.8 | 0 | 0 | 25.78 | 0 | 0 | 0 | 0 | 0 | 0 | 18.04 | 0 | 0 | 59.73 | 45.34 | 227.75 | 45.34 | 273.09
2006 | Small Office | 7 | 511.16 | 28.53 | 112.63 | 11.87 | 72.37 | 24.81 | 52.8 | 0 | 0 | 25.79 | 0 | 0 | 0 | 0 | 0 | 0 | 18.04 | 0 | 0 | 66.19 | 112.63 | 234.2 | 112.63 | 346.83
2006 | Small Office | 8 | 511.16 | 23.66 | 172.95 | 8.13 | 72.37 | 24.67 | 52.8 | 0 | 0 | 27.68 | 0 | 0 | 0 | 0 | 0 | 0 | 18.04 | 0 | 0 | 59.47 | 172.95 | 227.35 | 172.95 | 400.3
2009 | Small Office | 0A | 511.16 | 0 | 0 | 86.19 | 72.37 | 14.35 | 52.8 | 0 | 0 | 25.16 | 0 | 0 | 0 | 0 | 0 | 0 | 18.04 | 0 | 0 | 111.35 | 0 | 268.9 | 0 | 268.9
2009 | Small Office | 0B | 511.16 | 0 | 0 | 83.57 | 72.37 | 14.35 | 52.8 | 0 | 0 | 30.14 | 0 | 0 | 0 | 0 | 0 | 0 | 18.04 | 0 | 0 | 113.71 | 0 | 271.27 | 0 | 271.27
2009 | Small Office | 1A | 511.16 | 0 | 0 | 62.69 | 72.37 | 14.36 | 52.8 | 0 | 0 | 23.48 | 0 | 0 | 0 | 0 | 0 | 0 | 18.04 | 0 | 0 | 86.17 | 0 | 243.73 | 0 | 243.73
2009 | Small Office | 1B | 511.16 | 0.03 | 0 | 66.93 | 72.37 | 14.34 | 52.8 | 0 | 0 | 28.09 | 0 | 0 | 0 | 0 | 0 | 0 | 18.04 | 0 | 0 | 95.05 | 0 | 252.59 | 0 | 252.59
2009 | Small Office | 2A | 511.16 | 0.3 | 0 | 51.7 | 72.37 | 14.33 | 52.8 | 0 | 0 | 23.95 | 0 | 0 | 0 | 0 | 0 | 0 | 18.04 | 0 | 0 | 75.95 | 0 | 233.48 | 0 | 233.48
2009 | Small Office | 2B | 511.16 | 0.34 | 0 | 47.13 | 72.37 | 14.34 | 52.8 | 0 | 0 | 28.74 | 0 | 0 | 0 | 0 | 0 | 0 | 18.04 | 0 | 0 | 76.21 | 0 | 233.75 | 0 | 233.75
2009 | Small Office | 3A | 511.16 | 4.99 | 1.31 | 29.3 | 72.37 | 14.34 | 52.8 | 0 | 0 | 22.32 | 0 | 0 | 0 | 0 | 0 | 0 | 18.04 | 0 | 0 | 56.61 | 1.31 | 214.15 | 1.31 | 215.46
2009 | Small Office | 3B | 511.16 | 1.8 | 0.1 | 32.74 | 72.37 | 14.34 | 52.8 | 0 | 0 | 26.17 | 0 | 0 | 0 | 0 | 0 | 0 | 18.04 | 0 | 0 | 60.71 | 0.1 | 218.25 | 0.1 | 218.35
2009 | Small Office | 3C | 511.16 | 0.15 | 0 | 22.92 | 72.37 | 14.34 | 52.8 | 0 | 0 | 19.85 | 0 | 0 | 0 | 0 | 0 | 0 | 18.04 | 0 | 0 | 42.92 | 0 | 200.46 | 0 | 200.46
2009 | Small Office | 4A | 511.16 | 12.59 | 5.1 | 20.37 | 72.37 | 14.32 | 52.8 | 0 | 0 | 21.02 | 0 | 0 | 0 | 0 | 0 | 0 | 18.04 | 0 | 0 | 53.98 | 5.1 | 211.49 | 5.1 | 216.59
2009 | Small Office | 4B | 511.16 | 5.22 | 0.77 | 24.04 | 72.37 | 14.33 | 52.8 | 0 | 0 | 26.13 | 0 | 0 | 0 | 0 | 0 | 0 | 18.04 | 0 | 0 | 55.39 | 0.77 | 212.91 | 0.77 | 213.68
2009 | Small Office | 4C | 511.16 | 6.17 | 0.74 | 10.62 | 72.37 | 14.3 | 52.8 | 0 | 0 | 20.99 | 0 | 0 | 0 | 0 | 0 | 0 | 18.04 | 0 | 0 | 37.78 | 0.74 | 195.28 | 0.74 | 196.02
2009 | Small Office | 5A | 511.16 | 21.03 | 18.8 | 12.38 | 72.37 | 14.32 | 52.8 | 0 | 0 | 20.55 | 0 | 0 | 0 | 0 | 0 | 0 | 18.04 | 0 | 0 | 53.96 | 18.8 | 211.49 | 18.8 | 230.29
2009 | Small Office | 5B | 511.16 | 11.73 | 8.86 | 16.75 | 72.37 | 14.32 | 52.8 | 0 | 0 | 24.41 | 0 | 0 | 0 | 0 | 0 | 0 | 18.04 | 0 | 0 | 52.89 | 8.86 | 210.41 | 8.86 | 219.27
2009 | Small Office | 5C | 511.16 | 7.7 | 1.34 | 7.59 | 72.37 | 14.3 | 52.8 | 0 | 0 | 19.57 | 0 | 0 | 0 | 0 | 0 | 0 | 18.04 | 0 | 0 | 34.86 | 1.34 | 192.36 | 1.34 | 193.7
2009 | Small Office | 6A | 511.16 | 22.84 | 56.37 | 13.75 | 72.37 | 14.32 | 52.8 | 0 | 0 | 23.29 | 0 | 0 | 0 | 0 | 0 | 0 | 18.04 | 0 | 0 | 59.88 | 56.37 | 217.39 | 56.37 | 273.76
2009 | Small Office | 6B | 511.16 | 14.19 | 31.66 | 11.61 | 72.37 | 14.31 | 52.8 | 0 | 0 | 24.52 | 0 | 0 | 0 | 0 | 0 | 0 | 18.04 | 0 | 0 | 50.32 | 31.66 | 207.83 | 31.66 | 239.49
2009 | Small Office | 7 | 511.16 | 19.69 | 83.19 | 11.58 | 72.37 | 14.3 | 52.8 | 0 | 0 | 24.03 | 0 | 0 | 0 | 0 | 0 | 0 | 18.04 | 0 | 0 | 55.3 | 83.19 | 212.79 | 83.19 | 295.98
2009 | Small Office | 8 | 511.16 | 18.95 | 143.64 | 7.33 | 72.37 | 14.22 | 52.8 | 0 | 0 | 26.17 | 0 | 0 | 0 | 0 | 0 | 0 | 18.04 | 0 | 0 | 52.45 | 143.64 | 209.87 | 143.64 | 353.51
2012 | Small Office | 0A | 511.16 | 0 | 0 | 70.63 | 41.39 | 14.35 | 52.8 | 0 | 0 | 18.77 | 0 | 0 | 0 | 0 | 0 | 0 | 18.04 | 0 | 0 | 89.4 | 0 | 215.98 | 0 | 215.98
2012 | Small Office | 0B | 511.16 | 0 | 0 | 67.87 | 41.75 | 14.35 | 52.8 | 0 | 0 | 21.97 | 0 | 0 | 0 | 0 | 0 | 0 | 18.04 | 0 | 0 | 89.84 | 0 | 216.78 | 0 | 216.78
2012 | Small Office | 1A | 511.16 | 0 | 0 | 51.62 | 43.57 | 14.36 | 52.8 | 0 | 0 | 18.2 | 0 | 0 | 0 | 0 | 0 | 0 | 18.04 | 0 | 0 | 69.82 | 0 | 198.59 | 0 | 198.59
2012 | Small Office | 1B | 511.16 | 0 | 0 | 54.05 | 42.96 | 14.34 | 52.8 | 0 | 0 | 20.41 | 0 | 0 | 0 | 0 | 0 | 0 | 18.04 | 0 | 0 | 74.46 | 0 | 202.59 | 0 | 202.59
2012 | Small Office | 2A | 511.16 | 0.13 | 0 | 42.94 | 43.52 | 14.33 | 52.8 | 0 | 0 | 18.45 | 0 | 0 | 0 | 0 | 0 | 0 | 18.04 | 0 | 0 | 61.52 | 0 | 190.21 | 0 | 190.21
2012 | Small Office | 2B | 511.16 | 0.15 | 0 | 38.15 | 44.42 | 14.34 | 52.8 | 0 | 0 | 21.56 | 0 | 0 | 0 | 0 | 0 | 0 | 18.04 | 0 | 0 | 59.86 | 0 | 189.45 | 0 | 189.45
2012 | Small Office | 3A | 511.16 | 4.31 | 0.93 | 23.52 | 44.15 | 14.34 | 52.8 | 0 | 0 | 17.56 | 0 | 0 | 0 | 0 | 0 | 0 | 18.04 | 0 | 0 | 45.39 | 0.93 | 174.71 | 0.93 | 175.64
2012 | Small Office | 3B | 511.16 | 1.09 | 0.1 | 26.11 | 44.11 | 14.34 | 52.8 | 0 | 0 | 20.53 | 0 | 0 | 0 | 0 | 0 | 0 | 18.04 | 0 | 0 | 47.73 | 0.1 | 177.02 | 0.1 | 177.12
2012 | Small Office | 3C | 511.16 | 0.05 | 0 | 18.16 | 43.9 | 14.34 | 52.8 | 0 | 0 | 16.3 | 0 | 0 | 0 | 0 | 0 | 0 | 18.04 | 0 | 0 | 34.51 | 0 | 163.59 | 0 | 163.59
2012 | Small Office | 4A | 511.16 | 9.72 | 3.42 | 17.31 | 40.8 | 14.32 | 52.8 | 0 | 0 | 16.64 | 0 | 0 | 0 | 0 | 0 | 0 | 18.04 | 0 | 0 | 43.67 | 3.42 | 169.62 | 3.42 | 173.04
2012 | Small Office | 4B | 511.16 | 3.42 | 0.35 | 20.53 | 40.38 | 14.33 | 52.8 | 0 | 0 | 21.16 | 0 | 0 | 0 | 0 | 0 | 0 | 18.04 | 0 | 0 | 45.11 | 0.35 | 170.66 | 0.35 | 171.01
2012 | Small Office | 4C | 511.16 | 5.06 | 0.49 | 8.86 | 42.62 | 14.3 | 52.8 | 0 | 0 | 17.74 | 0 | 0 | 0 | 0 | 0 | 0 | 18.04 | 0 | 0 | 31.66 | 0.49 | 159.42 | 0.49 | 159.91
2012 | Small Office | 5A | 511.16 | 18.08 | 15.97 | 10.48 | 41.36 | 14.32 | 52.8 | 0 | 0 | 16.86 | 0 | 0 | 0 | 0 | 0 | 0 | 18.04 | 0 | 0 | 45.42 | 15.97 | 171.94 | 15.97 | 187.91
2012 | Small Office | 5B | 511.16 | 9.72 | 6.84 | 14.14 | 40.57 | 14.32 | 52.8 | 0 | 0 | 20.37 | 0 | 0 | 0 | 0 | 0 | 0 | 18.04 | 0 | 0 | 44.23 | 6.84 | 169.95 | 6.84 | 176.79
2012 | Small Office | 5C | 511.16 | 7.13 | 1.05 | 6.07 | 42.03 | 14.3 | 52.8 | 0 | 0 | 16.65 | 0 | 0 | 0 | 0 | 0 | 0 | 18.04 | 0 | 0 | 29.85 | 1.05 | 157.01 | 1.05 | 158.06
2012 | Small Office | 6A | 511.16 | 19.34 | 45.47 | 10.77 | 41.32 | 14.32 | 52.8 | 0 | 0 | 17.71 | 0 | 0 | 0 | 0 | 0 | 0 | 18.04 | 0 | 0 | 47.82 | 45.47 | 174.3 | 45.47 | 219.77
2012 | Small Office | 6B | 511.16 | 12.06 | 25.87 | 9.02 | 41.36 | 14.31 | 52.8 | 0 | 0 | 18.99 | 0 | 0 | 0 | 0 | 0 | 0 | 18.04 | 0 | 0 | 40.07 | 25.87 | 166.57 | 25.87 | 192.44
2012 | Small Office | 7 | 511.16 | 16.01 | 64.64 | 9.75 | 40.63 | 14.3 | 52.8 | 0 | 0 | 18.35 | 0 | 0 | 0 | 0 | 0 | 0 | 18.04 | 0 | 0 | 44.11 | 64.64 | 169.86 | 64.64 | 234.5
2012 | Small Office | 8 | 511.16 | 15.52 | 116.18 | 6.33 | 43.56 | 14.22 | 52.8 | 0 | 0 | 20.23 | 0 | 0 | 0 | 0 | 0 | 0 | 18.04 | 0 | 0 | 42.08 | 116.18 | 170.7 | 116.18 | 286.88
2015 | Small Office | 0A | 511.16 | 0 | 0 | 66.77 | 41.87 | 11.82 | 52.8 | 0 | 0 | 18.95 | 0 | 0 | 0 | 0 | 0 | 0 | 18.04 | 0 | 0 | 85.72 | 0 | 210.25 | 0 | 210.25
2015 | Small Office | 0B | 511.16 | 0 | 0 | 63.97 | 41.98 | 11.82 | 52.8 | 0 | 0 | 22.22 | 0 | 0 | 0 | 0 | 0 | 0 | 18.04 | 0 | 0 | 86.19 | 0 | 210.83 | 0 | 210.83
2015 | Small Office | 1A | 511.16 | 0 | 0 | 48.7 | 42.24 | 11.82 | 52.8 | 0 | 0 | 18.06 | 0 | 0 | 0 | 0 | 0 | 0 | 18.04 | 0 | 0 | 66.76 | 0 | 191.65 | 0 | 191.65
2015 | Small Office | 1B | 511.16 | 0 | 0 | 51.24 | 42.2 | 11.8 | 52.8 | 0 | 0 | 20.67 | 0 | 0 | 0 | 0 | 0 | 0 | 18.04 | 0 | 0 | 71.91 | 0 | 196.74 | 0 | 196.74
2015 | Small Office | 2A | 511.16 | 0.12 | 0 | 40.78 | 42.24 | 11.8 | 52.8 | 0 | 0 | 18.61 | 0 | 0 | 0 | 0 | 0 | 0 | 18.04 | 0 | 0 | 59.51 | 0 | 184.39 | 0 | 184.39
2015 | Small Office | 2B | 511.16 | 0.15 | 0 | 36.05 | 42.45 | 11.81 | 52.8 | 0 | 0 | 21.97 | 0 | 0 | 0 | 0 | 0 | 0 | 18.04 | 0 | 0 | 58.17 | 0 | 183.26 | 0 | 183.26
2015 | Small Office | 3A | 511.16 | 3.75 | 0.73 | 22.55 | 42.35 | 11.8 | 52.8 | 0 | 0 | 17.86 | 0 | 0 | 0 | 0 | 0 | 0 | 18.04 | 0 | 0 | 44.16 | 0.73 | 169.14 | 0.73 | 169.87
2015 | Small Office | 3B | 511.16 | 1 | 0.06 | 25.04 | 42.38 | 11.8 | 52.8 | 0 | 0 | 20.97 | 0 | 0 | 0 | 0 | 0 | 0 | 18.04 | 0 | 0 | 47.01 | 0.06 | 172.03 | 0.06 | 172.09
2015 | Small Office | 3C | 511.16 | 0.04 | 0 | 17.47 | 42.34 | 11.82 | 52.8 | 0 | 0 | 16.36 | 0 | 0 | 0 | 0 | 0 | 0 | 18.04 | 0 | 0 | 33.87 | 0 | 158.87 | 0 | 158.87
2015 | Small Office | 4A | 511.16 | 9.78 | 3.11 | 16.98 | 42 | 11.83 | 52.8 | 0 | 0 | 17.71 | 0 | 0 | 0 | 0 | 0 | 0 | 18.04 | 0 | 0 | 44.47 | 3.11 | 169.13 | 3.11 | 172.24
2015 | Small Office | 4B | 511.16 | 3.42 | 0.29 | 20.05 | 41.97 | 11.8 | 52.8 | 0 | 0 | 22.18 | 0 | 0 | 0 | 0 | 0 | 0 | 18.04 | 0 | 0 | 45.65 | 0.29 | 170.25 | 0.29 | 170.54
2015 | Small Office | 4C | 511.16 | 5.25 | 0.47 | 8.69 | 42.21 | 11.82 | 52.8 | 0 | 0 | 18.44 | 0 | 0 | 0 | 0 | 0 | 0 | 18.04 | 0 | 0 | 32.38 | 0.47 | 157.26 | 0.47 | 157.73
2015 | Small Office | 5A | 511.16 | 18.35 | 15.12 | 10.28 | 42.02 | 11.81 | 52.8 | 0 | 0 | 17.75 | 0 | 0 | 0 | 0 | 0 | 0 | 18.04 | 0 | 0 | 46.38 | 15.12 | 171.04 | 15.12 | 186.16
2015 | Small Office | 5B | 511.16 | 9.76 | 6.68 | 13.94 | 42.01 | 11.82 | 52.8 | 0 | 0 | 21.37 | 0 | 0 | 0 | 0 | 0 | 0 | 18.04 | 0 | 0 | 45.07 | 6.68 | 169.73 | 6.68 | 176.41
2015 | Small Office | 5C | 511.16 | 7.33 | 1.02 | 6.11 | 42.15 | 11.82 | 52.8 | 0 | 0 | 17.33 | 0 | 0 | 0 | 0 | 0 | 0 | 18.04 | 0 | 0 | 30.77 | 1.02 | 155.58 | 1.02 | 156.6
2015 | Small Office | 6A | 511.16 | 19.48 | 44.92 | 10.6 | 42.04 | 11.81 | 52.8 | 0 | 0 | 18.63 | 0 | 0 | 0 | 0 | 0 | 0 | 18.04 | 0 | 0 | 48.71 | 44.92 | 173.4 | 44.92 | 218.32
2015 | Small Office | 6B | 511.16 | 12.1 | 25.64 | 8.9 | 42.07 | 11.8 | 52.8 | 0 | 0 | 20.05 | 0 | 0 | 0 | 0 | 0 | 0 | 18.04 | 0 | 0 | 41.05 | 25.64 | 165.75 | 25.64 | 191.39
2015 | Small Office | 7 | 511.16 | 16.13 | 64.3 | 9.73 | 41.98 | 11.82 | 52.8 | 0 | 0 | 19.47 | 0 | 0 | 0 | 0 | 0 | 0 | 18.04 | 0 | 0 | 45.33 | 64.3 | 169.97 | 64.3 | 234.27
2015 | Small Office | 8 | 511.16 | 15.8 | 118.55 | 6.45 | 42.52 | 11.89 | 52.8 | 0 | 0 | 21.54 | 0 | 0 | 0 | 0 | 0 | 0 | 18.04 | 0 | 0 | 43.79 | 118.55 | 169.04 | 118.55 | 287.59
2018 | Small Office | 0A | 511.16 | 0 | 0 | 66.27 | 39.91 | 7.8 | 52.8 | 0 | 0 | 18.77 | 0 | 0 | 0 | 0 | 0 | 0 | 18.04 | 0 | 0 | 85.04 | 0 | 203.59 | 0 | 203.59
2018 | Small Office | 0B | 511.16 | 0 | 0 | 63.47 | 40.01 | 7.8 | 52.8 | 0 | 0 | 22.04 | 0 | 0 | 0 | 0 | 0 | 0 | 18.04 | 0 | 0 | 85.51 | 0 | 204.16 | 0 | 204.16
2018 | Small Office | 1A | 511.16 | 0 | 0 | 48.25 | 40.26 | 7.8 | 52.8 | 0 | 0 | 17.87 | 0 | 0 | 0 | 0 | 0 | 0 | 18.04 | 0 | 0 | 66.12 | 0 | 185.02 | 0 | 185.02
2018 | Small Office | 1B | 511.16 | 0 | 0 | 50.76 | 40.22 | 7.79 | 52.8 | 0 | 0 | 20.48 | 0 | 0 | 0 | 0 | 0 | 0 | 18.04 | 0 | 0 | 71.24 | 0 | 190.09 | 0 | 190.09
2018 | Small Office | 2A | 511.16 | 0.12 | 0 | 40.36 | 40.26 | 7.79 | 52.8 | 0 | 0 | 18.43 | 0 | 0 | 0 | 0 | 0 | 0 | 18.04 | 0 | 0 | 58.91 | 0 | 177.8 | 0 | 177.8
2018 | Small Office | 2B | 511.16 | 0.15 | 0 | 35.62 | 40.46 | 7.79 | 52.8 | 0 | 0 | 21.77 | 0 | 0 | 0 | 0 | 0 | 0 | 18.04 | 0 | 0 | 57.54 | 0 | 176.63 | 0 | 176.63
2018 | Small Office | 3A | 511.16 | 3.84 | 0.76 | 22.23 | 40.36 | 7.79 | 52.8 | 0 | 0 | 17.68 | 0 | 0 | 0 | 0 | 0 | 0 | 18.04 | 0 | 0 | 43.75 | 0.76 | 162.73 | 0.76 | 163.49
2018 | Small Office | 3B | 511.16 | 1.03 | 0.07 | 24.67 | 40.4 | 7.79 | 52.8 | 0 | 0 | 20.77 | 0 | 0 | 0 | 0 | 0 | 0 | 18.04 | 0 | 0 | 46.47 | 0.07 | 165.49 | 0.07 | 165.56
2018 | Small Office | 3C | 511.16 | 0.04 | 0 | 17.09 | 40.36 | 7.81 | 52.8 | 0 | 0 | 16.18 | 0 | 0 | 0 | 0 | 0 | 0 | 18.04 | 0 | 0 | 33.31 | 0 | 152.3 | 0 | 152.3
2018 | Small Office | 4A | 511.16 | 10.4 | 3.46 | 16.12 | 40.14 | 7.81 | 52.8 | 0 | 0 | 17.07 | 0 | 0 | 0 | 0 | 0 | 0 | 18.04 | 0 | 0 | 43.59 | 3.46 | 162.38 | 3.46 | 165.84
2018 | Small Office | 4B | 511.16 | 3.79 | 0.4 | 18.72 | 40.11 | 7.79 | 52.8 | 0 | 0 | 21.36 | 0 | 0 | 0 | 0 | 0 | 0 | 18.04 | 0 | 0 | 43.87 | 0.4 | 162.62 | 0.4 | 163.02
2018 | Small Office | 4C | 511.16 | 5.72 | 0.59 | 7.86 | 40.35 | 7.81 | 52.8 | 0 | 0 | 17.55 | 0 | 0 | 0 | 0 | 0 | 0 | 18.04 | 0 | 0 | 31.13 | 0.59 | 150.12 | 0.59 | 150.71
2018 | Small Office | 5A | 511.16 | 18.72 | 15.9 | 9.84 | 40.11 | 7.8 | 52.8 | 0 | 0 | 17.33 | 0 | 0 | 0 | 0 | 0 | 0 | 18.04 | 0 | 0 | 45.89 | 15.9 | 164.63 | 15.9 | 180.53
2018 | Small Office | 5B | 511.16 | 10.27 | 7.12 | 13.3 | 40.09 | 7.8 | 52.8 | 0 | 0 | 20.86 | 0 | 0 | 0 | 0 | 0 | 0 | 18.04 | 0 | 0 | 44.43 | 7.12 | 163.16 | 7.12 | 170.28
2018 | Small Office | 5C | 511.16 | 7.71 | 1.15 | 5.63 | 40.23 | 7.8 | 52.8 | 0 | 0 | 16.79 | 0 | 0 | 0 | 0 | 0 | 0 | 18.04 | 0 | 0 | 30.13 | 1.15 | 149 | 1.15 | 150.15
2018 | Small Office | 6A | 511.16 | 19.71 | 45.53 | 10.4 | 40.07 | 7.8 | 52.8 | 0 | 0 | 18.45 | 0 | 0 | 0 | 0 | 0 | 0 | 18.04 | 0 | 0 | 48.56 | 45.53 | 167.28 | 45.53 | 212.81
2018 | Small Office | 6B | 511.16 | 12.31 | 26.09 | 8.69 | 40.1 | 7.79 | 52.8 | 0 | 0 | 19.85 | 0 | 0 | 0 | 0 | 0 | 0 | 18.04 | 0 | 0 | 40.85 | 26.09 | 159.58 | 26.09 | 185.67
2018 | Small Office | 7 | 511.16 | 16.32 | 65.09 | 9.54 | 40.02 | 7.8 | 52.8 | 0 | 0 | 19.3 | 0 | 0 | 0 | 0 | 0 | 0 | 18.04 | 0 | 0 | 45.16 | 65.09 | 163.82 | 65.09 | 228.91
2018 | Small Office | 8 | 511.16 | 15.95 | 119.79 | 6.29 | 40.53 | 7.86 | 52.8 | 0 | 0 | 21.39 | 0 | 0 | 0 | 0 | 0 | 0 | 18.04 | 0 | 0 | 43.63 | 119.79 | 162.85 | 119.79 | 282.64
2006 | Stand-Alone Retail | 0A | 2293.99 | 0 | 0 | 1269.35 | 475.23 | 115.22 | 195.16 | 0 | 0 | 440.05 | 0 | 0 | 0 | 0 | 0 | 0 | 0 | 83.39 | 0 | 1709.4 | 0 | 2495.02 | 83.39 | 2578.41
2006 | Stand-Alone Retail | 0B | 2293.99 | 0 | 0.24 | 1178.96 | 475.23 | 115.25 | 195.16 | 0 | 0 | 473.13 | 0 | 0 | 0 | 0 | 0 | 0 | 0 | 83.31 | 0 | 1652.09 | 0.24 | 2437.72 | 83.55 | 2521.27
2006 | Stand-Alone Retail | 1A | 2293.99 | 0 | 0.01 | 862.74 | 475.23 | 115.26 | 195.16 | 0 | 0 | 415.02 | 0 | 0 | 0 | 0 | 0 | 0 | 0 | 85.32 | 0 | 1277.76 | 0.01 | 2063.41 | 85.33 | 2148.74
2006 | Stand-Alone Retail | 1B | 2293.99 | 0 | 15.46 | 949.8 | 475.23 | 115.12 | 195.16 | 0 | 0 | 465.83 | 0 | 0 | 0 | 0 | 0 | 0 | 0 | 85.4 | 0 | 1415.63 | 15.46 | 2201.13 | 100.86 | 2301.99
2006 | Stand-Alone Retail | 2A | 2293.99 | 0 | 52.39 | 737.75 | 475.23 | 115.08 | 195.16 | 0 | 0 | 435.32 | 0 | 0 | 0 | 0 | 0 | 0 | 0 | 87.56 | 0 | 1173.07 | 52.39 | 1958.53 | 139.94 | 2098.47
2006 | Stand-Alone Retail | 2B | 2293.99 | 0 | 28.35 | 557.73 | 475.23 | 115.16 | 195.16 | 0 | 0 | 485.48 | 0 | 0 | 0 | 0 | 0 | 0 | 0 | 87.71 | 0 | 1043.21 | 28.35 | 1828.76 | 116.06 | 1944.82
2006 | Stand-Alone Retail | 3A | 2293.99 | 0 | 253.71 | 399.04 | 475.23 | 115.14 | 195.16 | 0 | 0 | 419.79 | 0 | 0 | 0 | 0 | 0 | 0 | 0 | 91.33 | 0 | 818.83 | 253.71 | 1604.36 | 345.05 | 1949.41
2006 | Stand-Alone Retail | 3B | 2293.99 | 0 | 139.84 | 399.98 | 475.23 | 115.13 | 195.16 | 0 | 0 | 493.01 | 0 | 0 | 0 | 0 | 0 | 0 | 0 | 90.41 | 0 | 892.99 | 139.84 | 1678.51 | 230.24 | 1908.75
2006 | Stand-Alone Retail | 3C | 2293.99 | 0 | 31.97 | 167.28 | 475.23 | 115.12 | 195.16 | 0 | 0 | 390.53 | 0 | 0 | 0 | 0 | 0 | 0 | 0 | 91.69 | 0 | 557.81 | 31.97 | 1343.32 | 123.66 | 1466.98
2006 | Stand-Alone Retail | 4A | 2293.99 | 0 | 657.31 | 257.37 | 475.23 | 114.96 | 195.16 | 0 | 0 | 423.73 | 0 | 0 | 0 | 0 | 0 | 0 | 0 | 94.34 | 0 | 681.1 | 657.31 | 1466.46 | 751.65 | 2218.11
2006 | Stand-Alone Retail | 4B | 2293.99 | 0 | 221.23 | 229.55 | 475.23 | 115.05 | 195.16 | 0 | 0 | 458.99 | 0 | 0 | 0 | 0 | 0 | 0 | 0 | 93.47 | 0 | 688.54 | 221.23 | 1473.98 | 314.7 | 1788.68
2006 | Stand-Alone Retail | 4C | 2293.99 | 0 | 361.48 | 62.94 | 475.23 | 114.83 | 195.16 | 0 | 0 | 400.61 | 0 | 0 | 0 | 0 | 0 | 0 | 0 | 95.22 | 0 | 463.55 | 361.48 | 1248.77 | 456.7 | 1705.47
2006 | Stand-Alone Retail | 5A | 2293.99 | 0 | 835.74 | 134.16 | 475.23 | 115 | 195.16 | 0 | 0 | 452.48 | 0 | 0 | 0 | 0 | 0 | 0 | 0 | 96.82 | 0 | 586.64 | 835.74 | 1372.03 | 932.56 | 2304.59
2006 | Stand-Alone Retail | 5B | 2293.99 | 0 | 437.49 | 155.53 | 475.23 | 115 | 195.16 | 0 | 0 | 479.44 | 0 | 0 | 0 | 0 | 0 | 0 | 0 | 96.09 | 0 | 634.97 | 437.49 | 1420.37 | 533.59 | 1953.96
2006 | Stand-Alone Retail | 5C | 2293.99 | 0 | 449.33 | 25.09 | 475.23 | 114.82 | 195.16 | 0 | 0 | 391.19 | 0 | 0 | 0 | 0 | 0 | 0 | 0 | 96.64 | 0 | 416.28 | 449.33 | 1201.49 | 545.98 | 1747.47
2006 | Stand-Alone Retail | 6A | 2293.99 | 0 | 1163.09 | 147.56 | 475.23 | 114.94 | 195.16 | 0 | 0 | 488.21 | 0 | 0 | 0 | 0 | 0 | 0 | 0 | 98.63 | 0 | 635.77 | 1163.09 | 1421.1 | 1261.73 | 2682.83
2006 | Stand-Alone Retail | 6B | 2293.99 | 0 | 746.29 | 96.5 | 475.23 | 114.86 | 195.16 | 0 | 0 | 512.12 | 0 | 0 | 0 | 0 | 0 | 0 | 0 | 98.17 | 0 | 608.62 | 746.29 | 1393.87 | 844.46 | 2238.33
2006 | Stand-Alone Retail | 7 | 2293.99 | 0 | 1458.54 | 121.48 | 475.23 | 114.79 | 195.16 | 0 | 0 | 503.85 | 0 | 0 | 0 | 0 | 0 | 0 | 0 | 100.78 | 0 | 625.33 | 1458.54 | 1410.51 | 1559.31 | 2969.82
2006 | Stand-Alone Retail | 8 | 2293.99 | 0 | 2063.02 | 60.95 | 475.23 | 114.16 | 195.16 | 0 | 0 | 566.28 | 0 | 0 | 0 | 0 | 0 | 0 | 0 | 103.69 | 0 | 627.23 | 2063.02 | 1411.78 | 2166.71 | 3578.49
2009 | Stand-Alone Retail | 0A | 2293.99 | 0 | 0 | 1155.54 | 475.23 | 73.09 | 195.16 | 0 | 0 | 439.36 | 0 | 0 | 0 | 0 | 0 | 0 | 0 | 83.39 | 0 | 1594.9 | 0 | 2338.38 | 83.39 | 2421.77
2009 | Stand-Alone Retail | 0B | 2293.99 | 0 | 0.24 | 1115.6 | 475.23 | 73.1 | 195.16 | 0 | 0 | 472.23 | 0 | 0 | 0 | 0 | 0 | 0 | 0 | 83.31 | 0 | 1587.83 | 0.24 | 2331.32 | 83.54 | 2414.86
2009 | Stand-Alone Retail | 1A | 2293.99 | 0 | 0.01 | 817.79 | 475.23 | 73.11 | 195.16 | 0 | 0 | 414.72 | 0 | 0 | 0 | 0 | 0 | 0 | 0 | 85.32 | 0 | 1232.51 | 0.01 | 1976.02 | 85.33 | 2061.35
2009 | Stand-Alone Retail | 1B | 2293.99 | 0 | 10.54 | 901.1 | 475.23 | 73.02 | 195.16 | 0 | 0 | 465.12 | 0 | 0 | 0 | 0 | 0 | 0 | 0 | 85.4 | 0 | 1366.22 | 10.54 | 2109.63 | 95.94 | 2205.57
2009 | Stand-Alone Retail | 2A | 2293.99 | 0 | 21.55 | 631.7 | 475.23 | 72.99 | 195.16 | 0 | 0 | 390.8 | 0 | 0 | 0 | 0 | 0 | 0 | 0 | 87.53 | 0 | 1022.5 | 21.55 | 1765.88 | 109.08 | 1874.96
2009 | Stand-Alone Retail | 2B | 2293.99 | 0 | 9.96 | 468.8 | 475.23 | 73.05 | 195.16 | 0 | 0 | 447.15 | 0 | 0 | 0 | 0 | 0 | 0 | 0 | 87.67 | 0 | 915.95 | 9.96 | 1659.39 | 97.64 | 1757.03
2009 | Stand-Alone Retail | 3A | 2293.99 | 0 | 138.96 | 337.93 | 475.23 | 73.03 | 195.16 | 0 | 0 | 408.72 | 0 | 0 | 0 | 0 | 0 | 0 | 0 | 91.31 | 0 | 746.65 | 138.96 | 1490.07 | 230.26 | 1720.33
2009 | Stand-Alone Retail | 3B | 2293.99 | 0 | 42.94 | 335.74 | 475.23 | 73.03 | 195.16 | 0 | 0 | 432.93 | 0 | 0 | 0 | 0 | 0 | 0 | 0 | 90.32 | 0 | 768.67 | 42.94 | 1512.1 | 133.26 | 1645.36
2009 | Stand-Alone Retail | 3C | 2293.99 | 0 | 28.14 | 158.9 | 475.23 | 73.02 | 195.16 | 0 | 0 | 385.42 | 0 | 0 | 0 | 0 | 0 | 0 | 0 | 91.66 | 0 | 544.32 | 28.14 | 1287.72 | 119.79 | 1407.51
2009 | Stand-Alone Retail | 4A | 2293.99 | 0 | 372.44 | 208.77 | 475.23 | 72.92 | 195.16 | 0 | 0 | 413.8 | 0 | 0 | 0 | 0 | 0 | 0 | 0 | 94.3 | 0 | 622.57 | 372.44 | 1365.88 | 466.73 | 1832.61
2009 | Stand-Alone Retail | 4B | 2293.99 | 0 | 117.58 | 211.31 | 475.23 | 72.98 | 195.16 | 0 | 0 | 443.32 | 0 | 0 | 0 | 0 | 0 | 0 | 0 | 93.41 | 0 | 654.63 | 117.58 | 1397.99 | 210.99 | 1608.98
2009 | Stand-Alone Retail | 4C | 2293.99 | 0 | 236.04 | 62.45 | 475.23 | 72.84 | 195.16 | 0 | 0 | 399.2 | 0 | 0 | 0 | 0 | 0 | 0 | 0 | 95.17 | 0 | 461.65 | 236.04 | 1204.87 | 331.21 | 1536.08
2009 | Stand-Alone Retail | 5A | 2293.99 | 0 | 578.15 | 119.43 | 475.23 | 72.94 | 195.16 | 0 | 0 | 448.77 | 0 | 0 | 0 | 0 | 0 | 0 | 0 | 96.78 | 0 | 568.2 | 578.15 | 1311.53 | 674.93 | 1986.46
2009 | Stand-Alone Retail | 5B | 2293.99 | 0 | 284.58 | 149.3 | 475.23 | 72.95 | 195.16 | 0 | 0 | 475.51 | 0 | 0 | 0 | 0 | 0 | 0 | 0 | 96.05 | 0 | 624.81 | 284.58 | 1368.14 | 380.64 | 1748.78
2009 | Stand-Alone Retail | 5C | 2293.99 | 0 | 288.93 | 25.91 | 475.23 | 72.83 | 195.16 | 0 | 0 | 390.73 | 0 | 0 | 0 | 0 | 0 | 0 | 0 | 96.58 | 0 | 416.64 | 288.93 | 1159.85 | 385.52 | 1545.37
2009 | Stand-Alone Retail | 6A | 2293.99 | 0 | 840.39 | 137.4 | 475.23 | 72.91 | 195.16 | 0 | 0 | 489.13 | 0 | 0 | 0 | 0 | 0 | 0 | 0 | 98.6 | 0 | 626.53 | 840.39 | 1369.83 | 938.99 | 2308.82
2009 | Stand-Alone Retail | 6B | 2293.99 | 0 | 525.8 | 95.71 | 475.23 | 72.86 | 195.16 | 0 | 0 | 513.86 | 0 | 0 | 0 | 0 | 0 | 0 | 0 | 98.14 | 0 | 609.57 | 525.8 | 1352.82 | 623.94 | 1976.76
2009 | Stand-Alone Retail | 7 | 2293.99 | 0 | 1073.29 | 134.45 | 475.23 | 72.81 | 195.16 | 0 | 0 | 504.52 | 0 | 0 | 0 | 0 | 0 | 0 | 0 | 100.74 | 0 | 638.97 | 1073.29 | 1382.17 | 1174.04 | 2556.21
2009 | Stand-Alone Retail | 8 | 2293.99 | 0 | 1608.07 | 73.65 | 475.23 | 72.41 | 195.16 | 0 | 0 | 562.44 | 0 | 0 | 0 | 0 | 0 | 0 | 0 | 103.67 | 0 | 636.09 | 1608.07 | 1378.89 | 1711.74 | 3090.63
2012 | Stand-Alone Retail | 0A | 2293.99 | 0 | 0 | 878.85 | 335.53 | 73.09 | 195.16 | 0 | 0 | 361.96 | 0 | 0 | 0 | 0 | 0 | 0 | 0 | 83.42 | 0 | 1240.81 | 0 | 1844.59 | 83.42 | 1928.01
2012 | Stand-Alone Retail | 0B | 2293.99 | 0 | 0.23 | 795.18 | 338.75 | 73.1 | 195.16 | 0 | 0 | 390.54 | 0 | 0 | 0 | 0 | 0 | 0 | 0 | 83.32 | 0 | 1185.72 | 0.23 | 1792.73 | 83.56 | 1876.29
2012 | Stand-Alone Retail | 1A | 2293.99 | 0 | 0.01 | 625.87 | 358.05 | 73.11 | 195.16 | 0 | 0 | 352.5 | 0 | 0 | 0 | 0 | 0 | 0 | 0 | 85.33 | 0 | 978.37 | 0.01 | 1604.69 | 85.34 | 1690.03
2012 | Stand-Alone Retail | 1B | 2293.99 | 0 | 4.89 | 663.18 | 353.59 | 73.02 | 195.16 | 0 | 0 | 389.49 | 0 | 0 | 0 | 0 | 0 | 0 | 0 | 85.38 | 0 | 1052.67 | 4.89 | 1674.43 | 90.27 | 1764.7
2012 | Stand-Alone Retail | 2A | 2293.99 | 0 | 18.27 | 504.33 | 358.68 | 72.99 | 195.16 | 0 | 0 | 362.51 | 0 | 0 | 0 | 0 | 0 | 0 | 0 | 87.51 | 0 | 866.84 | 18.27 | 1493.66 | 105.78 | 1599.44
2012 | Stand-Alone Retail | 2B | 2293.99 | 0 | 9.62 | 404.09 | 375.6 | 73.05 | 195.16 | 0 | 0 | 411.69 | 0 | 0 | 0 | 0 | 0 | 0 | 0 | 87.66 | 0 | 815.78 | 9.62 | 1459.58 | 97.28 | 1556.86
2012 | Stand-Alone Retail | 3A | 2293.99 | 0 | 126.03 | 286.14 | 362.83 | 73.03 | 195.16 | 0 | 0 | 370.99 | 0 | 0 | 0 | 0 | 0 | 0 | 0 | 91.3 | 0 | 657.13 | 126.03 | 1288.14 | 217.33 | 1505.47
2012 | Stand-Alone Retail | 3B | 2293.99 | 0 | 30.95 | 288.74 | 373.23 | 73.03 | 195.16 | 0 | 0 | 411.48 | 0 | 0 | 0 | 0 | 0 | 0 | 0 | 90.32 | 0 | 700.22 | 30.95 | 1341.64 | 121.27 | 1462.91
2012 | Stand-Alone Retail | 3C | 2293.99 | 0 | 17.17 | 134.36 | 371.67 | 73.02 | 195.16 | 0 | 0 | 352.48 | 0 | 0 | 0 | 0 | 0 | 0 | 0 | 91.65 | 0 | 486.84 | 17.17 | 1126.69 | 108.81 | 1235.5
2012 | Stand-Alone Retail | 4A | 2293.99 | 0 | 290.78 | 188.85 | 374.18 | 72.92 | 195.16 | 0 | 0 | 378.41 | 0 | 0 | 0 | 0 | 0 | 0 | 0 | 94.26 | 0 | 567.26 | 290.78 | 1209.52 | 385.04 | 1594.56
2012 | Stand-Alone Retail | 4B | 2293.99 | 0 | 75.1 | 199.78 | 376.33 | 72.98 | 195.16 | 0 | 0 | 437.03 | 0 | 0 | 0 | 0 | 0 | 0 | 0 | 93.37 | 0 | 636.81 | 75.1 | 1281.27 | 168.47 | 1449.74
2012 | Stand-Alone Retail | 4C | 2293.99 | 0 | 161.52 | 58.07 | 382.67 | 72.84 | 195.16 | 0 | 0 | 367.89 | 0 | 0 | 0 | 0 | 0 | 0 | 0 | 95.11 | 0 | 425.96 | 161.52 | 1076.62 | 256.63 | 1333.25
2012 | Stand-Alone Retail | 5A | 2293.99 | 0 | 474.96 | 109.88 | 373.6 | 72.94 | 195.16 | 0 | 0 | 381.57 | 0 | 0 | 0 | 0 | 0 | 0 | 0 | 96.73 | 0 | 491.45 | 474.96 | 1133.14 | 571.7 | 1704.84
2012 | Stand-Alone Retail | 5B | 2293.99 | 0 | 210.12 | 141.71 | 378.91 | 72.95 | 195.16 | 0 | 0 | 442.09 | 0 | 0 | 0 | 0 | 0 | 0 | 0 | 96 | 0 | 583.8 | 210.12 | 1230.8 | 306.13 | 1536.93
2012 | Stand-Alone Retail | 5C | 2293.99 | 0 | 206.66 | 23.9 | 379.24 | 72.83 | 195.16 | 0 | 0 | 361.08 | 0 | 0 | 0 | 0 | 0 | 0 | 0 | 96.53 | 0 | 384.98 | 206.66 | 1032.21 | 303.2 | 1335.41
2012 | Stand-Alone Retail | 6A | 2293.99 | 0 | 693.2 | 122.16 | 377.43 | 72.91 | 195.16 | 0 | 0 | 400.62 | 0 | 0 | 0 | 0 | 0 | 0 | 0 | 98.56 | 0 | 522.78 | 693.2 | 1168.28 | 791.76 | 1960.04
2012 | Stand-Alone Retail | 6B | 2293.99 | 0 | 423.6 | 86.72 | 381.66 | 72.86 | 195.16 | 0 | 0 | 426.01 | 0 | 0 | 0 | 0 | 0 | 0 | 0 | 98.09 | 0 | 512.73 | 423.6 | 1162.41 | 521.69 | 1684.1
2012 | Stand-Alone Retail | 7 | 2293.99 | 0 | 786.01 | 86.89 | 383.24 | 72.81 | 195.16 | 0 | 0 | 433.76 | 0 | 0 | 0 | 0 | 0 | 0 | 0 | 100.69 | 0 | 520.65 | 786.01 | 1171.86 | 886.7 | 2058.56
2012 | Stand-Alone Retail | 8 | 2293.99 | 0 | 1246.18 | 31.04 | 400.14 | 72.41 | 195.16 | 0 | 0 | 464.06 | 0 | 0 | 0 | 0 | 0 | 0 | 0 | 103.62 | 0 | 495.1 | 1246.18 | 1162.8 | 1349.8 | 2512.6
2015 | Stand-Alone Retail | 0A | 2293.99 | 0 | 0 | 610.82 | 308.78 | 59.77 | 195.16 | 0 | 0 | 141.74 | 0 | 0 | 0 | 0 | 0 | 26.72 | 0 | 83.42 | 0 | 779.28 | 0 | 1342.98 | 83.42 | 1426.4
2015 | Stand-Alone Retail | 0B | 2293.99 | 0 | 0.24 | 648.99 | 311.78 | 59.76 | 195.16 | 0 | 0 | 163.71 | 0 | 0 | 0 | 0 | 0 | 0 | 0 | 83.33 | 0 | 812.7 | 0.24 | 1379.39 | 83.56 | 1462.95
2015 | Stand-Alone Retail | 1A | 2293.99 | 0 | 0.01 | 450.95 | 329.74 | 59.76 | 195.16 | 0 | 0 | 142.09 | 0 | 0 | 0 | 0 | 0 | 26.72 | 0 | 85.32 | 0 | 619.76 | 0.01 | 1204.42 | 85.33 | 1289.75
2015 | Stand-Alone Retail | 1B | 2293.99 | 0 | 7.84 | 531.22 | 325.59 | 59.67 | 195.16 | 0 | 0 | 159.6 | 0 | 0 | 0 | 0 | 0 | 0 | 0 | 85.4 | 0 | 690.82 | 7.84 | 1271.23 | 93.24 | 1364.47
2015 | Stand-Alone Retail | 2A | 2293.99 | 0 | 17.74 | 365.45 | 330.32 | 59.65 | 195.16 | 0 | 0 | 139.19 | 0 | 0 | 0 | 0 | 0 | 20.4 | 0 | 87.51 | 0 | 525.04 | 17.74 | 1110.16 | 105.24 | 1215.4
2015 | Stand-Alone Retail | 2B | 2293.99 | 0 | 12.69 | 318.74 | 346.07 | 59.7 | 195.16 | 0 | 0 | 163.13 | 0 | 0 | 0 | 0 | 0 | 0 | 0 | 87.67 | 0 | 481.87 | 12.69 | 1082.8 | 100.36 | 1183.16
2015 | Stand-Alone Retail | 3A | 2293.99 | 0 | 78.36 | 219.2 | 334.19 | 59.69 | 195.16 | 0 | 0 | 146.49 | 0 | 0 | 0 | 0 | 0 | 19.2 | 0 | 91.29 | 0 | 384.89 | 78.36 | 973.92 | 169.65 | 1143.57
2015 | Stand-Alone Retail | 3B | 2293.99 | 0 | 51.56 | 227.13 | 343.87 | 59.68 | 195.16 | 0 | 0 | 160.87 | 0 | 0 | 0 | 0 | 0 | 0 | 0 | 90.33 | 0 | 388 | 51.56 | 986.7 | 141.9 | 1128.6
2015 | Stand-Alone Retail | 3C | 2293.99 | 0 | 19.42 | 116.11 | 342.41 | 59.79 | 195.16 | 0 | 0 | 158.58 | 0 | 0 | 0 | 0 | 0 | 0 | 0 | 91.66 | 0 | 274.69 | 19.42 | 872.04 | 111.08 | 983.12
2015 | Stand-Alone Retail | 4A | 2293.99 | 0 | 177.63 | 149.59 | 344.75 | 59.81 | 195.16 | 0 | 0 | 165.26 | 0 | 0 | 0 | 0 | 0 | 19.59 | 0 | 94.27 | 0 | 334.44 | 177.63 | 934.15 | 271.89 | 1206.04
2015 | Stand-Alone Retail | 4B | 2293.99 | 0 | 124.14 | 154.66 | 346.75 | 59.66 | 195.16 | 0 | 0 | 186.34 | 0 | 0 | 0 | 0 | 0 | 0 | 0 | 93.4 | 0 | 341 | 124.14 | 942.56 | 217.54 | 1160.1
2015 | Stand-Alone Retail | 4C | 2293.99 | 0 | 241.22 | 48.8 | 352.65 | 59.8 | 195.16 | 0 | 0 | 165.38 | 0 | 0 | 0 | 0 | 0 | 0 | 0 | 95.16 | 0 | 214.18 | 241.22 | 821.79 | 336.39 | 1158.18
2015 | Stand-Alone Retail | 5A | 2293.99 | 0 | 301.27 | 96.05 | 344.21 | 59.71 | 195.16 | 0 | 0 | 173.42 | 0 | 0 | 0 | 0 | 0 | 17.16 | 0 | 96.75 | 0 | 286.63 | 301.27 | 885.71 | 398.02 | 1283.73
2015 | Stand-Alone Retail | 5B | 2293.99 | 0 | 304.37 | 108.87 | 349.15 | 59.77 | 195.16 | 0 | 0 | 197.65 | 0 | 0 | 0 | 0 | 0 | 0 | 0 | 96.04 | 0 | 306.52 | 304.37 | 910.6 | 400.41 | 1311.01
2015 | Stand-Alone Retail | 5C | 2293.99 | 0 | 309.37 | 25.13 | 349.46 | 59.77 | 195.16 | 0 | 0 | 165.27 | 0 | 0 | 0 | 0 | 0 | 0 | 0 | 96.58 | 0 | 190.4 | 309.37 | 794.78 | 405.95 | 1200.73
2015 | Stand-Alone Retail | 6A | 2293.99 | 0 | 459.62 | 104.94 | 390.76 | 59.74 | 195.16 | 0 | 0 | 190.28 | 0 | 0 | 0 | 0 | 0 | 18.12 | 0 | 98.57 | 0 | 313.34 | 459.62 | 958.99 | 558.19 | 1517.18
2015 | Stand-Alone Retail | 6B | 2293.99 | 0 | 527.26 | 68.49 | 392.45 | 59.67 | 195.16 | 0 | 0 | 206.61 | 0 | 0 | 0 | 0 | 0 | 0 | 0 | 98.13 | 0 | 275.1 | 527.26 | 922.37 | 625.39 | 1547.76
2015 | Stand-Alone Retail | 7 | 2293.99 | 0 | 519.07 | 79.82 | 392.38 | 59.77 | 195.16 | 0 | 0 | 222.06 | 0 | 0 | 0 | 0 | 0 | 17.66 | 0 | 100.71 | 0 | 319.54 | 519.07 | 966.86 | 619.78 | 1586.64
2015 | Stand-Alone Retail | 8 | 2293.99 | 0 | 848.64 | 37.5 | 398.49 | 60.17 | 195.16 | 0 | 0 | 261.04 | 0 | 0 | 0 | 0 | 0 | 18.29 | 0 | 103.63 | 0 | 316.83 | 848.64 | 970.64 | 952.27 | 1922.91
2018 | Stand-Alone Retail | 0A | 2293.99 | 0 | 0 | 703.43 | 237.18 | 42.74 | 195.16 | 0 | 0 | 151.58 | 0 | 0 | 0 | 0 | 0 | 0 | 0 | 83.03 | 0 | 855.01 | 0 | 1330.09 | 83.03 | 1413.12
2018 | Stand-Alone Retail | 0B | 2293.99 | 0 | 0 | 623.51 | 239.48 | 42.73 | 195.16 | 0 | 0 | 156.78 | 0 | 0 | 0 | 0 | 0 | 0 | 0 | 82.93 | 0 | 780.29 | 0 | 1257.65 | 82.93 | 1340.58
2018 | Stand-Alone Retail | 1A | 2293.99 | 0 | 0 | 474.69 | 253.26 | 42.73 | 195.16 | 0 | 0 | 135.99 | 0 | 0 | 0 | 0 | 0 | 0 | 0 | 84.93 | 0 | 610.68 | 0 | 1101.84 | 84.93 | 1186.77
2018 | Stand-Alone Retail | 1B | 2293.99 | 0 | 5.42 | 506.7 | 250.07 | 42.67 | 195.16 | 0 | 0 | 149.11 | 0 | 0 | 0 | 0 | 0 | 0 | 0 | 85 | 0 | 655.81 | 5.42 | 1143.7 | 90.42 | 1234.12
2018 | Stand-Alone Retail | 2A | 2293.99 | 0 | 10.23 | 384.22 | 253.71 | 42.65 | 195.16 | 0 | 0 | 129.63 | 0 | 0 | 0 | 0 | 0 | 0 | 0 | 87.12 | 0 | 513.85 | 10.23 | 1005.37 | 97.35 | 1102.72
2018 | Stand-Alone Retail | 2B | 2293.99 | 0 | 6.85 | 301.66 | 265.79 | 42.69 | 195.16 | 0 | 0 | 145.64 | 0 | 0 | 0 | 0 | 0 | 0 | 0 | 87.28 | 0 | 447.3 | 6.85 | 950.94 | 94.13 | 1045.07
2018 | Stand-Alone Retail | 3A | 2293.99 | 0 | 160.06 | 215.04 | 256.67 | 42.68 | 195.16 | 0 | 0 | 140.78 | 0 | 0 | 0 | 0 | 0 | 0 | 0 | 90.9 | 0 | 355.82 | 160.06 | 850.33 | 250.96 | 1101.29
2018 | Stand-Alone Retail | 3B | 2293.99 | 0 | 48.56 | 212.48 | 264.1 | 42.68 | 195.16 | 0 | 0 | 153.59 | 0 | 0 | 0 | 0 | 0 | 0 | 0 | 89.94 | 0 | 366.07 | 48.56 | 868 | 138.49 | 1006.49
2018 | Stand-Alone Retail | 3C | 2293.99 | 0 | 5.52 | 104.04 | 262.98 | 42.75 | 195.16 | 0 | 0 | 139.3 | 0 | 0 | 0 | 0 | 0 | 0 | 0 | 91.27 | 0 | 243.34 | 5.52 | 744.23 | 96.79 | 841.02
2018 | Stand-Alone Retail | 4A | 2293.99 | 0 | 386.06 | 140.92 | 264.78 | 42.77 | 195.16 | 0 | 0 | 147.15 | 0 | 0 | 0 | 0 | 0 | 0 | 0 | 93.87 | 0 | 288.07 | 386.06 | 790.77 | 479.93 | 1270.7
2018 | Stand-Alone Retail | 4B | 2293.99 | 0 | 129.65 | 143.4 | 266.31 | 42.66 | 195.16 | 0 | 0 | 163.66 | 0 | 0 | 0 | 0 | 0 | 0 | 0 | 93 | 0 | 307.06 | 129.65 | 811.19 | 222.65 | 1033.84
2018 | Stand-Alone Retail | 4C | 2293.99 | 0 | 239.04 | 43.92 | 270.84 | 42.77 | 195.16 | 0 | 0 | 150.5 | 0 | 0 | 0 | 0 | 0 | 0 | 0 | 94.76 | 0 | 194.42 | 239.04 | 703.18 | 333.81 | 1036.99
2018 | Stand-Alone Retail | 5A | 2293.99 | 0 | 608.25 | 82.77 | 264.36 | 42.7 | 195.16 | 0 | 0 | 151.87 | 0 | 0 | 0 | 0 | 0 | 0 | 0 | 96.35 | 0 | 234.64 | 608.25 | 736.85 | 704.6 | 1441.45
2018 | Stand-Alone Retail | 5B | 2293.99 | 0 | 330.05 | 101.97 | 268.15 | 42.75 | 195.16 | 0 | 0 | 170.93 | 0 | 0 | 0 | 0 | 0 | 0 | 0 | 95.63 | 0 | 272.9 | 330.05 | 778.95 | 425.68 | 1204.63
2018 | Stand-Alone Retail | 5C | 2293.99 | 0 | 299.85 | 20.14 | 268.39 | 42.74 | 195.16 | 0 | 0 | 148.63 | 0 | 0 | 0 | 0 | 0 | 0 | 0 | 96.18 | 0 | 168.77 | 299.85 | 675.06 | 396.03 | 1071.09
2018 | Stand-Alone Retail | 6A | 2293.99 | 0 | 827.38 | 91.1 | 300.08 | 42.72 | 195.16 | 0 | 0 | 165.05 | 0 | 0 | 0 | 0 | 0 | 0 | 0 | 98.17 | 0 | 256.15 | 827.38 | 794.11 | 925.55 | 1719.66
2018 | Stand-Alone Retail | 6B | 2293.99 | 0 | 563.79 | 63.02 | 301.38 | 42.67 | 195.16 | 0 | 0 | 169.37 | 0 | 0 | 0 | 0 | 0 | 0 | 0 | 97.72 | 0 | 232.39 | 563.79 | 771.59 | 661.51 | 1433.1
2018 | Stand-Alone Retail | 7 | 2293.99 | 0 | 560.69 | 71.78 | 301.32 | 42.75 | 195.16 | 0 | 0 | 163.03 | 0 | 0 | 0 | 0 | 0 | 18.42 | 0 | 100.29 | 0 | 253.23 | 560.69 | 792.45 | 660.98 | 1453.43
2018 | Stand-Alone Retail | 8 | 2293.99 | 0 | 911.95 | 33.33 | 306.01 | 43.06 | 195.16 | 0 | 0 | 183.26 | 0 | 0 | 0 | 0 | 0 | 19.14 | 0 | 103.21 | 0 | 235.73 | 911.95 | 779.96 | 1015.16 | 1795.12
2006 | Strip Mall | 0A | 2090.32 | 0 | 0 | 1129.36 | 708.74 | 167.21 | 128.72 | 0 | 0 | 301.92 | 0 | 0 | 0 | 0 | 0 | 0 | 57.68 | 0 | 0 | 1431.28 | 0 | 2493.63 | 0 | 2493.63
2006 | Strip Mall | 0B | 2090.32 | 0 | 0 | 991.72 | 708.74 | 167.24 | 128.72 | 0 | 0 | 364.69 | 0 | 0 | 0 | 0 | 0 | 0 | 57.63 | 0 | 0 | 1356.41 | 0 | 2418.75 | 0 | 2418.75
2006 | Strip Mall | 1A | 2090.32 | 0 | 0 | 757.63 | 708.74 | 167.26 | 128.72 | 0 | 0 | 277.64 | 0 | 0 | 0 | 0 | 0 | 0 | 58.74 | 0 | 0 | 1035.27 | 0 | 2098.73 | 0 | 2098.73
2006 | Strip Mall | 1B | 2090.32 | 0 | 3.02 | 804.68 | 708.74 | 167.05 | 128.72 | 0 | 0 | 352.27 | 0 | 0 | 0 | 0 | 0 | 0 | 58.79 | 0 | 0 | 1156.95 | 3.02 | 2220.25 | 3.02 | 2223.27
2006 | Strip Mall | 2A | 2090.32 | 0 | 19.86 | 645.4 | 708.74 | 166.99 | 128.72 | 0 | 0 | 294.74 | 0 | 0 | 0 | 0 | 0 | 0 | 59.99 | 0 | 0 | 940.14 | 19.86 | 2004.58 | 19.86 | 2024.44
2006 | Strip Mall | 2B | 2090.32 | 0 | 1.84 | 491.57 | 708.74 | 167.11 | 128.72 | 0 | 0 | 357.6 | 0 | 0 | 0 | 0 | 0 | 0 | 60.06 | 0 | 0 | 849.17 | 1.84 | 1913.81 | 1.84 | 1915.65
2006 | Strip Mall | 3A | 2090.32 | 0 | 261.38 | 367.08 | 708.74 | 167.08 | 128.72 | 0 | 0 | 296.23 | 0 | 0 | 0 | 0 | 0 | 0 | 62.2 | 0 | 0 | 663.31 | 261.38 | 1730.05 | 261.38 | 1991.43
2006 | Strip Mall | 3B | 2090.32 | 0 | 51.08 | 334.61 | 708.74 | 167.08 | 128.72 | 0 | 0 | 345.19 | 0 | 0 | 0 | 0 | 0 | 0 | 61.6 | 0 | 0 | 679.8 | 51.08 | 1745.94 | 51.08 | 1797.02
2006 | Strip Mall | 3C | 2090.32 | 0 | 6.69 | 121.18 | 708.74 | 167.05 | 128.72 | 0 | 0 | 271.05 | 0 | 0 | 0 | 0 | 0 | 0 | 62.3 | 0 | 0 | 392.23 | 6.69 | 1459.04 | 6.69 | 1465.73
2006 | Strip Mall | 4A | 2090.32 | 0 | 710.02 | 226.02 | 708.74 | 166.83 | 128.72 | 0 | 0 | 271.65 | 0 | 0 | 0 | 0 | 0 | 0 | 63.97 | 0 | 0 | 497.67 | 710.02 | 1565.92 | 710.02 | 2275.94
2006 | Strip Mall | 4B | 2090.32 | 0 | 194.77 | 211.01 | 708.74 | 166.95 | 128.72 | 0 | 0 | 334.03 | 0 | 0 | 0 | 0 | 0 | 0 | 63.38 | 0 | 0 | 545.04 | 194.77 | 1612.83 | 194.77 | 1807.6
2006 | Strip Mall | 4C | 2090.32 | 0 | 404.37 | 49.25 | 708.74 | 166.64 | 128.72 | 0 | 0 | 249.81 | 0 | 0 | 0 | 0 | 0 | 0 | 64.43 | 0 | 0 | 299.06 | 404.37 | 1367.58 | 404.37 | 1771.95
2006 | Strip Mall | 5A | 2090.32 | 0 | 978.44 | 118.76 | 708.74 | 166.88 | 128.72 | 0 | 0 | 247.27 | 0 | 0 | 0 | 0 | 0 | 0 | 65.34 | 0 | 0 | 366.03 | 978.44 | 1435.7 | 978.44 | 2414.14
2006 | Strip Mall | 5B | 2090.32 | 0 | 471.42 | 141.93 | 708.74 | 166.88 | 128.72 | 0 | 0 | 309.2 | 0 | 0 | 0 | 0 | 0 | 0 | 64.84 | 0 | 0 | 451.13 | 471.42 | 1520.32 | 471.42 | 1991.74
2006 | Strip Mall | 5C | 2090.32 | 0 | 536.89 | 18.04 | 708.74 | 166.62 | 128.72 | 0 | 0 | 225.58 | 0 | 0 | 0 | 0 | 0 | 0 | 65.25 | 0 | 0 | 243.62 | 536.89 | 1312.95 | 536.89 | 1849.84
2006 | Strip Mall | 6A | 2090.32 | 0 | 1353.87 | 140.34 | 708.74 | 166.8 | 128.72 | 0 | 0 | 287.44 | 0 | 0 | 0 | 0 | 0 | 0 | 66.36 | 0 | 0 | 427.78 | 1353.87 | 1498.4 | 1353.87 | 2852.27
2006 | Strip Mall | 6B | 2090.32 | 0 | 879.76 | 85.35 | 708.74 | 166.68 | 128.72 | 0 | 0 | 304.59 | 0 | 0 | 0 | 0 | 0 | 0 | 66.08 | 0 | 0 | 389.94 | 879.76 | 1460.16 | 879.76 | 2339.92
2006 | Strip Mall | 7 | 2090.32 | 0 | 1586.92 | 108.83 | 708.74 | 166.58 | 128.72 | 0 | 0 | 309.15 | 0 | 0 | 0 | 0 | 0 | 0 | 67.51 | 0 | 0 | 417.98 | 1586.92 | 1489.53 | 1586.92 | 3076.45
2006 | Strip Mall | 8 | 2090.32 | 0 | 2261.61 | 51.44 | 708.74 | 165.66 | 128.72 | 0 | 0 | 350.23 | 0 | 0 | 0 | 0 | 0 | 0 | 69.13 | 0 | 0 | 401.67 | 2261.61 | 1473.91 | 2261.61 | 3735.52
2009 | Strip Mall | 0A | 2090.32 | 0 | 0 | 1063.08 | 704.17 | 110.92 | 128.72 | 0 | 0 | 301.62 | 0 | 0 | 0 | 0 | 0 | 0 | 57.68 | 0 | 0 | 1364.7 | 0 | 2366.18 | 0 | 2366.18
2009 | Strip Mall | 0B | 2090.32 | 0 | 0 | 936.92 | 704.17 | 110.94 | 128.72 | 0 | 0 | 364.31 | 0 | 0 | 0 | 0 | 0 | 0 | 57.63 | 0 | 0 | 1301.23 | 0 | 2302.7 | 0 | 2302.7
2009 | Strip Mall | 1A | 2090.32 | 0 | 0 | 718.92 | 704.17 | 110.95 | 128.72 | 0 | 0 | 277.38 | 0 | 0 | 0 | 0 | 0 | 0 | 58.74 | 0 | 0 | 996.3 | 0 | 1998.89 | 0 | 1998.89
2009 | Strip Mall | 1B | 2090.32 | 0 | 1.28 | 764.61 | 704.17 | 110.81 | 128.72 | 0 | 0 | 351.92 | 0 | 0 | 0 | 0 | 0 | 0 | 58.78 | 0 | 0 | 1116.53 | 1.28 | 2119.02 | 1.28 | 2120.3
2009 | Strip Mall | 2A | 2090.32 | 0 | 8.61 | 605.01 | 704.17 | 110.78 | 128.72 | 0 | 0 | 284.83 | 0 | 0 | 0 | 0 | 0 | 0 | 59.96 | 0 | 0 | 889.84 | 8.61 | 1893.47 | 8.61 | 1902.08
2009 | Strip Mall | 2B | 2090.32 | 0 | 0.52 | 458.02 | 704.17 | 110.86 | 128.72 | 0 | 0 | 345.86 | 0 | 0 | 0 | 0 | 0 | 0 | 60.03 | 0 | 0 | 803.88 | 0.52 | 1807.66 | 0.52 | 1808.18
2009 | Strip Mall | 3A | 2090.32 | 0 | 145.01 | 314.3 | 704.17 | 110.83 | 128.72 | 0 | 0 | 282.56 | 0 | 0 | 0 | 0 | 0 | 0 | 62.12 | 0 | 0 | 596.86 | 145.01 | 1602.71 | 145.01 | 1747.72
2009 | Strip Mall | 3B | 2090.32 | 0 | 16.83 | 308.42 | 704.17 | 110.83 | 128.72 | 0 | 0 | 330.3 | 0 | 0 | 0 | 0 | 0 | 0 | 61.52 | 0 | 0 | 638.72 | 16.83 | 1643.97 | 16.83 | 1660.8
2009 | Strip Mall | 3C | 2090.32 | 0 | 1.57 | 109.36 | 704.17 | 110.81 | 128.72 | 0 | 0 | 259.05 | 0 | 0 | 0 | 0 | 0 | 0 | 62.22 | 0 | 0 | 368.41 | 1.57 | 1374.34 | 1.57 | 1375.91
2009 | Strip Mall | 4A | 2090.32 | 0 | 444.05 | 188.73 | 704.17 | 110.67 | 128.72 | 0 | 0 | 257.17 | 0 | 0 | 0 | 0 | 0 | 0 | 63.88 | 0 | 0 | 445.9 | 444.05 | 1453.33 | 444.05 | 1897.38
2009 | Strip Mall | 4B | 2090.32 | 0 | 87.89 | 196.05 | 704.17 | 110.75 | 128.72 | 0 | 0 | 316.53 | 0 | 0 | 0 | 0 | 0 | 0 | 63.27 | 0 | 0 | 512.58 | 87.89 | 1519.49 | 87.89 | 1607.38
2009 | Strip Mall | 4C | 2090.32 | 0 | 283.1 | 44.4 | 704.17 | 110.54 | 128.72 | 0 | 0 | 248.21 | 0 | 0 | 0 | 0 | 0 | 0 | 64.37 | 0 | 0 | 292.61 | 283.1 | 1300.41 | 283.1 | 1583.51
2009 | Strip Mall | 5A | 2090.32 | 0 | 734.52 | 102.49 | 704.17 | 110.7 | 128.72 | 0 | 0 | 246.27 | 0 | 0 | 0 | 0 | 0 | 0 | 65.29 | 0 | 0 | 348.76 | 734.52 | 1357.65 | 734.52 | 2092.17
2009 | Strip Mall | 5B | 2090.32 | 0 | 345.2 | 137.8 | 704.17 | 110.7 | 128.72 | 0 | 0 | 303.83 | 0 | 0 | 0 | 0 | 0 | 0 | 64.8 | 0 | 0 | 441.63 | 345.2 | 1450.03 | 345.2 | 1795.23
2009 | Strip Mall | 5C | 2090.32 | 0 | 377.7 | 17.38 | 704.17 | 110.53 | 128.72 | 0 | 0 | 224.93 | 0 | 0 | 0 | 0 | 0 | 0 | 65.19 | 0 | 0 | 242.31 | 377.7 | 1250.92 | 377.7 | 1628.62
2009 | Strip Mall | 6A | 2090.32 | 0 | 1027.68 | 125.16 | 704.17 | 110.65 | 128.72 | 0 | 0 | 283.42 | 0 | 0 | 0 | 0 | 0 | 0 | 66.3 | 0 | 0 | 408.58 | 1027.68 | 1418.42 | 1027.68 | 2446.1
2009 | Strip Mall | 6B | 2090.32 | 0 | 668.73 | 84.64 | 704.17 | 110.57 | 128.72 | 0 | 0 | 301.53 | 0 | 0 | 0 | 0 | 0 | 0 | 66.02 | 0 | 0 | 386.17 | 668.73 | 1395.65 | 668.73 | 2064.38
2009 | Strip Mall | 7 | 2090.32 | 0 | 1270.54 | 117.35 | 704.17 | 110.5 | 128.72 | 0 | 0 | 305.89 | 0 | 0 | 0 | 0 | 0 | 0 | 67.45 | 0 | 0 | 423.24 | 1270.54 | 1434.09 | 1270.54 | 2704.63
2009 | Strip Mall | 8 | 2090.32 | 0 | 1872.48 | 58.97 | 704.17 | 109.89 | 128.72 | 0 | 0 | 347.72 | 0 | 0 | 0 | 0 | 0 | 0 | 69.09 | 0 | 0 | 406.69 | 1872.48 | 1418.57 | 1872.48 | 3291.05
2012 | Strip Mall | 0A | 2090.32 | 0 | 0 | 830.97 | 587.07 | 110.92 | 128.72 | 0 | 0 | 250.43 | 0 | 0 | 0 | 0 | 0 | 0 | 57.67 | 0 | 0 | 1081.4 | 0 | 1965.78 | 0 | 1965.78
2012 | Strip Mall | 0B | 2090.32 | 0 | 0 | 732.94 | 587.07 | 110.94 | 128.72 | 0 | 0 | 309.83 | 0 | 0 | 0 | 0 | 0 | 0 | 57.63 | 0 | 0 | 1042.77 | 0 | 1927.14 | 0 | 1927.14
2012 | Strip Mall | 1A | 2090.32 | 0 | 0 | 554.07 | 587.07 | 110.95 | 128.72 | 0 | 0 | 227.58 | 0 | 0 | 0 | 0 | 0 | 0 | 58.73 | 0 | 0 | 781.65 | 0 | 1667.12 | 0 | 1667.12
2012 | Strip Mall | 1B | 2090.32 | 0 | 0.43 | 593.24 | 587.07 | 110.81 | 128.72 | 0 | 0 | 300.06 | 0 | 0 | 0 | 0 | 0 | 0 | 58.77 | 0 | 0 | 893.3 | 0.43 | 1778.67 | 0.43 | 1779.1
2012 | Strip Mall | 2A | 2090.32 | 0 | 5.86 | 457.61 | 587.07 | 110.78 | 128.72 | 0 | 0 | 244.71 | 0 | 0 | 0 | 0 | 0 | 0 | 59.96 | 0 | 0 | 702.32 | 5.86 | 1588.84 | 5.86 | 1594.7
2012 | Strip Mall | 2B | 2090.32 | 0 | 0.31 | 363.29 | 587.07 | 110.86 | 128.72 | 0 | 0 | 305.93 | 0 | 0 | 0 | 0 | 0 | 0 | 60.03 | 0 | 0 | 669.22 | 0.31 | 1555.9 | 0.31 | 1556.21
2012 | Strip Mall | 3A | 2090.32 | 0 | 131.58 | 238.15 | 587.07 | 110.83 | 128.72 | 0 | 0 | 225.84 | 0 | 0 | 0 | 0 | 0 | 0 | 62.15 | 0 | 0 | 463.99 | 131.58 | 1352.76 | 131.58 | 1484.34
2012 | Strip Mall | 3B | 2090.32 | 0 | 15.83 | 233.79 | 587.07 | 110.83 | 128.72 | 0 | 0 | 270.6 | 0 | 0 | 0 | 0 | 0 | 0 | 61.54 | 0 | 0 | 504.39 | 15.83 | 1392.55 | 15.83 | 1408.38
2012 | Strip Mall | 3C | 2090.32 | 0 | 1.23 | 85.34 | 587.07 | 110.81 | 128.72 | 0 | 0 | 211.82 | 0 | 0 | 0 | 0 | 0 | 0 | 62.24 | 0 | 0 | 297.16 | 1.23 | 1186 | 1.23 | 1187.23
2012 | Strip Mall | 4A | 2090.32 | 0 | 329.11 | 154.81 | 587.07 | 110.67 | 128.72 | 0 | 0 | 222.27 | 0 | 0 | 0 | 0 | 0 | 0 | 63.82 | 0 | 0 | 377.08 | 329.11 | 1267.36 | 329.11 | 1596.47
2012 | Strip Mall | 4B | 2090.32 | 0 | 52.39 | 159.74 | 587.07 | 110.75 | 128.72 | 0 | 0 | 274.89 | 0 | 0 | 0 | 0 | 0 | 0 | 63.21 | 0 | 0 | 434.63 | 52.39 | 1324.38 | 52.39 | 1376.77
2012 | Strip Mall | 4C | 2090.32 | 0 | 199.93 | 40.58 | 587.07 | 110.54 | 128.72 | 0 | 0 | 214.27 | 0 | 0 | 0 | 0 | 0 | 0 | 64.31 | 0 | 0 | 254.85 | 199.93 | 1145.48 | 199.93 | 1345.41
2012 | Strip Mall | 5A | 2090.32 | 0 | 559.08 | 86.18 | 587.07 | 110.7 | 128.72 | 0 | 0 | 214.4 | 0 | 0 | 0 | 0 | 0 | 0 | 65.24 | 0 | 0 | 300.58 | 559.08 | 1192.3 | 559.08 | 1751.38
2012 | Strip Mall | 5B | 2090.32 | 0 | 244.6 | 113.22 | 587.07 | 110.7 | 128.72 | 0 | 0 | 266.5 | 0 | 0 | 0 | 0 | 0 | 0 | 64.74 | 0 | 0 | 379.72 | 244.6 | 1270.95 | 244.6 | 1515.55
2012 | Strip Mall | 5C | 2090.32 | 0 | 263.99 | 13.21 | 587.07 | 110.53 | 128.72 | 0 | 0 | 201.35 | 0 | 0 | 0 | 0 | 0 | 0 | 65.13 | 0 | 0 | 214.56 | 263.99 | 1106.02 | 263.99 | 1370.01
2012 | Strip Mall | 6A | 2090.32 | 0 | 787.68 | 99.95 | 587.07 | 110.65 | 128.72 | 0 | 0 | 218.84 | 0 | 0 | 0 | 0 | 0 | 0 | 66.24 | 0 | 0 | 318.79 | 787.68 | 1211.47 | 787.68 | 1999.15
2012 | Strip Mall | 6B | 2090.32 | 0 | 497.1 | 66.36 | 587.07 | 110.57 | 128.72 | 0 | 0 | 239.05 | 0 | 0 | 0 | 0 | 0 | 0 | 65.95 | 0 | 0 | 305.41 | 497.1 | 1197.71 | 497.1 | 1694.81
2012 | Strip Mall | 7 | 2090.32 | 0 | 941.66 | 68.69 | 587.07 | 110.5 | 128.72 | 0 | 0 | 217.68 | 0 | 0 | 0 | 0 | 0 | 0 | 67.38 | 0 | 0 | 286.37 | 941.66 | 1180.03 | 941.66 | 2121.69
2012 | Strip Mall | 8 | 2090.32 | 0 | 1384.49 | 22.4 | 587.07 | 109.89 | 128.72 | 0 | 0 | 233.42 | 0 | 0 | 0 | 0 | 0 | 0 | 68.99 | 0 | 0 | 255.82 | 1384.49 | 1150.49 | 1384.49 | 2534.98
2015 | Strip Mall | 0A | 2090.32 | 0 | 0 | 693.89 | 502.03 | 91.16 | 128.72 | 0 | 0 | 119.69 | 0 | 0 | 0 | 0 | 0 | 0 | 57.7 | 0 | 0 | 813.58 | 0 | 1593.18 | 0 | 1593.18
2015 | Strip Mall | 0B | 2090.32 | 0 | 0 | 604.44 | 502.03 | 91.15 | 128.72 | 0 | 0 | 142.94 | 0 | 0 | 0 | 0 | 0 | 0 | 57.66 | 0 | 0 | 747.38 | 0 | 1526.94 | 0 | 1526.94
2015 | Strip Mall | 1A | 2090.32 | 0 | 0 | 445.24 | 502.03 | 91.16 | 128.72 | 0 | 0 | 93.38 | 0 | 0 | 0 | 0 | 0 | 0 | 58.75 | 0 | 0 | 538.62 | 0 | 1319.28 | 0 | 1319.28
2015 | Strip Mall | 1B | 2090.32 | 0 | 2.11 | 480.13 | 502.03 | 91.02 | 128.72 | 0 | 0 | 133.57 | 0 | 0 | 0 | 0 | 0 | 0 | 58.82 | 0 | 0 | 613.7 | 2.11 | 1394.29 | 2.11 | 1396.4
2015 | Strip Mall | 2A | 2090.32 | 0 | 13.26 | 366.37 | 502.03 | 90.98 | 128.72 | 0 | 0 | 99.06 | 0 | 0 | 0 | 0 | 0 | 0 | 59.99 | 0 | 0 | 465.43 | 13.26 | 1247.15 | 13.26 | 1260.41
2015 | Strip Mall | 2B | 2090.32 | 0 | 2.74 | 285.28 | 502.03 | 91.06 | 128.72 | 0 | 0 | 120.86 | 0 | 0 | 0 | 0 | 0 | 0 | 60.08 | 0 | 0 | 406.14 | 2.74 | 1188.03 | 2.74 | 1190.77
2015 | Strip Mall | 3A | 2090.32 | 0 | 160.37 | 188.8 | 502.03 | 91.04 | 128.72 | 0 | 0 | 89.41 | 0 | 0 | 0 | 0 | 0 | 0 | 62.18 | 0 | 0 | 278.21 | 160.37 | 1062.18 | 160.37 | 1222.55
2015 | Strip Mall | 3B | 2090.32 | 0 | 39.52 | 178.6 | 502.03 | 91.04 | 128.72 | 0 | 0 | 101.86 | 0 | 0 | 0 | 0 | 0 | 0 | 61.6 | 0 | 0 | 280.46 | 39.52 | 1063.85 | 39.52 | 1103.37
2015 | Strip Mall | 3C | 2090.32 | 0 | 3.29 | 88.44 | 502.03 | 91.19 | 128.72 | 0 | 0 | 154.81 | 0 | 0 | 0 | 0 | 0 | 0 | 62.28 | 0 | 0 | 243.25 | 3.29 | 1027.47 | 3.29 | 1030.76
2015 | Strip Mall | 4A | 2090.32 | 0 | 412.88 | 123.04 | 502.03 | 91.22 | 128.72 | 0 | 0 | 90.84 | 0 | 0 | 0 | 0 | 0 | 0 | 63.87 | 0 | 0 | 213.88 | 412.88 | 999.72 | 412.88 | 1412.6
2015 | Strip Mall | 4B | 2090.32 | 0 | 86.27 | 118.79 | 502.03 | 91 | 128.72 | 0 | 0 | 174.43 | 0 | 0 | 0 | 0 | 0 | 0 | 63.27 | 0 | 0 | 293.22 | 86.27 | 1078.25 | 86.27 | 1164.52
2015 | Strip Mall | 4C | 2090.32 | 0 | 258.31 | 37.39 | 502.03 | 91.2 | 128.72 | 0 | 0 | 163.85 | 0 | 0 | 0 | 0 | 0 | 0 | 64.37 | 0 | 0 | 201.24 | 258.31 | 987.56 | 258.31 | 1245.87
2015 | Strip Mall | 5A | 2090.32 | 0 | 633.46 | 67.54 | 502.03 | 91.07 | 128.72 | 0 | 0 | 121.82 | 0 | 0 | 0 | 0 | 0 | 0 | 65.28 | 0 | 0 | 189.36 | 633.46 | 976.45 | 633.46 | 1609.91
2015 | Strip Mall | 5B | 2090.32 | 0 | 291.47 | 83.89 | 502.03 | 91.17 | 128.72 | 0 | 0 | 194.16 | 0 | 0 | 0 | 0 | 0 | 0 | 64.78 | 0 | 0 | 278.05 | 291.47 | 1064.74 | 291.47 | 1356.21
2015 | Strip Mall | 5C | 2090.32 | 0 | 334.88 | 16.22 | 502.03 | 91.15 | 128.72 | 0 | 0 | 156.16 | 0 | 0 | 0 | 0 | 0 | 0 | 65.19 | 0 | 0 | 172.38 | 334.88 | 959.48 | 334.88 | 1294.36
2015 | Strip Mall | 6A | 2090.32 | 0 | 908.64 | 79.57 | 502.03 | 91.12 | 128.72 | 0 | 0 | 96.12 | 0 | 0 | 0 | 0 | 0 | 0 | 66.31 | 0 | 0 | 175.69 | 908.64 | 963.87 | 908.64 | 1872.51
2015 | Strip Mall | 6B | 2090.32 | 0 | 575.31 | 50.82 | 502.03 | 91.01 | 128.72 | 0 | 0 | 183.92 | 0 | 0 | 0 | 0 | 0 | 0 | 66.01 | 0 | 0 | 234.74 | 575.31 | 1022.51 | 575.31 | 1597.82
2015 | Strip Mall | 7 | 2090.32 | 0 | 1043.6 | 53.13 | 502.03 | 91.16 | 128.72 | 0 | 0 | 137.83 | 0 | 0 | 0 | 0 | 0 | 0 | 67.44 | 0 | 0 | 190.96 | 1043.6 | 980.31 | 1043.6 | 2023.91
2015 | Strip Mall | 8 | 2090.32 | 0 | 1249.06 | 17.51 | 502.03 | 91.75 | 128.72 | 0 | 0 | 180.1 | 0 | 0 | 0 | 0 | 0 | 9.24 | 69.01 | 0 | 0 | 206.85 | 1249.06 | 998.35 | 1249.06 | 2247.41
2018 | Strip Mall | 0A | 2090.32 | 0 | 0 | 669.5 | 433.94 | 64.54 | 128.72 | 0 | 0 | 115.78 | 0 | 0 | 0 | 0 | 0 | 0 | 54.16 | 0 | 0 | 785.28 | 0 | 1466.65 | 0 | 1466.65
2018 | Strip Mall | 0B | 2090.32 | 0 | 0 | 582.81 | 433.94 | 64.53 | 128.72 | 0 | 0 | 139.09 | 0 | 0 | 0 | 0 | 0 | 0 | 54.12 | 0 | 0 | 721.9 | 0 | 1403.21 | 0 | 1403.21
2018 | Strip Mall | 1A | 2090.32 | 0 | 0 | 425.77 | 433.94 | 64.54 | 128.72 | 0 | 0 | 89.61 | 0 | 0 | 0 | 0 | 0 | 0 | 55.19 | 0 | 0 | 515.38 | 0 | 1197.76 | 0 | 1197.76
2018 | Strip Mall | 1B | 2090.32 | 0 | 3.24 | 460.7 | 433.94 | 64.44 | 128.72 | 0 | 0 | 129.23 | 0 | 0 | 0 | 0 | 0 | 0 | 55.24 | 0 | 0 | 589.93 | 3.24 | 1272.27 | 3.24 | 1275.51
2018 | Strip Mall | 2A | 2090.32 | 0 | 18.52 | 347.89 | 433.94 | 64.41 | 128.72 | 0 | 0 | 95.45 | 0 | 0 | 0 | 0 | 0 | 0 | 56.39 | 0 | 0 | 443.34 | 18.52 | 1126.8 | 18.52 | 1145.32
2018 | Strip Mall | 2B | 2090.32 | 0 | 5.39 | 272 | 433.94 | 64.47 | 128.72 | 0 | 0 | 116.47 | 0 | 0 | 0 | 0 | 0 | 0 | 56.47 | 0 | 0 | 388.47 | 5.39 | 1072.07 | 5.39 | 1077.46
2018 | Strip Mall | 3A | 2090.32 | 0 | 180.8 | 175.86 | 433.94 | 64.45 | 128.72 | 0 | 0 | 87.48 | 0 | 0 | 0 | 0 | 0 | 0 | 58.47 | 0 | 0 | 263.34 | 180.8 | 948.93 | 180.8 | 1129.73
2018 | Strip Mall | 3B | 2090.32 | 0 | 46.87 | 166.72 | 433.94 | 64.45 | 128.72 | 0 | 0 | 127.9 | 0 | 0 | 0 | 0 | 0 | 0 | 57.92 | 0 | 0 | 294.62 | 46.87 | 979.65 | 46.87 | 1026.52
2018 | Strip Mall | 3C | 2090.32 | 0 | 6.52 | 68.69 | 433.94 | 64.56 | 128.72 | 0 | 0 | 151.59 | 0 | 0 | 0 | 0 | 0 | 0 | 58.62 | 0 | 0 | 220.28 | 6.52 | 906.12 | 6.52 | 912.64
2018 | Strip Mall | 4A | 2090.32 | 0 | 454.08 | 111.54 | 433.94 | 64.59 | 128.72 | 0 | 0 | 96.1 | 0 | 0 | 0 | 0 | 0 | 0 | 60.1 | 0 | 0 | 207.64 | 454.08 | 894.98 | 454.08 | 1349.06
2018 | Strip Mall | 4B | 2090.32 | 0 | 113.24 | 108.45 | 433.94 | 64.43 | 128.72 | 0 | 0 | 188.09 | 0 | 0 | 0 | 0 | 0 | 0 | 59.57 | 0 | 0 | 296.54 | 113.24 | 983.2 | 113.24 | 1096.44
2018 | Strip Mall | 4C | 2090.32 | 0 | 309.26 | 31.24 | 433.94 | 64.58 | 128.72 | 0 | 0 | 152.69 | 0 | 0 | 0 | 0 | 0 | 0 | 60.59 | 0 | 0 | 183.93 | 309.26 | 871.76 | 309.26 | 1181.02
2018 | Strip Mall | 5A | 2090.32 | 0 | 678.56 | 59.51 | 433.94 | 64.48 | 128.72 | 0 | 0 | 125.56 | 0 | 0 | 0 | 0 | 0 | 0 | 61.46 | 0 | 0 | 185.07 | 678.56 | 873.66 | 678.56 | 1552.22
2018 | Strip Mall | 5B | 2090.32 | 0 | 346.55 | 78.78 | 433.94 | 64.55 | 128.72 | 0 | 0 | 181.58 | 0 | 0 | 0 | 0 | 0 | 0 | 61.02 | 0 | 0 | 260.36 | 346.55 | 948.58 | 346.55 | 1295.13
2018 | Strip Mall | 5C | 2090.32 | 0 | 401.59 | 16.29 | 433.94 | 64.54 | 128.72 | 0 | 0 | 145.78 | 0 | 0 | 0 | 0 | 0 | 0 | 61.38 | 0 | 0 | 162.07 | 401.59 | 850.65 | 401.59 | 1252.24
2018 | Strip Mall | 6A | 2090.32 | 0 | 953.59 | 72.75 | 433.94 | 64.52 | 128.72 | 0 | 0 | 96.82 | 0 | 0 | 0 | 0 | 0 | 0 | 62.45 | 0 | 0 | 169.57 | 953.59 | 859.19 | 953.59 | 1812.78
2018 | Strip Mall | 6B | 2090.32 | 0 | 632.31 | 48.28 | 433.94 | 64.44 | 128.72 | 0 | 0 | 181.17 | 0 | 0 | 0 | 0 | 0 | 0 | 62.18 | 0 | 0 | 229.45 | 632.31 | 918.73 | 632.31 | 1551.04
2018 | Strip Mall | 7 | 2090.32 | 0 | 1100.18 | 48.87 | 433.94 | 64.55 | 128.72 | 0 | 0 | 122.25 | 0 | 0 | 0 | 0 | 0 | 0 | 63.58 | 0 | 0 | 171.12 | 1100.18 | 861.91 | 1100.18 | 1962.09
2018 | Strip Mall | 8 | 2090.32 | 0 | 1298.62 | 15.41 | 433.94 | 65 | 128.72 | 0 | 0 | 180.51 | 0 | 0 | 0 | 0 | 0 | 9.55 | 65.13 | 0 | 0 | 205.47 | 1298.62 | 898.25 | 1298.62 | 2196.87
2006 | Warehouse | 0A | 4835.13 | 0 | 55.19 | 226.19 | 476.13 | 123.64 | 139.28 | 0 | 0 | 88.36 | 0 | 0 | 0 | 0 | 0 | 0 | 22.11 | 0 | 0 | 314.55 | 55.19 | 1075.71 | 55.19 | 1130.9
2006 | Warehouse | 0B | 4835.13 | 0 | 70.96 | 238.42 | 476.13 | 123.67 | 139.28 | 0 | 0 | 153.97 | 0 | 0 | 0 | 0 | 0 | 0 | 22.07 | 0 | 0 | 392.39 | 70.96 | 1153.54 | 70.96 | 1224.5
2006 | Warehouse | 1A | 4835.13 | 0 | 55.19 | 135.75 | 476.13 | 123.68 | 139.28 | 0 | 0 | 63.61 | 0 | 0 | 0 | 0 | 0 | 0 | 22.7 | 0 | 0 | 199.36 | 55.19 | 961.15 | 55.19 | 1016.34
2006 | Warehouse | 1B | 4835.13 | 0 | 71.69 | 163.1 | 476.13 | 123.53 | 139.28 | 0 | 0 | 96.3 | 0 | 0 | 0 | 0 | 0 | 0 | 22.72 | 0 | 0 | 259.4 | 71.69 | 1021.05 | 71.69 | 1092.74
2006 | Warehouse | 2A | 4835.13 | 0 | 97.68 | 120.4 | 476.13 | 123.48 | 139.28 | 0 | 0 | 69.62 | 0 | 0 | 0 | 0 | 0 | 0 | 23.38 | 0 | 0 | 190.02 | 97.68 | 952.3 | 97.68 | 1049.98
2006 | Warehouse | 2B | 4835.13 | 0 | 58.33 | 119.29 | 476.13 | 123.57 | 139.28 | 0 | 0 | 138.12 | 0 | 0 | 0 | 0 | 0 | 0 | 23.43 | 0 | 0 | 257.41 | 58.33 | 1019.83 | 58.33 | 1078.16
2006 | Warehouse | 3A | 4835.13 | 0 | 322.18 | 64.11 | 476.13 | 123.55 | 139.28 | 0 | 0 | 65.04 | 0 | 0 | 0 | 0 | 0 | 0 | 24.57 | 0 | 0 | 129.15 | 322.18 | 892.68 | 322.18 | 1214.86
2006 | Warehouse | 3B | 4835.13 | 0 | 108.14 | 70.55 | 476.13 | 123.55 | 139.28 | 0 | 0 | 79.54 | 0 | 0 | 0 | 0 | 0 | 0 | 24.26 | 0 | 0 | 150.09 | 108.14 | 913.32 | 108.14 | 1021.46
2006 | Warehouse | 3C | 4835.13 | 0 | 66.61 | 18.25 | 476.13 | 123.53 | 139.28 | 0 | 0 | 47.5 | 0 | 0 | 0 | 0 | 0 | 0 | 24.69 | 0 | 0 | 65.75 | 66.61 | 829.38 | 66.61 | 895.99
2006 | Warehouse | 4A | 4835.13 | 0 | 857.22 | 37.55 | 476.13 | 123.36 | 139.28 | 0 | 0 | 60.59 | 0 | 0 | 0 | 0 | 0 | 0 | 25.5 | 0 | 0 | 98.14 | 857.22 | 862.41 | 857.22 | 1719.63
2006 | Warehouse | 4B | 4835.13 | 0 | 334.81 | 39.65 | 476.13 | 123.46 | 139.28 | 0 | 0 | 73.21 | 0 | 0 | 0 | 0 | 0 | 0 | 25.23 | 0 | 0 | 112.86 | 334.81 | 876.95 | 334.81 | 1211.76
2006 | Warehouse | 4C | 4835.13 | 0 | 326.28 | 6.72 | 476.13 | 123.22 | 139.28 | 0 | 0 | 42.93 | 0 | 0 | 0 | 0 | 0 | 0 | 25.78 | 0 | 0 | 49.65 | 326.28 | 814.07 | 326.28 | 1140.35
2006 | Warehouse | 5A | 4835.13 | 0 | 1289.99 | 15.16 | 476.13 | 123.4 | 139.28 | 0 | 0 | 53.67 | 0 | 0 | 0 | 0 | 0 | 0 | 26.27 | 0 | 0 | 68.83 | 1289.99 | 833.91 | 1289.99 | 2123.9
2006 | Warehouse | 5B | 4835.13 | 0 | 668.93 | 22.14 | 476.13 | 123.4 | 139.28 | 0 | 0 | 64.71 | 0 | 0 | 0 | 0 | 0 | 0 | 26.05 | 0 | 0 | 86.85 | 668.93 | 851.71 | 668.93 | 1520.64
2006 | Warehouse | 5C | 4835.13 | 0 | 293.7 | 2.77 | 476.13 | 123.21 | 139.28 | 0 | 0 | 38.47 | 0 | 0 | 0 | 0 | 0 | 0 | 26.23 | 0 | 0 | 41.24 | 293.7 | 806.09 | 293.7 | 1099.79
2006 | Warehouse | 6A | 4835.13 | 0 | 2012.12 | 16.1 | 476.13 | 123.34 | 139.28 | 0 | 0 | 64.25 | 0 | 0 | 0 | 0 | 0 | 0 | 26.84 | 0 | 0 | 80.35 | 2012.12 | 845.94 | 2012.12 | 2858.06
2006 | Warehouse | 6B | 4835.13 | 0 | 1275.42 | 11.28 | 476.13 | 123.25 | 139.28 | 0 | 0 | 61.76 | 0 | 0 | 0 | 0 | 0 | 0 | 26.7 | 0 | 0 | 73.04 | 1275.42 | 838.4 | 1275.42 | 2113.82
2006 | Warehouse | 7 | 4835.13 | 0 | 1869.44 | 9.05 | 476.13 | 123.18 | 139.28 | 0 | 0 | 50.02 | 0 | 0 | 0 | 0 | 0 | 0 | 27.52 | 0 | 0 | 59.07 | 1869.44 | 825.18 | 1869.44 | 2694.62
2006 | Warehouse | 8 | 4835.13 | 0 | 1884.63 | 2.63 | 476.13 | 122.5 | 139.28 | 0 | 0 | 44.12 | 0 | 0 | 0 | 0 | 0 | 0 | 28.43 | 0 | 0 | 46.75 | 1884.63 | 813.09 | 1884.63 | 2697.72
2009 | Warehouse | 0A | 4835.13 | 0 | 0 | 241.7 | 476.13 | 99.31 | 139.28 | 0 | 0 | 93.06 | 0 | 0 | 0 | 0 | 0 | 0 | 22.11 | 0 | 0 | 334.76 | 0 | 1071.6 | 0 | 1071.6
2009 | Warehouse | 0B | 4835.13 | 0 | 0 | 249.82 | 476.13 | 99.33 | 139.28 | 0 | 0 | 158.61 | 0 | 0 | 0 | 0 | 0 | 0 | 22.07 | 0 | 0 | 408.43 | 0 | 1145.25 | 0 | 1145.25
2009 | Warehouse | 1A | 4835.13 | 0 | 0 | 145.58 | 476.13 | 99.35 | 139.28 | 0 | 0 | 67.26 | 0 | 0 | 0 | 0 | 0 | 0 | 22.7 | 0 | 0 | 212.84 | 0 | 950.29 | 0 | 950.29
2009 | Warehouse | 1B | 4835.13 | 0 | 0.85 | 173.04 | 476.13 | 99.22 | 139.28 | 0 | 0 | 99.2 | 0 | 0 | 0 | 0 | 0 | 0 | 22.72 | 0 | 0 | 272.24 | 0.85 | 1009.59 | 0.85 | 1010.44
2009 | Warehouse | 2A | 4835.13 | 0 | 2.35 | 113.77 | 476.13 | 99.19 | 139.28 | 0 | 0 | 65.08 | 0 | 0 | 0 | 0 | 0 | 0 | 23.38 | 0 | 0 | 178.85 | 2.35 | 916.83 | 2.35 | 919.18
2009 | Warehouse | 2B | 4835.13 | 0 | 2.47 | 111.23 | 476.13 | 99.26 | 139.28 | 0 | 0 | 129.19 | 0 | 0 | 0 | 0 | 0 | 0 | 23.43 | 0 | 0 | 240.42 | 2.47 | 978.51 | 2.47 | 980.98
2009 | Warehouse | 3A | 4835.13 | 0 | 168.64 | 55.17 | 476.13 | 99.24 | 139.28 | 0 | 0 | 59.43 | 0 | 0 | 0 | 0 | 0 | 0 | 24.57 | 0 | 0 | 114.6 | 168.64 | 853.82 | 168.64 | 1022.46
2009 | Warehouse | 3B | 4835.13 | 0 | 28.73 | 63.45 | 476.13 | 99.24 | 139.28 | 0 | 0 | 72.71 | 0 | 0 | 0 | 0 | 0 | 0 | 24.26 | 0 | 0 | 136.16 | 28.73 | 875.06 | 28.73 | 903.79
2009 | Warehouse | 3C | 4835.13 | 0 | 2.73 | 15.08 | 476.13 | 99.22 | 139.28 | 0 | 0 | 43.24 | 0 | 0 | 0 | 0 | 0 | 0 | 24.69 | 0 | 0 | 58.32 | 2.73 | 797.64 | 2.73 | 800.37
2009 | Warehouse | 4A | 4835.13 | 0 | 618.12 | 31.28 | 476.13 | 99.09 | 139.28 | 0 | 0 | 53.86 | 0 | 0 | 0 | 0 | 0 | 0 | 25.5 | 0 | 0 | 85.14 | 618.12 | 825.14 | 618.12 | 1443.26
2009 | Warehouse | 4B | 4835.13 | 0 | 179.02 | 35.4 | 476.13 | 99.16 | 139.28 | 0 | 0 | 65.39 | 0 | 0 | 0 | 0 | 0 | 0 | 25.23 | 0 | 0 | 100.79 | 179.02 | 840.6 | 179.02 | 1019.62
2009 | Warehouse | 4C | 4835.13 | 0 | 216.17 | 3.66 | 476.13 | 98.97 | 139.28 | 0 | 0 | 41.06 | 0 | 0 | 0 | 0 | 0 | 0 | 25.79 | 0 | 0 | 44.72 | 216.17 | 784.89 | 216.17 | 1001.06
2009 | Warehouse | 5A | 4835.13 | 0 | 1103.25 | 11.71 | 476.13 | 99.12 | 139.28 | 0 | 0 | 51.03 | 0 | 0 | 0 | 0 | 0 | 0 | 26.27 | 0 | 0 | 62.74 | 1103.25 | 803.55 | 1103.25 | 1906.8
2009 | Warehouse | 5B | 4835.13 | 0 | 497.26 | 20.88 | 476.13 | 99.12 | 139.28 | 0 | 0 | 61.62 | 0 | 0 | 0 | 0 | 0 | 0 | 26.05 | 0 | 0 | 82.5 | 497.26 | 823.07 | 497.26 | 1320.33
2009 | Warehouse | 5C | 4835.13 | 0 | 177.97 | 2.22 | 476.13 | 98.97 | 139.28 | 0 | 0 | 36.78 | 0 | 0 | 0 | 0 | 0 | 0 | 26.23 | 0 | 0 | 39 | 177.97 | 779.6 | 177.97 | 957.57
2009 | Warehouse | 6A | 4835.13 | 0 | 1791.05 | 14.66 | 476.13 | 99.07 | 139.28 | 0 | 0 | 62.12 | 0 | 0 | 0 | 0 | 0 | 0 | 26.84 | 0 | 0 | 76.78 | 1791.05 | 818.1 | 1791.05 | 2609.15
2009 | Warehouse | 6B | 4835.13 | 0 | 1019.63 | 10.12 | 476.13 | 99 | 139.28 | 0 | 0 | 59.13 | 0 | 0 | 0 | 0 | 0 | 0 | 26.7 | 0 | 0 | 69.25 | 1019.63 | 810.36 | 1019.63 | 1829.99
2009 | Warehouse | 7 | 4835.13 | 0 | 1793.32 | 9.96 | 476.13 | 98.94 | 139.28 | 0 | 0 | 53.39 | 0 | 0 | 0 | 0 | 0 | 0 | 27.51 | 0 | 0 | 63.35 | 1793.32 | 805.22 | 1793.32 | 2598.54
2009 | Warehouse | 8 | 4835.13 | 0 | 1676.5 | 2.14 | 476.13 | 98.39 | 139.28 | 0 | 0 | 42.24 | 0 | 0 | 0 | 0 | 0 | 0 | 28.43 | 0 | 0 | 44.38 | 1676.5 | 786.61 | 1676.5 | 2463.11
2012 | Warehouse | 0A | 4835.13 | 0 | 0 | 164.64 | 166.48 | 99.31 | 139.28 | 0 | 0 | 74.33 | 0 | 0 | 0 | 0 | 0 | 0 | 22.1 | 0 | 0 | 238.97 | 0 | 666.15 | 0 | 666.15
2012 | Warehouse | 0B | 4835.13 | 0 | 0 | 155.18 | 172.33 | 99.33 | 139.28 | 0 | 0 | 91.07 | 0 | 0 | 0 | 0 | 0 | 0 | 22.07 | 0 | 0 | 246.25 | 0 | 679.27 | 0 | 679.27
2012 | Warehouse | 1A | 4835.13 | 0 | 0 | 97.19 | 181.75 | 99.35 | 139.28 | 0 | 0 | 51.62 | 0 | 0 | 0 | 0 | 0 | 0 | 22.69 | 0 | 0 | 148.81 | 0 | 591.87 | 0 | 591.87
2012 | Warehouse | 1B | 4835.13 | 0 | 0.53 | 116.67 | 178.94 | 99.22 | 139.28 | 0 | 0 | 78.21 | 0 | 0 | 0 | 0 | 0 | 0 | 22.72 | 0 | 0 | 194.88 | 0.53 | 635.05 | 0.53 | 635.58
2012 | Warehouse | 2A | 4835.13 | 0 | 0.83 | 73.33 | 184.77 | 99.19 | 139.28 | 0 | 0 | 50.04 | 0 | 0 | 0 | 0 | 0 | 0 | 23.38 | 0 | 0 | 123.37 | 0.83 | 569.99 | 0.83 | 570.82
2012 | Warehouse | 2B | 4835.13 | 0 | 1.38 | 71.12 | 195.9 | 99.26 | 139.28 | 0 | 0 | 71.21 | 0 | 0 | 0 | 0 | 0 | 0 | 23.43 | 0 | 0 | 142.33 | 1.38 | 600.21 | 1.38 | 601.59
2012 | Warehouse | 3A | 4835.13 | 0 | 132.89 | 37.11 | 193.31 | 99.24 | 139.28 | 0 | 0 | 44.58 | 0 | 0 | 0 | 0 | 0 | 0 | 24.57 | 0 | 0 | 81.69 | 132.89 | 538.09 | 132.89 | 670.98
2012 | Warehouse | 3B | 4835.13 | 0 | 20.09 | 44.37 | 190.84 | 99.24 | 139.28 | 0 | 0 | 56.1 | 0 | 0 | 0 | 0 | 0 | 0 | 24.26 | 0 | 0 | 100.47 | 20.09 | 554.08 | 20.09 | 574.17
2012 | Warehouse | 3C | 4835.13 | 0 | 1.46 | 10.72 | 187.37 | 99.22 | 139.28 | 0 | 0 | 31.94 | 0 | 0 | 0 | 0 | 0 | 0 | 24.68 | 0 | 0 | 42.66 | 1.46 | 493.22 | 1.46 | 494.68
2012 | Warehouse | 4A | 4835.13 | 0 | 467.28 | 23.87 | 198.8 | 99.09 | 139.28 | 0 | 0 | 40.8 | 0 | 0 | 0 | 0 | 0 | 0 | 25.49 | 0 | 0 | 64.67 | 467.28 | 527.33 | 467.28 | 994.61
2012 | Warehouse | 4B | 4835.13 | 0 | 109.99 | 28.85 | 200.05 | 99.16 | 139.28 | 0 | 0 | 51.29 | 0 | 0 | 0 | 0 | 0 | 0 | 25.22 | 0 | 0 | 80.14 | 109.99 | 543.86 | 109.99 | 653.85
2012 | Warehouse | 4C | 4835.13 | 0 | 164.9 | 3.61 | 212.88 | 98.97 | 139.28 | 0 | 0 | 33.01 | 0 | 0 | 0 | 0 | 0 | 0 | 25.78 | 0 | 0 | 36.62 | 164.9 | 513.53 | 164.9 | 678.43
2012 | Warehouse | 5A | 4835.13 | 0 | 868.33 | 10.15 | 199.77 | 99.12 | 139.28 | 0 | 0 | 39.17 | 0 | 0 | 0 | 0 | 0 | 0 | 26.27 | 0 | 0 | 49.32 | 868.33 | 513.77 | 868.33 | 1382.1
2012 | Warehouse | 5B | 4835.13 | 0 | 364.46 | 17 | 204.4 | 99.12 | 139.28 | 0 | 0 | 48.64 | 0 | 0 | 0 | 0 | 0 | 0 | 26.04 | 0 | 0 | 65.64 | 364.46 | 534.49 | 364.46 | 898.95
2012 | Warehouse | 5C | 4835.13 | 0 | 140.77 | 0.72 | 210.66 | 98.97 | 139.28 | 0 | 0 | 30.55 | 0 | 0 | 0 | 0 | 0 | 0 | 26.22 | 0 | 0 | 31.27 | 140.77 | 506.4 | 140.77 | 647.17
2012 | Warehouse | 6A | 4835.13 | 0 | 1418.75 | 11.27 | 204.46 | 99.07 | 139.28 | 0 | 0 | 44.48 | 0 | 0 | 0 | 0 | 0 | 0 | 26.84 | 0 | 0 | 55.75 | 1418.75 | 525.41 | 1418.75 | 1944.16
2012 | Warehouse | 6B | 4835.13 | 0 | 800.19 | 8.38 | 210.21 | 99 | 139.28 | 0 | 0 | 45.36 | 0 | 0 | 0 | 0 | 0 | 0 | 26.7 | 0 | 0 | 53.74 | 800.19 | 528.94 | 800.19 | 1329.13
2012 | Warehouse | 7 | 4835.13 | 0 | 1403.26 | 6.13 | 232.74 | 98.94 | 139.28 | 0 | 0 | 40.04 | 0 | 0 | 0 | 0 | 0 | 0 | 27.51 | 0 | 0 | 46.17 | 1403.26 | 544.64 | 1403.26 | 1947.9
2012 | Warehouse | 8 | 4835.13 | 0 | 1470.19 | 0.92 | 266.44 | 98.39 | 139.28 | 0 | 0 | 35.17 | 0 | 0 | 0 | 0 | 0 | 0 | 28.43 | 0 | 0 | 36.09 | 1470.19 | 568.63 | 1470.19 | 2038.82
2015 | Warehouse | 0A | 4835.13 | 0 | 0 | 162.66 | 240.03 | 83.57 | 139.28 | 0 | 0 | 76.2 | 0 | 0 | 0 | 0 | 0 | 0 | 22.1 | 0 | 0 | 238.86 | 0 | 723.85 | 0 | 723.85
2015 | Warehouse | 0B | 4835.13 | 0 | 0 | 153.22 | 244.32 | 83.56 | 139.28 | 0 | 0 | 92.2 | 0 | 0 | 0 | 0 | 0 | 0 | 22.07 | 0 | 0 | 245.42 | 0 | 734.65 | 0 | 734.65
2015 | Warehouse | 1A | 4835.13 | 0 | 0 | 95.05 | 254.33 | 83.57 | 139.28 | 0 | 0 | 56 | 0 | 0 | 0 | 0 | 0 | 0 | 22.69 | 0 | 0 | 151.05 | 0 | 650.93 | 0 | 650.93
2015 | Warehouse | 1B | 4835.13 | 0 | 0.55 | 115.38 | 250.41 | 83.45 | 139.28 | 0 | 0 | 78.28 | 0 | 0 | 0 | 0 | 0 | 0 | 22.71 | 0 | 0 | 193.66 | 0.55 | 689.5 | 0.55 | 690.05
2015 | Warehouse | 2A | 4835.13 | 0 | 0.92 | 72.86 | 256.05 | 83.41 | 139.28 | 0 | 0 | 47.84 | 0 | 0 | 0 | 0 | 0 | 0 | 23.38 | 0 | 0 | 120.7 | 0.92 | 622.83 | 0.92 | 623.75
2015 | Warehouse | 2B | 4835.13 | 0 | 1.42 | 68.91 | 267.74 | 83.48 | 139.28 | 0 | 0 | 67.79 | 0 | 0 | 0 | 0 | 0 | 0 | 23.42 | 0 | 0 | 136.7 | 1.42 | 650.62 | 1.42 | 652.04
2015 | Warehouse | 3A | 4835.13 | 0 | 121.66 | 36.2 | 262.84 | 83.47 | 139.28 | 0 | 0 | 47.94 | 0 | 0 | 0 | 0 | 0 | 0 | 24.56 | 0 | 0 | 84.14 | 121.66 | 594.29 | 121.66 | 715.95
2015 | Warehouse | 3B | 4835.13 | 0 | 13.59 | 42.76 | 263.03 | 83.46 | 139.28 | 0 | 0 | 60.15 | 0 | 0 | 0 | 0 | 0 | 0 | 24.26 | 0 | 0 | 102.91 | 13.59 | 612.94 | 13.59 | 626.53
2015 | Warehouse | 3C | 4835.13 | 0 | 1.56 | 13.31 | 259.45 | 83.59 | 139.28 | 0 | 0 | 35.06 | 0 | 0 | 0 | 0 | 0 | 0 | 24.68 | 0 | 0 | 48.37 | 1.56 | 555.36 | 1.56 | 556.92
2015 | Warehouse | 4A | 4835.13 | 0 | 442.44 | 23.46 | 266.62 | 83.6 | 139.28 | 0 | 0 | 43.32 | 0 | 0 | 0 | 0 | 0 | 0 | 25.49 | 0 | 0 | 66.78 | 442.44 | 581.77 | 442.44 | 1024.21
2015 | Warehouse | 4B | 4835.13 | 0 | 97.28 | 27.95 | 270.59 | 83.43 | 139.28 | 0 | 0 | 54.67 | 0 | 0 | 0 | 0 | 0 | 0 | 25.21 | 0 | 0 | 82.62 | 97.28 | 601.13 | 97.28 | 698.41
2015 | Warehouse | 4C | 4835.13 | 0 | 143.6 | 5.39 | 277.31 | 83.58 | 139.28 | 0 | 0 | 36.03 | 0 | 0 | 0 | 0 | 0 | 0 | 25.77 | 0 | 0 | 41.42 | 143.6 | 567.36 | 143.6 | 710.96
2015 | Warehouse | 5A | 4835.13 | 0 | 834.88 | 10.31 | 267.46 | 83.48 | 139.28 | 0 | 0 | 41.57 | 0 | 0 | 0 | 0 | 0 | 0 | 26.27 | 0 | 0 | 51.88 | 834.88 | 568.36 | 834.88 | 1403.24
2015 | Warehouse | 5B | 4835.13 | 0 | 340.46 | 17.08 | 272.71 | 83.56 | 139.28 | 0 | 0 | 51.94 | 0 | 0 | 0 | 0 | 0 | 0 | 26.04 | 0 | 0 | 69.02 | 340.46 | 590.62 | 340.46 | 931.08
2015 | Warehouse | 5C | 4835.13 | 0 | 117.45 | 2.35 | 275.06 | 83.54 | 139.28 | 0 | 0 | 32.94 | 0 | 0 | 0 | 0 | 0 | 0 | 26.21 | 0 | 0 | 35.29 | 117.45 | 559.4 | 117.45 | 676.85
2015 | Warehouse | 6A | 4835.13 | 0 | 1330.22 | 10.31 | 356.21 | 83.52 | 139.28 | 0 | 0 | 44.38 | 0 | 0 | 0 | 0 | 0 | 0 | 26.84 | 0 | 0 | 54.69 | 1330.22 | 660.54 | 1330.22 | 1990.76
2015 | Warehouse | 6B | 4835.13 | 0 | 724.49 | 7.17 | 357.41 | 83.42 | 139.28 | 0 | 0 | 45.22 | 0 | 0 | 0 | 0 | 0 | 0 | 26.69 | 0 | 0 | 52.39 | 724.49 | 659.21 | 724.49 | 1383.7
2015 | Warehouse | 7 | 4835.13 | 0 | 1281.5 | 7.53 | 357.01 | 83.55 | 139.28 | 0 | 0 | 41.05 | 0 | 0 | 0 | 0 | 0 | 0 | 27.51 | 0 | 0 | 48.58 | 1281.5 | 655.92 | 1281.5 | 1937.42
2015 | Warehouse | 8 | 4835.13 | 0 | 1311.07 | 2.07 | 360.97 | 84.01 | 139.28 | 0 | 0 | 36.27 | 0 | 0 | 0 | 0 | 0 | 0 | 28.42 | 0 | 0 | 38.34 | 1311.07 | 651.02 | 1311.07 | 1962.09
2018 | Warehouse | 0A | 4835.13 | 0 | 0 | 154.25 | 163.36 | 67.02 | 139.28 | 0 | 0 | 72.03 | 0 | 0 | 0 | 0 | 0 | 0 | 21.95 | 0 | 0 | 226.28 | 0 | 617.89 | 0 | 617.89
2018 | Warehouse | 0B | 4835.13 | 0 | 0 | 146.19 | 166.22 | 67.01 | 139.28 | 0 | 0 | 89 | 0 | 0 | 0 | 0 | 0 | 0 | 21.91 | 0 | 0 | 235.19 | 0 | 629.61 | 0 | 629.61
2018 | Warehouse | 1A | 4835.13 | 0 | 0 | 86.91 | 173.07 | 67.02 | 139.28 | 0 | 0 | 51.93 | 0 | 0 | 0 | 0 | 0 | 0 | 22.53 | 0 | 0 | 138.84 | 0 | 540.74 | 0 | 540.74
2018 | Warehouse | 1B | 4835.13 | 0 | 0.73 | 109.38 | 170.39 | 66.92 | 139.28 | 0 | 0 | 75.07 | 0 | 0 | 0 | 0 | 0 | 0 | 22.55 | 0 | 0 | 184.45 | 0.73 | 583.59 | 0.73 | 584.32
2018 | Warehouse | 2A | 4835.13 | 0 | 1.17 | 67.32 | 174.22 | 66.89 | 139.28 | 0 | 0 | 44.47 | 0 | 0 | 0 | 0 | 0 | 0 | 23.21 | 0 | 0 | 111.79 | 1.17 | 515.4 | 1.17 | 516.57
2018 | Warehouse | 2B | 4835.13 | 0 | 1.89 | 64.65 | 182.1 | 66.95 | 139.28 | 0 | 0 | 64.53 | 0 | 0 | 0 | 0 | 0 | 0 | 23.26 | 0 | 0 | 129.18 | 1.89 | 540.77 | 1.89 | 542.66
2018 | Warehouse | 3A | 4835.13 | 0 | 139.84 | 33.17 | 178.7 | 66.93 | 139.28 | 0 | 0 | 45.22 | 0 | 0 | 0 | 0 | 0 | 0 | 24.39 | 0 | 0 | 78.39 | 139.84 | 487.7 | 139.84 | 627.54
2018 | Warehouse | 3B | 4835.13 | 0 | 19.78 | 39.56 | 179.02 | 66.93 | 139.28 | 0 | 0 | 56.87 | 0 | 0 | 0 | 0 | 0 | 0 | 24.09 | 0 | 0 | 96.43 | 19.78 | 505.75 | 19.78 | 525.53
2018 | Warehouse | 3C | 4835.13 | 0 | 2.07 | 11.3 | 176.55 | 67.03 | 139.28 | 0 | 0 | 32.39 | 0 | 0 | 0 | 0 | 0 | 0 | 24.51 | 0 | 0 | 43.69 | 2.07 | 451.07 | 2.07 | 453.14
2018 | Warehouse | 4A | 4835.13 | 0 | 484.81 | 21.23 | 181.29 | 67.05 | 139.28 | 0 | 0 | 41.09 | 0 | 0 | 0 | 0 | 0 | 0 | 25.31 | 0 | 0 | 62.32 | 484.81 | 475.25 | 484.81 | 960.06
2018 | Warehouse | 4B | 4835.13 | 0 | 123.84 | 25.43 | 183.98 | 66.9 | 139.28 | 0 | 0 | 51.4 | 0 | 0 | 0 | 0 | 0 | 0 | 25.04 | 0 | 0 | 76.83 | 123.84 | 492.03 | 123.84 | 615.87
2018 | Warehouse | 4C | 4835.13 | 0 | 179.55 | 4.4 | 188.37 | 67.03 | 139.28 | 0 | 0 | 33.25 | 0 | 0 | 0 | 0 | 0 | 0 | 25.6 | 0 | 0 | 37.65 | 179.55 | 457.92 | 179.55 | 637.47
2018 | Warehouse | 5A | 4835.13 | 0 | 888.66 | 9.77 | 181.83 | 66.95 | 139.28 | 0 | 0 | 39.39 | 0 | 0 | 0 | 0 | 0 | 0 | 26.08 | 0 | 0 | 49.16 | 888.66 | 463.31 | 888.66 | 1351.97
2018 | Warehouse | 5B | 4835.13 | 0 | 387.68 | 15.25 | 185.31 | 67.01 | 139.28 | 0 | 0 | 49.12 | 0 | 0 | 0 | 0 | 0 | 0 | 25.86 | 0 | 0 | 64.37 | 387.68 | 481.84 | 387.68 | 869.52
2018 | Warehouse | 5C | 4835.13 | 0 | 155.35 | 1.89 | 186.79 | 67 | 139.28 | 0 | 0 | 30.89 | 0 | 0 | 0 | 0 | 0 | 0 | 26.04 | 0 | 0 | 32.78 | 155.35 | 451.89 | 155.35 | 607.24
2018 | Warehouse | 6A | 4835.13 | 0 | 1401.82 | 8.04 | 239.59 | 66.98 | 139.28 | 0 | 0 | 40.8 | 0 | 0 | 0 | 0 | 0 | 0 | 26.65 | 0 | 0 | 48.84 | 1401.82 | 521.35 | 1401.82 | 1923.17
2018 | Warehouse | 6B | 4835.13 | 0 | 797.3 | 6.39 | 240.34 | 66.9 | 139.28 | 0 | 0 | 41.15 | 0 | 0 | 0 | 0 | 0 | 0 | 26.51 | 0 | 0 | 47.54 | 797.3 | 520.57 | 797.3 | 1317.87
2018 | Warehouse | 7 | 4835.13 | 0 | 1360.58 | 5.88 | 240.07 | 67 | 139.28 | 0 | 0 | 38.06 | 0 | 0 | 0 | 0 | 0 | 0 | 27.32 | 0 | 0 | 43.94 | 1360.58 | 517.62 | 1360.58 | 1878.2
2018 | Warehouse | 8 | 4835.13 | 0 | 1403.42 | 1.5 | 242.55 | 67.38 | 139.28 | 0 | 0 | 33.26 | 0 | 0 | 0 | 0 | 0 | 0 | 28.24 | 0 | 0 | 34.76 | 1403.42 | 512.21 | 1403.42 | 1915.63

## IECC Data-SI-Site EUI
Year | Building Type | CZ | Floor Area (m2) | Heating- Elec (kWh/m2/yr) | Heating- Gas (kWh/m2/yr) | Cooling (kWh/m2/yr) | Interior Lighting (kWh/m2/yr) | Exterior Lighting (kWh/m2/yr) | Interior Equipment- Elec (kWh/m2/yr) | Interior Equipment- Gas (kWh/m2/yr) | Exterior Equipment (kWh/m2/yr) | Fan (kWh/m2/yr) | All Pumps (kWh/m2/yr) | SWH Pumps (kWh/m2/yr) | HVAC Pumps (kWh/m2/yr) | Heat Rejection (kWh/m2/yr) | Humidification (kWh/m2/yr) | Heat Recovery (kWh/m2/yr) | SWH- Elec (kWh/m2/yr) | SWH- Gas (kWh/m2/yr) | Refrigeration (kWh/m2/yr) | HVAC Total Electric (kWh/m2/yr) | HVAC Total Gas (kWh/m2/yr) | HVAC Total Site EUI (kWh/m2/yr) | Total Electric (kWh/m2/yr) | Total Gas (kWh/m2/yr) | Grand Total (kWh/m2/yr)
2006 | Full Service Restaurant | 0A | 511.15 | 0 | 0 | 495.984 | 87.0423 | 31.6009 | 250.3723 | 255.3012 | 0 | 181.0297 | 0.24455 | 0.24455 | 0 | 0 | 0 | 0 | 40.9643 | 117.1813 | 36.5027 | 677.0137 | 0 | 677.0137 | 1123.7406 | 372.4771 | 1496.2177
2006 | Full Service Restaurant | 0B | 511.15 | 0 | 0.35867 | 444.526 | 87.0423 | 31.6063 | 250.3723 | 255.3012 | 0 | 201.5553 | 0.24455 | 0.24455 | 0 | 0 | 0 | 0 | 40.9643 | 116.5618 | 36.3994 | 646.0813 | 0.35867 | 646.4399 | 1092.7049 | 372.2162 | 1464.9211
2006 | Full Service Restaurant | 1A | 511.15 | 0 | 0.010869 | 343.3163 | 87.0423 | 31.6117 | 250.3723 | 255.3012 | 0 | 170.6229 | 0.24455 | 0.24455 | 0 | 0 | 0 | 0 | 40.9643 | 127.7566 | 36.3831 | 513.9392 | 0.010869 | 513.95 | 960.5573 | 383.0632 | 1343.6206
2006 | Full Service Restaurant | 1B | 511.15 | 0 | 16.2488 | 376.5474 | 87.0423 | 31.5683 | 250.3723 | 255.3012 | 0 | 198.8327 | 0.24455 | 0.24455 | 0 | 0 | 0 | 0 | 40.9643 | 128.0229 | 36.3505 | 575.3801 | 16.2488 | 591.6289 | 1021.9222 | 399.5674 | 1421.4897
2006 | Full Service Restaurant | 2A | 511.15 | 0 | 36.2472 | 303.9171 | 87.0423 | 31.5574 | 250.3723 | 255.3012 | 0 | 175.454 | 0.24455 | 0.24455 | 0 | 0 | 0 | 0 | 40.9643 | 139.8263 | 36.3722 | 479.3711 | 36.2472 | 515.6184 | 925.9241 | 431.3748 | 1357.2989
2006 | Full Service Restaurant | 2B | 511.15 | 0 | 32.1552 | 206.5767 | 87.0423 | 31.5846 | 250.3723 | 255.3012 | 0 | 201.1912 | 0.24455 | 0.24455 | 0 | 0 | 0 | 0 | 40.9697 | 140.5817 | 36.0027 | 407.7679 | 32.1552 | 439.923 | 853.9785 | 428.0326 | 1282.0112
2006 | Full Service Restaurant | 3A | 511.15 | 0 | 156.0642 | 196.0883 | 87.0423 | 31.5737 | 250.3723 | 255.3012 | 0 | 175.5084 | 0.24455 | 0.24455 | 0 | 0 | 0 | 0 | 40.9697 | 160.5095 | 36.2364 | 371.5967 | 156.0642 | 527.6609 | 818.0356 | 571.875 | 1389.9106
2006 | Full Service Restaurant | 3B | 511.15 | 0 | 82.7763 | 149.2278 | 87.0423 | 31.5737 | 250.3723 | 255.3012 | 0 | 199.55 | 0.24455 | 0.24455 | 0 | 0 | 0 | 0 | 40.9697 | 155.2273 | 35.981 | 348.7778 | 82.7763 | 431.5541 | 794.9504 | 493.3049 | 1288.2552
2006 | Full Service Restaurant | 3C | 511.15 | 0 | 46.7138 | 56.7837 | 87.0423 | 31.5683 | 250.3723 | 255.3012 | 0 | 168.6883 | 0.24455 | 0.24455 | 0 | 0 | 0 | 0 | 40.9697 | 162.8898 | 36.2635 | 225.472 | 46.7138 | 272.1858 | 671.9271 | 464.9048 | 1136.832
2006 | Full Service Restaurant | 4A | 511.15 | 0 | 325.9535 | 137.7015 | 87.0423 | 31.5302 | 250.3723 | 255.3012 | 0 | 168.1611 | 0.24455 | 0.24455 | 0 | 0 | 0 | 0 | 40.9697 | 176.8072 | 36.1875 | 305.8626 | 325.9535 | 631.8161 | 752.2036 | 758.0619 | 1510.2655
2006 | Full Service Restaurant | 4B | 511.15 | 0 | 166.1613 | 89.0802 | 87.0423 | 31.5519 | 250.3723 | 255.3012 | 0 | 199.3816 | 0.24455 | 0.24455 | 0 | 0 | 0 | 0 | 40.9697 | 172.2097 | 35.8994 | 288.4617 | 166.1613 | 454.623 | 734.5365 | 593.6722 | 1328.2087
2006 | Full Service Restaurant | 4C | 511.15 | 0 | 261.0345 | 24.6177 | 87.0423 | 31.4922 | 250.3723 | 255.3012 | 0 | 164.2592 | 0.24455 | 0.24455 | 0 | 0 | 0 | 0 | 40.9697 | 181.7307 | 36.1223 | 188.8769 | 261.0345 | 449.9114 | 635.1147 | 698.061 | 1333.1757
2006 | Full Service Restaurant | 5A | 511.15 | 0 | 465.0842 | 99.6935 | 87.0423 | 31.5356 | 250.3723 | 255.3012 | 0 | 164.3788 | 0.24455 | 0.24455 | 0 | 0 | 0 | 0 | 40.9697 | 190.6051 | 36.1386 | 264.0723 | 465.0842 | 729.1565 | 710.3699 | 910.9905 | 1621.3603
2006 | Full Service Restaurant | 5B | 511.15 | 0 | 296.7926 | 61.5986 | 87.0423 | 31.5411 | 250.3723 | 255.3012 | 0 | 195.0449 | 0.24455 | 0.24455 | 0 | 0 | 0 | 0 | 40.9697 | 186.7304 | 35.8994 | 256.6435 | 296.7926 | 553.4362 | 702.7074 | 738.8242 | 1441.5316
2006 | Full Service Restaurant | 5C | 511.15 | 0 | 333.942 | 8.7656 | 87.0423 | 31.4922 | 250.3723 | 255.3012 | 0 | 156.8685 | 0.24455 | 0.24455 | 0 | 0 | 0 | 0 | 40.9697 | 189.5562 | 36.1494 | 165.6341 | 333.942 | 499.5761 | 611.8991 | 778.794 | 1390.6931
2006 | Full Service Restaurant | 6A | 511.15 | 0 | 620.1974 | 100.5793 | 87.0423 | 31.5248 | 250.3723 | 255.3012 | 0 | 168.4111 | 0.24455 | 0.24455 | 0 | 0 | 0 | 0 | 40.9697 | 200.8488 | 36.057 | 268.9904 | 620.1974 | 889.1878 | 715.1956 | 1076.3475 | 1791.543
2006 | Full Service Restaurant | 6B | 511.15 | 0 | 466.4156 | 38.5025 | 87.0423 | 31.503 | 250.3723 | 255.3012 | 0 | 182.5079 | 0.24455 | 0.24455 | 0 | 0 | 0 | 0 | 40.9697 | 198.2349 | 35.8505 | 221.0104 | 466.4156 | 687.426 | 666.9819 | 919.9517 | 1586.9336
2006 | Full Service Restaurant | 7 | 511.15 | 0 | 767.7351 | 83.8577 | 87.0423 | 31.4813 | 250.3723 | 255.3012 | 0 | 165.895 | 0.24455 | 0.24455 | 0 | 0 | 0 | 0 | 40.9697 | 212.9947 | 36.0679 | 249.7527 | 767.7351 | 1017.4878 | 695.9253 | 1236.031 | 1931.9563
2006 | Full Service Restaurant | 8 | 511.15 | 0 | 1065.6689 | 54.6969 | 87.0423 | 31.3074 | 250.3723 | 255.3012 | 0 | 161.716 | 0.24455 | 0.24455 | 0 | 0 | 0 | 0 | 40.9697 | 229.3575 | 36.0299 | 216.4129 | 1065.6689 | 1282.0818 | 662.3789 | 1550.3223 | 2212.7012
2009 | Full Service Restaurant | 0A | 511.15 | 0 | 0 | 473.8063 | 87.0423 | 20.9604 | 250.3723 | 255.3012 | 0 | 180.9156 | 0.24455 | 0.24455 | 0 | 0 | 0 | 0 | 40.9371 | 116.8661 | 37.5189 | 654.7219 | 0 | 654.7219 | 1091.7974 | 372.1673 | 1463.9647
2009 | Full Service Restaurant | 0B | 511.15 | 0 | 0 | 416.5661 | 87.0423 | 20.9658 | 250.3723 | 255.3012 | 0 | 201.4575 | 0.24455 | 0.24455 | 0 | 0 | 0 | 0 | 40.948 | 116.377 | 37.0733 | 618.0236 | 0 | 618.0236 | 1054.6643 | 371.6728 | 1426.3371
2009 | Full Service Restaurant | 1A | 511.15 | 0 | 0 | 329.7793 | 87.0423 | 20.9658 | 250.3723 | 255.3012 | 0 | 170.6338 | 0.24455 | 0.24455 | 0 | 0 | 0 | 0 | 40.9643 | 127.7457 | 36.5733 | 500.413 | 0 | 500.413 | 936.5809 | 383.0415 | 1319.6224
2009 | Full Service Restaurant | 1B | 511.15 | 0 | 2.2335 | 343.3108 | 87.0423 | 20.9386 | 250.3723 | 255.3012 | 0 | 198.1534 | 0.24455 | 0.24455 | 0 | 0 | 0 | 0 | 40.9643 | 127.9903 | 36.5353 | 541.4642 | 2.2335 | 543.6978 | 977.5615 | 385.5196 | 1363.0811
2009 | Full Service Restaurant | 2A | 511.15 | 0 | 10.0971 | 278.0278 | 87.0423 | 20.9332 | 250.3723 | 255.3012 | 0 | 174.0954 | 0.24455 | 0.24455 | 0 | 0 | 0 | 0 | 40.9751 | 139.9296 | 36.1983 | 452.1232 | 10.0971 | 462.2203 | 887.889 | 405.3224 | 1293.2114
2009 | Full Service Restaurant | 2B | 511.15 | 0 | 6.1571 | 188.8335 | 87.0423 | 20.9495 | 250.3723 | 255.3012 | 0 | 199.3761 | 0.24455 | 0.24455 | 0 | 0 | 0 | 0 | 40.986 | 140.7828 | 35.2854 | 388.2096 | 6.1571 | 394.3667 | 823.0841 | 402.2357 | 1225.3198
2009 | Full Service Restaurant | 3A | 511.15 | 0 | 79.6298 | 147.8801 | 87.0423 | 20.9441 | 250.3723 | 255.3012 | 0 | 173.1933 | 0.24455 | 0.24455 | 0 | 0 | 0 | 0 | 41.0023 | 160.928 | 34.9756 | 321.0734 | 79.6298 | 400.7032 | 755.6599 | 495.859 | 1251.5189
2009 | Full Service Restaurant | 3B | 511.15 | 0 | 26.6012 | 139.5329 | 87.0423 | 20.9441 | 250.3723 | 255.3012 | 0 | 196.3166 | 0.24455 | 0.24455 | 0 | 0 | 0 | 0 | 40.9969 | 155.5751 | 34.8723 | 335.8494 | 26.6012 | 362.4507 | 770.3218 | 437.4721 | 1207.794
2009 | Full Service Restaurant | 3C | 511.15 | 0 | 5.7387 | 57.0663 | 87.0423 | 20.9386 | 250.3723 | 255.3012 | 0 | 165.9004 | 0.24455 | 0.24455 | 0 | 0 | 0 | 0 | 40.9969 | 163.2267 | 35.2745 | 222.9667 | 5.7387 | 228.7054 | 657.8358 | 424.2666 | 1082.1024
2009 | Full Service Restaurant | 4A | 511.15 | 0 | 196.9415 | 94.0146 | 87.0423 | 20.9115 | 250.3723 | 255.3012 | 0 | 165.77 | 0.24455 | 0.24455 | 0 | 0 | 0 | 0 | 41.0241 | 177.4756 | 34.0789 | 259.7846 | 196.9415 | 456.7261 | 693.4635 | 629.7184 | 1323.1819
2009 | Full Service Restaurant | 4B | 511.15 | 0 | 72.3804 | 86.3956 | 87.0423 | 20.9278 | 250.3723 | 255.3012 | 0 | 196.0938 | 0.24455 | 0.24455 | 0 | 0 | 0 | 0 | 41.0132 | 172.7369 | 34.2094 | 282.4894 | 72.3804 | 354.8697 | 716.2933 | 500.4184 | 1216.7118
2009 | Full Service Restaurant | 4C | 511.15 | 0 | 112.9697 | 24.4003 | 87.0423 | 20.8897 | 250.3723 | 255.3012 | 0 | 161.7866 | 0.24455 | 0.24455 | 0 | 0 | 0 | 0 | 41.0349 | 182.5405 | 33.7094 | 186.1869 | 112.9697 | 299.1566 | 619.4746 | 550.8114 | 1170.286
2009 | Full Service Restaurant | 5A | 511.15 | 0 | 327.1327 | 53.2079 | 87.0423 | 20.9169 | 250.3723 | 255.3012 | 0 | 162.6507 | 0.24455 | 0.24455 | 0 | 0 | 0 | 0 | 41.0404 | 191.3985 | 33.579 | 215.8586 | 327.1327 | 542.9913 | 649.0484 | 773.827 | 1422.8754
2009 | Full Service Restaurant | 5B | 511.15 | 0 | 177.2854 | 59.2075 | 87.0423 | 20.9223 | 250.3723 | 255.3012 | 0 | 192.5777 | 0.24455 | 0.24455 | 0 | 0 | 0 | 0 | 41.0295 | 187.4097 | 33.7257 | 251.7852 | 177.2854 | 429.0706 | 685.1109 | 619.9909 | 1305.1018
2009 | Full Service Restaurant | 5C | 511.15 | 0 | 159.2433 | 9.0211 | 87.0423 | 20.8897 | 250.3723 | 255.3012 | 0 | 153.9502 | 0.24455 | 0.24455 | 0 | 0 | 0 | 0 | 41.0512 | 190.5072 | 33.2638 | 162.9713 | 159.2433 | 322.2146 | 595.8297 | 605.0518 | 1200.8815
2009 | Full Service Restaurant | 6A | 511.15 | 0 | 479.8928 | 59.1857 | 87.0423 | 20.9115 | 250.3723 | 255.3012 | 0 | 168.4872 | 0.24455 | 0.24455 | 0 | 0 | 0 | 0 | 41.0404 | 201.6477 | 33.4485 | 227.6729 | 479.8928 | 707.5657 | 660.7269 | 936.8363 | 1597.5632
2009 | Full Service Restaurant | 6B | 511.15 | 0 | 316.8726 | 38.2036 | 87.0423 | 20.8951 | 250.3723 | 255.3012 | 0 | 182.0242 | 0.24455 | 0.24455 | 0 | 0 | 0 | 0 | 41.0404 | 199.0555 | 33.2257 | 220.2278 | 316.8726 | 537.1004 | 653.0481 | 771.2239 | 1424.2721
2009 | Full Service Restaurant | 7 | 511.15 | 0 | 629.0391 | 53.0775 | 87.0423 | 20.8843 | 250.3723 | 255.3012 | 0 | 166.8406 | 0.24455 | 0.24455 | 0 | 0 | 0 | 0 | 41.0458 | 213.875 | 33.1333 | 219.918 | 629.0391 | 848.9571 | 652.6406 | 1098.2154 | 1750.8559
2009 | Full Service Restaurant | 8 | 511.15 | 0 | 937.1135 | 20.7865 | 87.0423 | 20.7647 | 250.3723 | 255.3012 | 0 | 161.0638 | 0.24455 | 0.24455 | 0 | 0 | 0 | 0 | 41.0567 | 230.3575 | 32.5899 | 181.8503 | 937.1135 | 1118.9638 | 613.9207 | 1422.7722 | 2036.6929
2012 | Full Service Restaurant | 0A | 511.15 | 0 | 0 | 401.7466 | 45.9313 | 20.9604 | 250.3723 | 255.3012 | 0 | 164.0745 | 0.24455 | 0.24455 | 0 | 0 | 0 | 0 | 40.9371 | 116.8172 | 37.6167 | 565.8211 | 0 | 565.8211 | 961.8725 | 372.1184 | 1333.9909
2012 | Full Service Restaurant | 0B | 511.15 | 0 | 0 | 351.4026 | 45.9313 | 20.9658 | 250.3723 | 255.3012 | 0 | 181.1275 | 0.24455 | 0.24455 | 0 | 0 | 0 | 0 | 40.948 | 116.3335 | 37.1548 | 532.5301 | 0 | 532.5301 | 928.1413 | 371.6293 | 1299.7707
2012 | Full Service Restaurant | 1A | 511.15 | 0 | 0 | 276.4192 | 45.9313 | 20.9658 | 250.3723 | 255.3012 | 0 | 156.1729 | 0.24455 | 0.24455 | 0 | 0 | 0 | 0 | 40.9643 | 127.7077 | 36.6929 | 432.5921 | 0 | 432.5921 | 827.7577 | 383.0089 | 1210.7666
2012 | Full Service Restaurant | 1B | 511.15 | 0 | 2.1085 | 287.9618 | 45.9313 | 20.9386 | 250.3723 | 255.3012 | 0 | 178.6331 | 0.24455 | 0.24455 | 0 | 0 | 0 | 0 | 40.9588 | 127.9522 | 36.6657 | 466.5949 | 2.1085 | 468.7035 | 861.7062 | 385.362 | 1247.0682
2012 | Full Service Restaurant | 2A | 511.15 | 0 | 11.0209 | 222.907 | 45.9313 | 20.9332 | 250.3723 | 255.3012 | 0 | 160.7595 | 0.24455 | 0.24455 | 0 | 0 | 0 | 0 | 40.9751 | 139.897 | 36.3179 | 383.6665 | 11.0209 | 394.6874 | 778.4353 | 406.2191 | 1184.6544
2012 | Full Service Restaurant | 2B | 511.15 | 0 | 6.2821 | 161.4551 | 45.9313 | 20.9495 | 250.3723 | 255.3012 | 0 | 183.2524 | 0.24455 | 0.24455 | 0 | 0 | 0 | 0 | 40.9806 | 140.7556 | 35.3669 | 344.7075 | 6.2821 | 350.9896 | 738.5525 | 402.339 | 1140.8915
2012 | Full Service Restaurant | 3A | 511.15 | 0 | 85.3794 | 124.8601 | 45.9313 | 20.9441 | 250.3723 | 255.3012 | 0 | 161.1671 | 0.24455 | 0.24455 | 0 | 0 | 0 | 0 | 41.0023 | 160.9171 | 35.0245 | 286.0272 | 85.3794 | 371.4065 | 679.5461 | 501.5923 | 1181.1384
2012 | Full Service Restaurant | 3B | 511.15 | 0 | 29.7912 | 119.4094 | 45.9313 | 20.9441 | 250.3723 | 255.3012 | 0 | 181.6329 | 0.24455 | 0.24455 | 0 | 0 | 0 | 0 | 40.9969 | 155.5588 | 34.9158 | 301.0423 | 29.7912 | 330.8335 | 694.4417 | 440.6458 | 1135.0875
2012 | Full Service Restaurant | 3C | 511.15 | 0 | 6.9723 | 47.6268 | 45.9313 | 20.9386 | 250.3723 | 255.3012 | 0 | 152.9068 | 0.24455 | 0.24455 | 0 | 0 | 0 | 0 | 40.9969 | 163.2321 | 35.2962 | 200.5337 | 6.9723 | 207.506 | 594.308 | 425.5002 | 1019.8083
2012 | Full Service Restaurant | 4A | 511.15 | 0 | 207.2668 | 79.7005 | 45.9313 | 20.9115 | 250.3723 | 255.3012 | 0 | 154.1513 | 0.24455 | 0.24455 | 0 | 0 | 0 | 0 | 41.0241 | 177.4648 | 34.1278 | 233.8518 | 207.2668 | 441.1186 | 626.4632 | 640.0274 | 1266.4906
2012 | Full Service Restaurant | 4B | 511.15 | 0 | 79.4885 | 75.1193 | 45.9313 | 20.9278 | 250.3723 | 255.3012 | 0 | 182.8828 | 0.24455 | 0.24455 | 0 | 0 | 0 | 0 | 41.0132 | 172.7314 | 34.2474 | 258.0021 | 79.4885 | 337.4906 | 650.7385 | 507.5212 | 1158.2597
2012 | Full Service Restaurant | 4C | 511.15 | 0 | 125.5883 | 20.8191 | 45.9313 | 20.8897 | 250.3723 | 255.3012 | 0 | 150.2875 | 0.24455 | 0.24455 | 0 | 0 | 0 | 0 | 41.0349 | 182.535 | 33.7311 | 171.1065 | 125.5883 | 296.6948 | 563.3104 | 563.4245 | 1126.7349
2012 | Full Service Restaurant | 5A | 511.15 | 0 | 334.7245 | 45.127 | 45.9313 | 20.9169 | 250.3723 | 255.3012 | 0 | 151.2765 | 0.24455 | 0.24455 | 0 | 0 | 0 | 0 | 41.0349 | 191.3876 | 33.6224 | 196.4035 | 334.7245 | 531.1281 | 588.5259 | 781.4079 | 1369.9338
2012 | Full Service Restaurant | 5B | 511.15 | 0 | 185.0783 | 51.4363 | 45.9313 | 20.9223 | 250.3723 | 255.3012 | 0 | 180.057 | 0.24455 | 0.24455 | 0 | 0 | 0 | 0 | 41.0241 | 187.4042 | 33.7637 | 231.4933 | 185.0783 | 416.5716 | 623.7406 | 627.7838 | 1251.5243
2012 | Full Service Restaurant | 5C | 511.15 | 0 | 205.104 | 5.4072 | 45.9313 | 20.8897 | 250.3723 | 255.3012 | 0 | 105.7963 | 0.24455 | 0.24455 | 0 | 0 | 0 | 0 | 41.0512 | 190.5127 | 33.2692 | 111.2035 | 205.104 | 316.3075 | 502.9509 | 650.9179 | 1153.8687
2012 | Full Service Restaurant | 6A | 511.15 | 0 | 482.8926 | 50.1321 | 45.9313 | 20.9115 | 250.3723 | 255.3012 | 0 | 154.7708 | 0.24455 | 0.24455 | 0 | 0 | 0 | 0 | 41.0404 | 201.6423 | 33.4811 | 204.9029 | 482.8926 | 687.7955 | 596.8785 | 939.8361 | 1536.7146
2012 | Full Service Restaurant | 6B | 511.15 | 0 | 325.823 | 32.4758 | 45.9313 | 20.8951 | 250.3723 | 255.3012 | 0 | 168.1122 | 0.24455 | 0.24455 | 0 | 0 | 0 | 0 | 41.0404 | 199.0501 | 33.242 | 200.588 | 325.823 | 526.411 | 592.3082 | 780.1743 | 1372.4825
2012 | Full Service Restaurant | 7 | 511.15 | 0 | 623.4852 | 35.7636 | 45.9313 | 20.8843 | 250.3723 | 255.3012 | 0 | 153.9502 | 0.24455 | 0.24455 | 0 | 0 | 0 | 0 | 41.0458 | 213.8642 | 33.1768 | 189.7138 | 623.4852 | 813.199 | 581.3634 | 1092.6506 | 1674.0139
2012 | Full Service Restaurant | 8 | 511.15 | 0 | 946.6019 | 8.8472 | 45.9313 | 20.7647 | 250.3723 | 255.3012 | 0 | 109.3667 | 0.24455 | 0.24455 | 0 | 0 | 0 | 0 | 41.0567 | 230.3466 | 32.6334 | 118.2138 | 946.6019 | 1064.8157 | 509.2167 | 1432.2497 | 1941.4664
2015 | Full Service Restaurant | 0A | 511.15 | 0 | 0 | 359.8476 | 39.4155 | 17.7704 | 244.5412 | 255.3012 | 0 | 91.455 | 0.24455 | 0.24455 | 0 | 0 | 0 | 0 | 40.9425 | 116.8389 | 30.9487 | 451.3026 | 0 | 451.3026 | 825.16 | 372.1402 | 1197.3002
2015 | Full Service Restaurant | 0B | 511.15 | 0 | 0 | 301.4825 | 39.3774 | 17.765 | 244.5412 | 255.3012 | 0 | 85.2055 | 0.24455 | 0.24455 | 0 | 0 | 0 | 0 | 40.948 | 116.3118 | 30.5792 | 386.688 | 0 | 386.688 | 760.1432 | 371.6076 | 1131.7508
2015 | Full Service Restaurant | 1A | 511.15 | 0 | 0 | 223.7112 | 39.372 | 17.765 | 244.5412 | 255.3012 | 0 | 52.4906 | 0.24455 | 0.24455 | 0 | 0 | 0 | 0 | 40.9643 | 127.637 | 30.0901 | 276.2018 | 0 | 276.2018 | 649.1789 | 382.9383 | 1032.1171
2015 | Full Service Restaurant | 1B | 511.15 | 0 | 4.2388 | 243.9325 | 39.4753 | 17.7432 | 244.5412 | 255.3012 | 0 | 80.4667 | 0.24455 | 0.24455 | 0 | 0 | 0 | 0 | 40.9588 | 127.8816 | 30.1118 | 324.3992 | 4.2388 | 328.638 | 697.4741 | 387.4162 | 1084.8903
2015 | Full Service Restaurant | 2A | 511.15 | 0 | 13.3468 | 196.3655 | 39.3557 | 17.7323 | 244.5412 | 255.3012 | 0 | 71.2011 | 0.24455 | 0.24455 | 0 | 0 | 0 | 0 | 40.9697 | 139.7774 | 29.8347 | 267.5666 | 13.3468 | 280.9134 | 640.2393 | 408.4254 | 1048.6648
2015 | Full Service Restaurant | 2B | 511.15 | 0 | 10.9231 | 132.3378 | 39.3285 | 17.7486 | 244.5412 | 255.3012 | 0 | 70.8316 | 0.24455 | 0.24455 | 0 | 0 | 0 | 0 | 40.9806 | 140.6306 | 28.9598 | 203.1693 | 10.9231 | 214.0924 | 574.9671 | 406.8495 | 981.8166
2015 | Full Service Restaurant | 3A | 511.15 | 0 | 86.8358 | 107.5516 | 39.41 | 17.7432 | 244.5412 | 255.3012 | 0 | 65.2287 | 0.24455 | 0.24455 | 0 | 0 | 0 | 0 | 40.9969 | 160.7378 | 28.6663 | 172.7803 | 86.8358 | 259.6161 | 544.3825 | 502.8748 | 1047.2573
2015 | Full Service Restaurant | 3B | 511.15 | 0 | 40.2089 | 96.7046 | 39.3992 | 17.7432 | 244.5412 | 255.3012 | 0 | 68.8643 | 0.24455 | 0.24455 | 0 | 0 | 0 | 0 | 40.9914 | 155.423 | 28.4924 | 165.5689 | 40.2089 | 205.7778 | 536.9863 | 450.9331 | 987.9194
2015 | Full Service Restaurant | 3C | 511.15 | 0 | 14.5369 | 44.8335 | 39.5242 | 17.7758 | 244.5412 | 255.3012 | 0 | 44.3662 | 0.24455 | 0.24455 | 0 | 0 | 0 | 0 | 40.9806 | 162.9604 | 29.2097 | 89.1997 | 14.5369 | 103.7367 | 461.4758 | 432.7986 | 894.2743
2015 | Full Service Restaurant | 4A | 511.15 | 0 | 206.0876 | 67.4242 | 39.4916 | 17.7813 | 244.5412 | 255.3012 | 0 | 48.2681 | 0.24455 | 0.24455 | 0 | 0 | 0 | 0 | 41.0186 | 177.2746 | 27.7751 | 115.6923 | 206.0876 | 321.7799 | 486.5391 | 638.6579 | 1125.197
2015 | Full Service Restaurant | 4B | 511.15 | 0 | 95.4547 | 60.8812 | 39.3285 | 17.7378 | 244.5412 | 255.3012 | 0 | 70.1197 | 0.24455 | 0.24455 | 0 | 0 | 0 | 0 | 41.0077 | 172.5956 | 27.7642 | 131.0009 | 95.4547 | 226.4556 | 501.6249 | 523.346 | 1024.9709
2015 | Full Service Restaurant | 4C | 511.15 | 0 | 138.6525 | 18.3356 | 39.5405 | 17.7758 | 244.5412 | 255.3012 | 0 | 44.8227 | 0.24455 | 0.24455 | 0 | 0 | 0 | 0 | 41.0186 | 182.2416 | 27.6664 | 63.1582 | 138.6525 | 201.8107 | 433.9452 | 576.1953 | 1010.1405
2015 | Full Service Restaurant | 5A | 511.15 | 0 | 325.3013 | 38.5568 | 39.4209 | 17.7486 | 244.5412 | 255.3012 | 0 | 47.3279 | 0.24455 | 0.24455 | 0 | 0 | 0 | 0 | 41.0295 | 191.192 | 27.2642 | 85.8848 | 325.3013 | 411.1861 | 456.1338 | 771.7891 | 1227.9229
2015 | Full Service Restaurant | 5B | 511.15 | 0 | 199.4033 | 41.9099 | 39.3992 | 17.7704 | 244.5412 | 255.3012 | 0 | 70.9511 | 0.24455 | 0.24455 | 0 | 0 | 0 | 0 | 41.0241 | 187.2684 | 27.2371 | 112.861 | 199.4033 | 312.2643 | 483.0719 | 641.9729 | 1125.0448
2015 | Full Service Restaurant | 5C | 511.15 | 0 | 186.0185 | 8.1189 | 39.5513 | 17.765 | 244.5412 | 255.3012 | 0 | 43.4315 | 0.24455 | 0.24455 | 0 | 0 | 0 | 0 | 41.0349 | 190.1975 | 27.2371 | 51.5504 | 186.0185 | 237.5689 | 421.919 | 631.5172 | 1053.4362
2015 | Full Service Restaurant | 6A | 511.15 | 0 | 457.275 | 43.9151 | 39.4318 | 17.7595 | 244.5412 | 255.3012 | 0 | 64.8103 | 0.24455 | 0.24455 | 0 | 0 | 0 | 0 | 41.0349 | 201.4521 | 27.0523 | 108.7254 | 457.275 | 566.0004 | 478.7897 | 914.0283 | 1392.8179
2015 | Full Service Restaurant | 6B | 511.15 | 0 | 328.2794 | 27.161 | 39.3557 | 17.7378 | 244.5412 | 255.3012 | 0 | 67.8264 | 0.24455 | 0.24455 | 0 | 0 | 0 | 0 | 41.0349 | 198.8816 | 26.7969 | 94.9873 | 328.2794 | 423.2667 | 464.6983 | 782.4622 | 1247.1605
2015 | Full Service Restaurant | 7 | 511.15 | 0 | 598.1121 | 30.9433 | 39.3829 | 17.7704 | 244.5412 | 255.3012 | 0 | 49.9853 | 0.24455 | 0.24455 | 0 | 0 | 0 | 0 | 41.0404 | 213.674 | 26.7317 | 80.9286 | 598.1121 | 679.0407 | 450.6342 | 1067.0873 | 1517.7215
2015 | Full Service Restaurant | 8 | 511.15 | 0 | 860.728 | 9.9612 | 39.8339 | 17.8736 | 244.5412 | 255.3012 | 0 | 49.5832 | 0.24455 | 0.24455 | 0 | 0 | 0 | 0 | 41.0512 | 230.1292 | 26.21 | 59.5444 | 860.728 | 920.2724 | 429.2989 | 1346.153 | 1775.4519
2018 | Full Service Restaurant | 0A | 511.15 | 0 | 0 | 354.2176 | 32.4867 | 11.4991 | 244.5412 | 255.3012 | 0 | 90.8029 | 0.24455 | 0.24455 | 0 | 0 | 0 | 0 | 40.9425 | 116.8389 | 30.9542 | 445.0205 | 0 | 445.0205 | 805.6887 | 372.1347 | 1177.8234
2018 | Full Service Restaurant | 0B | 511.15 | 0 | 0 | 298.6729 | 32.4595 | 11.4991 | 244.5412 | 255.3012 | 0 | 85.0642 | 0.24455 | 0.24455 | 0 | 0 | 0 | 0 | 40.948 | 116.3064 | 30.5846 | 383.7371 | 0 | 383.7371 | 744.014 | 371.6076 | 1115.6216
2018 | Full Service Restaurant | 1A | 511.15 | 0 | 0 | 220.9941 | 32.4541 | 11.4991 | 244.5412 | 255.3012 | 0 | 52.0884 | 0.24455 | 0.24455 | 0 | 0 | 0 | 0 | 40.9643 | 127.637 | 30.0955 | 273.0825 | 0 | 273.0825 | 632.8812 | 382.9383 | 1015.8194
2018 | Full Service Restaurant | 1B | 511.15 | 0 | 4.5377 | 241.3892 | 32.5356 | 11.4828 | 244.5412 | 255.3012 | 0 | 79.8798 | 0.24455 | 0.24455 | 0 | 0 | 0 | 0 | 40.9588 | 127.8816 | 30.1227 | 321.269 | 4.5377 | 325.8067 | 681.1547 | 387.7259 | 1068.8806
2018 | Full Service Restaurant | 2A | 511.15 | 0 | 13.9011 | 192.7788 | 32.4432 | 11.4774 | 244.5412 | 255.3012 | 0 | 70.6196 | 0.24455 | 0.24455 | 0 | 0 | 0 | 0 | 40.9697 | 139.7774 | 29.8401 | 263.3984 | 13.9011 | 277.2996 | 622.9146 | 408.9798 | 1031.8943
2018 | Full Service Restaurant | 2B | 511.15 | 0 | 11.5209 | 130.9194 | 32.4214 | 11.4883 | 244.5412 | 255.3012 | 0 | 70.2229 | 0.24455 | 0.24455 | 0 | 0 | 0 | 0 | 40.9806 | 140.6306 | 28.9598 | 201.1423 | 11.5209 | 212.6632 | 559.7781 | 407.4527 | 967.2308
2018 | Full Service Restaurant | 3A | 511.15 | 0 | 88.4226 | 106.1224 | 32.4867 | 11.4883 | 244.5412 | 255.3012 | 0 | 64.6744 | 0.24455 | 0.24455 | 0 | 0 | 0 | 0 | 40.9969 | 160.7378 | 28.6717 | 170.7968 | 88.4226 | 259.2194 | 529.2152 | 504.4616 | 1033.6768
2018 | Full Service Restaurant | 3B | 511.15 | 0 | 41.5784 | 95.5525 | 32.4812 | 11.4828 | 244.5412 | 255.3012 | 0 | 68.5817 | 0.24455 | 0.24455 | 0 | 0 | 0 | 0 | 40.9914 | 155.4284 | 28.4924 | 164.1343 | 41.5784 | 205.7126 | 522.3679 | 452.308 | 974.6758
2018 | Full Service Restaurant | 3C | 511.15 | 0 | 15.6238 | 41.9859 | 32.579 | 11.5046 | 244.5412 | 255.3012 | 0 | 43.9803 | 0.24455 | 0.24455 | 0 | 0 | 0 | 0 | 40.9806 | 162.9604 | 29.2097 | 85.9663 | 15.6238 | 101.5901 | 445.0259 | 433.8855 | 878.9114
2018 | Full Service Restaurant | 4A | 511.15 | 0 | 209.984 | 65.9678 | 32.579 | 11.51 | 244.5412 | 255.3012 | 0 | 47.7138 | 0.24455 | 0.24455 | 0 | 0 | 0 | 0 | 41.0186 | 177.2746 | 27.7751 | 113.6816 | 209.984 | 323.6656 | 471.3446 | 642.5598 | 1113.9044
2018 | Full Service Restaurant | 4B | 511.15 | 0 | 99.9163 | 59.5281 | 32.4377 | 11.4828 | 244.5412 | 255.3012 | 0 | 69.4838 | 0.24455 | 0.24455 | 0 | 0 | 0 | 0 | 41.0132 | 172.601 | 27.7479 | 129.0119 | 99.9163 | 228.9282 | 486.4739 | 527.8185 | 1014.2924
2018 | Full Service Restaurant | 4C | 511.15 | 0 | 143.2771 | 17.7486 | 32.6225 | 11.51 | 244.5412 | 255.3012 | 0 | 44.2032 | 0.24455 | 0.24455 | 0 | 0 | 0 | 0 | 41.0186 | 182.247 | 27.6664 | 61.9518 | 143.2771 | 205.2289 | 419.5605 | 580.8199 | 1000.3804
2018 | Full Service Restaurant | 5A | 511.15 | 0 | 328.5837 | 37.7254 | 32.5084 | 11.4883 | 244.5412 | 255.3012 | 0 | 46.8443 | 0.24455 | 0.24455 | 0 | 0 | 0 | 0 | 41.0295 | 191.192 | 27.2642 | 84.5697 | 328.5837 | 413.1533 | 441.6457 | 775.0715 | 1216.7172
2018 | Full Service Restaurant | 5B | 511.15 | 0 | 204.3758 | 41.0621 | 32.4867 | 11.5046 | 244.5412 | 255.3012 | 0 | 70.1523 | 0.24455 | 0.24455 | 0 | 0 | 0 | 0 | 41.0241 | 187.2738 | 27.2208 | 111.2144 | 204.3758 | 315.5901 | 468.2307 | 646.9453 | 1115.176
2018 | Full Service Restaurant | 5C | 511.15 | 0 | 190.7572 | 7.8527 | 32.6171 | 11.5046 | 244.5412 | 255.3012 | 0 | 42.9424 | 0.24455 | 0.24455 | 0 | 0 | 0 | 0 | 41.0349 | 190.1975 | 27.2371 | 50.795 | 190.7572 | 241.5523 | 407.969 | 636.2559 | 1044.2249
2018 | Full Service Restaurant | 6A | 511.15 | 0 | 472.2956 | 41.6164 | 32.503 | 11.4991 | 244.5412 | 255.3012 | 0 | 49.3115 | 0.24455 | 0.24455 | 0 | 0 | 0 | 0 | 41.0349 | 201.4521 | 27.0469 | 90.9279 | 472.2956 | 563.2235 | 447.7975 | 929.0489 | 1376.8463
2018 | Full Service Restaurant | 6B | 511.15 | 0 | 332.1486 | 26.7262 | 32.4432 | 11.4828 | 244.5412 | 255.3012 | 0 | 67.2449 | 0.24455 | 0.24455 | 0 | 0 | 0 | 0 | 41.0349 | 198.8816 | 26.7914 | 93.9711 | 332.1486 | 426.1198 | 450.5092 | 786.3315 | 1236.8407
2018 | Full Service Restaurant | 7 | 511.15 | 0 | 601.2423 | 30.1716 | 32.4595 | 11.5046 | 244.5412 | 255.3012 | 0 | 49.5723 | 0.24455 | 0.24455 | 0 | 0 | 0 | 0 | 41.0404 | 213.674 | 26.7262 | 79.7439 | 601.2423 | 680.9862 | 436.2657 | 1070.212 | 1506.4778
2018 | Full Service Restaurant | 8 | 511.15 | 0 | 863.6734 | 9.7601 | 32.8236 | 11.5806 | 244.5412 | 255.3012 | 0 | 49.1647 | 0.24455 | 0.24455 | 0 | 0 | 0 | 0 | 41.0512 | 230.1292 | 26.21 | 58.9249 | 863.6734 | 922.5983 | 415.3706 | 1349.0984 | 1764.469
2006 | High-Rise Apartment | 0A | 7836.48 | 0 | 0 | 68.866 | 13.1146 | 7.5753 | 40.3143 | 0 | 1.2825 | 17.231 | 2.9229 | 0.0040461 | 2.9189 | 3.6652 | 0 | 0 | 0 | 26.3983 | 0 | 92.6811 | 0 | 92.6811 | 154.9714 | 26.3983 | 181.3697
2006 | High-Rise Apartment | 0B | 7836.48 | 0.024104 | 0.0060259 | 55.3997 | 13.1146 | 7.5767 | 40.3143 | 0 | 1.2825 | 17.035 | 3.4965 | 0.0040461 | 3.4924 | 2.9556 | 0 | 0 | 0 | 26.2629 | 0 | 78.9068 | 0.0060259 | 78.9128 | 141.1986 | 26.2689 | 167.4675
2006 | High-Rise Apartment | 1A | 7836.48 | 0.00070894 | 0 | 48.1296 | 13.1146 | 7.5775 | 40.3143 | 0 | 1.2825 | 13.4279 | 2.6014 | 0.0040461 | 2.5974 | 2.2987 | 0 | 0 | 0 | 28.8622 | 0 | 66.4544 | 0 | 66.4544 | 128.7472 | 28.8622 | 157.6094
2006 | High-Rise Apartment | 1B | 7836.48 | 0.55687 | 1.4331 | 42.7679 | 13.1146 | 7.5679 | 40.3143 | 0 | 1.2825 | 14.7122 | 2.9492 | 0.0040461 | 2.9451 | 2.2204 | 0 | 0 | 0 | 28.9341 | 0 | 63.2025 | 1.4331 | 64.6356 | 125.4861 | 30.3672 | 155.8534
2006 | High-Rise Apartment | 2A | 7836.48 | 1.5228 | 4.9558 | 35.848 | 13.1146 | 7.5654 | 40.3143 | 0 | 1.2825 | 11.1877 | 2.5305 | 0.0040461 | 2.5265 | 1.8344 | 0 | 0 | 0 | 31.6823 | 0 | 52.9194 | 4.9558 | 57.8752 | 115.2002 | 36.6381 | 151.8383
2006 | High-Rise Apartment | 2B | 7836.48 | 1.4671 | 4.2586 | 28.0823 | 13.1146 | 7.5707 | 40.3143 | 0 | 1.2825 | 11.7821 | 2.6216 | 0.0040461 | 2.6176 | 1.095 | 0 | 0 | 0 | 31.8599 | 0 | 45.0442 | 4.2586 | 49.3027 | 107.3299 | 36.1185 | 143.4484
2006 | High-Rise Apartment | 3A | 7836.48 | 7.8511 | 28.0565 | 18.1207 | 13.1146 | 7.5693 | 40.3143 | 0 | 1.2825 | 9.2548 | 2.3501 | 0.0040461 | 2.3461 | 0.86526 | 0 | 0 | 0 | 36.5105 | 0 | 38.438 | 28.0565 | 66.4944 | 100.723 | 64.5673 | 165.2903
2006 | High-Rise Apartment | 3B | 7836.48 | 3.8254 | 12.9448 | 19.4241 | 13.1146 | 7.5689 | 40.3143 | 0 | 1.2825 | 10.2689 | 2.2296 | 0.0040461 | 2.2256 | 0.77026 | 0 | 0 | 0 | 35.2773 | 0 | 36.5143 | 12.9448 | 49.4591 | 98.7986 | 48.2221 | 147.0207
2006 | High-Rise Apartment | 3C | 7836.48 | 1.7823 | 5.7126 | 3.6471 | 13.1146 | 7.5679 | 40.3143 | 0 | 1.2825 | 5.1674 | 1.3892 | 0.0040461 | 1.3851 | 0.16979 | 0 | 0 | 0 | 37.0621 | 0 | 12.1517 | 5.7126 | 17.8643 | 74.4353 | 42.7743 | 117.2097
2006 | High-Rise Apartment | 4A | 7836.48 | 14.3967 | 52.1213 | 12.9395 | 13.1146 | 7.558 | 40.3143 | 0 | 1.2825 | 9.4551 | 2.5089 | 0.0040461 | 2.5049 | 0.62422 | 0 | 0 | 0 | 40.3125 | 0 | 39.9203 | 52.1213 | 92.0416 | 102.1937 | 92.4338 | 194.6275
2006 | High-Rise Apartment | 4B | 7836.48 | 6.0493 | 20.7076 | 13.9157 | 13.1146 | 7.5636 | 40.3143 | 0 | 1.2825 | 9.6745 | 2.1594 | 0.0040461 | 2.1554 | 0.51894 | 0 | 0 | 0 | 39.2406 | 0 | 32.3138 | 20.7076 | 53.0215 | 94.5929 | 59.9483 | 154.5411
2006 | High-Rise Apartment | 4C | 7836.48 | 8.4144 | 30.0964 | 2.3136 | 13.1146 | 7.5491 | 40.3143 | 0 | 1.2825 | 6.6353 | 1.7209 | 0.0040461 | 1.7169 | 0.099605 | 0 | 0 | 0 | 41.4621 | 0 | 19.1797 | 30.0964 | 49.2762 | 81.4442 | 71.5585 | 153.0027
2006 | High-Rise Apartment | 5A | 7836.48 | 19.2635 | 69.6529 | 6.2436 | 13.1146 | 7.5601 | 40.3143 | 0 | 1.2825 | 9.2062 | 2.1619 | 0.0040461 | 2.1579 | 0.28464 | 0 | 0 | 0 | 43.5339 | 0 | 37.1558 | 69.6529 | 106.8087 | 99.4313 | 113.1868 | 212.6181
2006 | High-Rise Apartment | 5B | 7836.48 | 9.9223 | 34.8335 | 9.0712 | 13.1146 | 7.5604 | 40.3143 | 0 | 1.2825 | 9.4561 | 1.9081 | 0.0040461 | 1.9041 | 0.32646 | 0 | 0 | 0 | 42.6297 | 0 | 30.6801 | 34.8335 | 65.5136 | 92.9556 | 77.4629 | 170.4184
2006 | High-Rise Apartment | 5C | 7836.48 | 6.8848 | 24.6997 | 0.77593 | 13.1146 | 7.5487 | 40.3143 | 0 | 1.2825 | 5.921 | 1.532 | 0.0040461 | 1.528 | 0.035092 | 0 | 0 | 0 | 43.2879 | 0 | 15.1448 | 24.6997 | 39.8445 | 77.409 | 67.9876 | 145.3966
2006 | High-Rise Apartment | 6A | 7836.48 | 26.88 | 95.5492 | 7.1053 | 13.1146 | 7.5565 | 40.3143 | 0 | 1.2825 | 10.4983 | 2.9158 | 0.0040461 | 2.9118 | 0.35801 | 0 | 0 | 0 | 45.9199 | 0 | 47.7534 | 95.5492 | 143.3026 | 110.0253 | 141.4687 | 251.494
2006 | High-Rise Apartment | 6B | 7836.48 | 18.6936 | 65.0111 | 5.1104 | 13.1146 | 7.5512 | 40.3143 | 0 | 1.2825 | 10.4547 | 2.0045 | 0.0040461 | 2.0005 | 0.19035 | 0 | 0 | 0 | 45.3126 | 0 | 36.4494 | 65.0111 | 101.4605 | 98.716 | 110.3238 | 209.0398
2006 | High-Rise Apartment | 7 | 7836.48 | 25.0796 | 87.0182 | 5.228 | 13.1146 | 7.5466 | 40.3143 | 0 | 1.2825 | 10.4848 | 2.2562 | 0.0040461 | 2.2521 | 0.23608 | 0 | 0 | 0 | 48.7574 | 0 | 43.2807 | 87.0182 | 130.2989 | 105.5427 | 135.7756 | 241.3183
2006 | High-Rise Apartment | 8 | 7836.48 | 29.6888 | 96.7041 | 2.5819 | 13.1146 | 7.5051 | 40.3143 | 0 | 1.2825 | 12.1515 | 2.0839 | 0.0040461 | 2.0799 | 0.10492 | 0 | 0 | 0 | 52.5835 | 0 | 46.607 | 96.7041 | 143.3111 | 108.8276 | 149.2875 | 258.1151
2009 | High-Rise Apartment | 0A | 7836.48 | 0 | 0 | 68.33 | 11.8537 | 5.9799 | 40.3143 | 0 | 1.2825 | 17.0563 | 2.8886 | 0.0040461 | 2.8845 | 3.6248 | 0 | 0 | 0 | 26.3983 | 0 | 91.8956 | 0 | 91.8956 | 151.3296 | 26.3983 | 177.7279
2009 | High-Rise Apartment | 0B | 7836.48 | 0.021623 | 0.0067349 | 54.8581 | 11.8537 | 5.9809 | 40.3143 | 0 | 1.2825 | 16.8911 | 3.4529 | 0.0040461 | 3.4488 | 2.9247 | 0 | 0 | 0 | 26.2629 | 0 | 78.1443 | 0.0067349 | 78.1511 | 137.5798 | 26.2696 | 163.8494
2009 | High-Rise Apartment | 1A | 7836.48 | 0.00070894 | 0 | 47.6078 | 11.8537 | 5.9816 | 40.3143 | 0 | 1.2825 | 13.2851 | 2.5699 | 0.0040461 | 2.5658 | 2.2704 | 0 | 0 | 0 | 28.8622 | 0 | 65.7298 | 0 | 65.7298 | 125.166 | 28.8622 | 154.0282
2009 | High-Rise Apartment | 1B | 7836.48 | 0.55687 | 1.4579 | 42.5116 | 11.8537 | 5.9742 | 40.3143 | 0 | 1.2825 | 14.5778 | 2.8978 | 0.0040461 | 2.8937 | 2.1942 | 0 | 0 | 0 | 28.9341 | 0 | 62.7342 | 1.4579 | 64.1922 | 122.1626 | 30.392 | 152.5547
2009 | High-Rise Apartment | 2A | 7836.48 | 1.2509 | 4.0675 | 34.5219 | 11.8537 | 5.9721 | 40.3143 | 0 | 1.2825 | 10.6606 | 2.331 | 0.0040461 | 2.3269 | 1.7302 | 0 | 0 | 0 | 31.6823 | 0 | 50.4906 | 4.0675 | 54.5581 | 109.9175 | 35.7498 | 145.6674
2009 | High-Rise Apartment | 2B | 7836.48 | 1.112 | 3.1236 | 26.6606 | 11.8537 | 5.9763 | 40.3143 | 0 | 1.2825 | 11.1647 | 2.3852 | 0.0040461 | 2.3812 | 1.0255 | 0 | 0 | 0 | 31.8599 | 0 | 42.3438 | 3.1236 | 45.4674 | 101.7747 | 34.9835 | 136.7582
2009 | High-Rise Apartment | 3A | 7836.48 | 6.9093 | 24.6936 | 17.3211 | 11.8537 | 5.9753 | 40.3143 | 0 | 1.2825 | 8.755 | 2.1541 | 0.0040461 | 2.1501 | 0.81634 | 0 | 0 | 0 | 36.5109 | 0 | 35.9517 | 24.6936 | 60.6453 | 95.3815 | 61.2048 | 156.5864
2009 | High-Rise Apartment | 3B | 7836.48 | 3.1105 | 10.5404 | 18.338 | 11.8537 | 5.9749 | 40.3143 | 0 | 1.2825 | 9.7007 | 2.0134 | 0.0040461 | 2.0093 | 0.71992 | 0 | 0 | 0 | 35.2773 | 0 | 33.8784 | 10.5404 | 44.4189 | 93.3079 | 45.8178 | 139.1257
2009 | High-Rise Apartment | 3C | 7836.48 | 1.376 | 4.3802 | 3.3742 | 11.8537 | 5.9742 | 40.3143 | 0 | 1.2825 | 4.9689 | 1.2073 | 0.0040461 | 1.2033 | 0.15667 | 0 | 0 | 0 | 37.0617 | 0 | 11.0791 | 4.3802 | 15.4592 | 70.5078 | 41.4419 | 111.9497
2009 | High-Rise Apartment | 4A | 7836.48 | 12.6109 | 45.6441 | 12.6637 | 11.8537 | 5.966 | 40.3143 | 0 | 1.2825 | 8.9124 | 2.3225 | 0.0040461 | 2.3184 | 0.5987 | 0 | 0 | 0 | 40.3125 | 0 | 37.1041 | 45.6441 | 82.7482 | 96.5251 | 85.9566 | 182.4817
2009 | High-Rise Apartment | 4B | 7836.48 | 4.7669 | 16.3034 | 13.4432 | 11.8537 | 5.9707 | 40.3143 | 0 | 1.2825 | 9.1158 | 1.9871 | 0.0040461 | 1.9831 | 0.49874 | 0 | 0 | 0 | 39.2406 | 0 | 29.8077 | 16.3034 | 46.1111 | 89.2329 | 55.544 | 144.7769
2009 | High-Rise Apartment | 4C | 7836.48 | 7.967 | 28.4747 | 2.2789 | 11.8537 | 5.9593 | 40.3143 | 0 | 1.2825 | 6.5066 | 1.6869 | 0.0040461 | 1.6829 | 0.098188 | 0 | 0 | 0 | 41.4621 | 0 | 18.5335 | 28.4747 | 47.0083 | 77.9474 | 69.9372 | 147.8846
2009 | High-Rise Apartment | 5A | 7836.48 | 18.5752 | 67.0557 | 6.1748 | 11.8537 | 5.9682 | 40.3143 | 0 | 1.2825 | 9.0233 | 2.096 | 0.0040461 | 2.0919 | 0.28003 | 0 | 0 | 0 | 43.5339 | 0 | 36.1453 | 67.0557 | 103.201 | 95.5676 | 110.59 | 206.1576
2009 | High-Rise Apartment | 5B | 7836.48 | 9.3462 | 32.8499 | 8.9514 | 11.8537 | 5.9682 | 40.3143 | 0 | 1.2825 | 9.2498 | 1.856 | 0.0040461 | 1.8519 | 0.32186 | 0 | 0 | 0 | 42.6297 | 0 | 29.7212 | 32.8499 | 62.5712 | 89.1447 | 75.4793 | 164.6239
2009 | High-Rise Apartment | 5C | 7836.48 | 6.3623 | 22.8454 | 0.77238 | 11.8537 | 5.959 | 40.3143 | 0 | 1.2825 | 5.7821 | 1.4859 | 0.0040461 | 1.4819 | 0.035092 | 0 | 0 | 0 | 43.2879 | 0 | 14.4338 | 22.8454 | 37.2792 | 73.8469 | 66.1334 | 139.9803
2009 | High-Rise Apartment | 6A | 7836.48 | 25.6241 | 90.7483 | 7.0585 | 11.8537 | 5.9653 | 40.3143 | 0 | 1.2825 | 10.1697 | 2.7613 | 0.0040461 | 2.7573 | 0.35021 | 0 | 0 | 0 | 45.9199 | 0 | 45.9598 | 90.7483 | 136.7081 | 105.38 | 136.6681 | 242.0482
2009 | High-Rise Apartment | 6B | 7836.48 | 17.5089 | 60.9142 | 5.0398 | 11.8537 | 5.9611 | 40.3143 | 0 | 1.2825 | 10.1101 | 1.9226 | 0.0040461 | 1.9186 | 0.18716 | 0 | 0 | 0 | 45.3123 | 0 | 34.7646 | 60.9142 | 95.6788 | 94.1803 | 106.2268 | 200.4071
2009 | High-Rise Apartment | 7 | 7836.48 | 23.2275 | 80.8034 | 5.372 | 11.8537 | 5.9572 | 40.3143 | 0 | 1.2825 | 10.1303 | 2.1839 | 0.0040461 | 2.1798 | 0.24033 | 0 | 0 | 0 | 48.7574 | 0 | 41.15 | 80.8034 | 121.9533 | 100.5617 | 129.5607 | 230.1225
2009 | High-Rise Apartment | 8 | 7836.48 | 25.8145 | 86.4178 | 2.7397 | 11.8537 | 5.9246 | 40.3143 | 0 | 1.2825 | 11.3883 | 2.0112 | 0.0040461 | 2.0072 | 0.11059 | 0 | 0 | 0 | 52.5835 | 0 | 42.0603 | 86.4178 | 128.478 | 101.4394 | 139.0013 | 240.4406
2012 | High-Rise Apartment | 0A | 7836.48 | 0 | 0 | 63.1633 | 9.7943 | 5.9799 | 40.3143 | 0 | 0.74332 | 14.7802 | 2.4823 | 0.0040461 | 2.4783 | 3.1874 | 0 | 0 | 0 | 26.3983 | 0 | 83.6092 | 0 | 83.6092 | 140.4454 | 26.3983 | 166.8436
2012 | High-Rise Apartment | 0B | 7836.48 | 0.0060259 | 0 | 50.0565 | 9.7943 | 5.9809 | 40.3143 | 0 | 0.74332 | 14.6569 | 2.7723 | 0.0040461 | 2.7682 | 2.4756 | 0 | 0 | 0 | 26.2629 | 0 | 69.9632 | 0 | 69.9632 | 126.8005 | 26.2629 | 153.0633
2012 | High-Rise Apartment | 1A | 7836.48 | 0 | 0 | 45.1528 | 9.7943 | 5.9816 | 40.3143 | 0 | 0.74332 | 12.0108 | 2.2413 | 0.0040461 | 2.2373 | 2.0821 | 0 | 0 | 0 | 28.8625 | 0 | 61.483 | 0 | 61.483 | 118.3216 | 28.8625 | 147.1841
2012 | High-Rise Apartment | 1B | 7836.48 | 0.17972 | 0.31016 | 38.2715 | 9.7943 | 5.9742 | 40.3143 | 0 | 0.74332 | 12.6329 | 2.2849 | 0.0040461 | 2.2809 | 1.8407 | 0 | 0 | 0 | 28.9341 | 0 | 55.2057 | 0.31016 | 55.5158 | 112.0358 | 29.2443 | 141.2801
2012 | High-Rise Apartment | 2A | 7836.48 | 1.0155 | 3.0941 | 33.176 | 9.7943 | 5.9721 | 40.3143 | 0 | 0.74332 | 9.9545 | 2.1555 | 0.0040461 | 2.1515 | 1.6359 | 0 | 0 | 0 | 31.6823 | 0 | 47.9334 | 3.0941 | 51.0276 | 104.7622 | 34.7765 | 139.5386
2012 | High-Rise Apartment | 2B | 7836.48 | 0.83973 | 2.1431 | 25.1672 | 9.7943 | 5.9763 | 40.3143 | 0 | 0.74332 | 10.3781 | 2.1771 | 0.0040461 | 2.1731 | 0.9599 | 0 | 0 | 0 | 31.8599 | 0 | 39.518 | 2.1431 | 41.6611 | 96.3507 | 34.003 | 130.3537
2012 | High-Rise Apartment | 3A | 7836.48 | 6.1886 | 20.7576 | 16.9262 | 9.7943 | 5.9753 | 40.3143 | 0 | 0.74332 | 8.2821 | 2.0456 | 0.0040461 | 2.0416 | 0.79153 | 0 | 0 | 0 | 36.5105 | 0 | 34.2301 | 20.7576 | 54.9877 | 91.062 | 57.2685 | 148.3305
2012 | High-Rise Apartment | 3B | 7836.48 | 2.5862 | 8.2183 | 17.8308 | 9.7943 | 5.9749 | 40.3143 | 0 | 0.74332 | 9.1804 | 1.8886 | 0.0040461 | 1.8846 | 0.69476 | 0 | 0 | 0 | 35.2773 | 0 | 32.1766 | 8.2183 | 40.395 | 89.0082 | 43.4956 | 132.5039
2012 | High-Rise Apartment | 3C | 7836.48 | 1.1059 | 3.2522 | 3.3621 | 9.7943 | 5.9742 | 40.3143 | 0 | 0.74332 | 4.8278 | 1.129 | 0.0040461 | 1.1249 | 0.15526 | 0 | 0 | 0 | 37.0621 | 0 | 10.5761 | 3.2522 | 13.8283 | 67.4063 | 40.3143 | 107.7206
2012 | High-Rise Apartment | 4A | 7836.48 | 8.0453 | 27.1678 | 12.4446 | 9.7943 | 5.966 | 40.3143 | 0 | 0.74332 | 7.8571 | 2.0237 | 0.0040461 | 2.0196 | 0.57176 | 0 | 0 | 0 | 40.3129 | 0 | 30.9385 | 27.1678 | 58.1063 | 87.7612 | 67.481 | 155.2422
2012 | High-Rise Apartment | 4B | 7836.48 | 2.6628 | 8.3449 | 13.9816 | 9.7943 | 5.9707 | 40.3143 | 0 | 0.74332 | 8.465 | 1.828 | 0.0040461 | 1.8239 | 0.51362 | 0 | 0 | 0 | 39.2406 | 0 | 27.447 | 8.3449 | 35.7919 | 84.2739 | 47.5855 | 131.8594
2012 | High-Rise Apartment | 4C | 7836.48 | 4.8909 | 16.314 | 2.7482 | 9.7943 | 5.9593 | 40.3143 | 0 | 0.74332 | 5.7247 | 1.5625 | 0.0040461 | 1.5584 | 0.11768 | 0 | 0 | 0 | 41.4624 | 0 | 15.0399 | 16.314 | 31.3539 | 71.8555 | 57.7764 | 129.632
2012 | High-Rise Apartment | 5A | 7836.48 | 12.6786 | 43.5463 | 6.2911 | 9.7943 | 5.9682 | 40.3143 | 0 | 0.74332 | 7.7873 | 1.8379 | 0.0040461 | 1.8339 | 0.27932 | 0 | 0 | 0 | 43.5346 | 0 | 28.8702 | 43.5463 | 72.4165 | 85.6947 | 87.081 | 172.7756
2012 | High-Rise Apartment | 5B | 7836.48 | 6.318 | 20.8987 | 9.5384 | 9.7943 | 5.9682 | 40.3143 | 0 | 0.74332 | 8.3477 | 1.7376 | 0.0040461 | 1.7336 | 0.34206 | 0 | 0 | 0 | 42.6297 | 0 | 26.2797 | 20.8987 | 47.1784 | 83.1039 | 63.5284 | 146.6322
2012 | High-Rise Apartment | 5C | 7836.48 | 4.506 | 15.2134 | 1.235 | 9.7943 | 5.959 | 40.3143 | 0 | 0.74332 | 5.3085 | 1.4097 | 0.0040461 | 1.4057 | 0.055297 | 0 | 0 | 0 | 43.2883 | 0 | 12.5104 | 15.2134 | 27.7238 | 69.3261 | 58.5017 | 127.8277
2012 | High-Rise Apartment | 6A | 7836.48 | 17.1956 | 57.9193 | 7.3141 | 9.7943 | 5.9653 | 40.3143 | 0 | 0.74332 | 8.6228 | 2.0722 | 0.0040461 | 2.0682 | 0.33072 | 0 | 0 | 0 | 45.9206 | 0 | 35.5313 | 57.9193 | 93.4506 | 92.353 | 103.8398 | 196.1928
2012 | High-Rise Apartment | 6B | 7836.48 | 11.3568 | 37.9068 | 5.4152 | 9.7943 | 5.9611 | 40.3143 | 0 | 0.74332 | 8.419 | 1.7511 | 0.0040461 | 1.747 | 0.19992 | 0 | 0 | 0 | 45.3123 | 0 | 27.1379 | 37.9068 | 65.0446 | 83.9549 | 83.2191 | 167.174
2012 | High-Rise Apartment | 7 | 7836.48 | 15.8185 | 54.2165 | 6.0245 | 9.7943 | 5.9572 | 40.3143 | 0 | 0.74332 | 8.7539 | 1.9854 | 0.0040461 | 1.9813 | 0.26301 | 0 | 0 | 0 | 48.7581 | 0 | 32.8413 | 54.2165 | 87.0578 | 89.6548 | 102.9742 | 192.629
2012 | High-Rise Apartment | 8 | 7836.48 | 20.0583 | 66.8593 | 3.6712 | 9.7943 | 5.9246 | 40.3143 | 0 | 0.74332 | 10.2189 | 1.9747 | 0.0040461 | 1.9707 | 0.14569 | 0 | 0 | 0 | 52.5835 | 0 | 36.0648 | 66.8593 | 102.9241 | 92.8457 | 119.4428 | 212.2885
2015 | High-Rise Apartment | 0A | 7836.48 | 0 | 0 | 55.3909 | 10.2881 | 5.6339 | 40.1509 | 0 | 0.73942 | 14.5881 | 2.2261 | 0.0040461 | 2.222 | 2.9364 | 0 | 0 | 0 | 25.6737 | 0 | 75.1374 | 0 | 75.1374 | 131.9537 | 25.6737 | 157.6275
2015 | High-Rise Apartment | 0B | 7836.48 | 0.0024813 | 0 | 44.229 | 10.2881 | 5.635 | 40.1509 | 0 | 0.73942 | 14.0709 | 2.477 | 0.0040461 | 2.473 | 2.2955 | 0 | 0 | 0 | 25.5397 | 0 | 63.071 | 0 | 63.071 | 119.888 | 25.5397 | 145.4278
2015 | High-Rise Apartment | 1A | 7836.48 | 0 | 0 | 39.9499 | 10.2881 | 5.6357 | 40.1509 | 0 | 0.73942 | 11.9799 | 1.9903 | 0.0040461 | 1.9863 | 1.9396 | 0 | 0 | 0 | 28.0547 | 0 | 55.8558 | 0 | 55.8558 | 112.6739 | 28.0547 | 140.7286
2015 | High-Rise Apartment | 1B | 7836.48 | 0.12406 | 0.19921 | 34.4581 | 10.2881 | 5.6286 | 40.1509 | 0 | 0.73942 | 12.3617 | 2.0921 | 0.0040461 | 2.088 | 1.7528 | 0 | 0 | 0 | 28.1181 | 0 | 50.7848 | 0.19921 | 50.984 | 107.5958 | 28.3173 | 135.9131
2015 | High-Rise Apartment | 2A | 7836.48 | 0.58735 | 1.766 | 29.771 | 10.2881 | 5.6268 | 40.1509 | 0 | 0.73942 | 9.8645 | 1.9556 | 0.0040461 | 1.9516 | 1.5582 | 0 | 0 | 0 | 30.7724 | 0 | 43.7326 | 1.766 | 45.4986 | 100.5419 | 32.5383 | 133.0802
2015 | High-Rise Apartment | 2B | 7836.48 | 0.77203 | 2.0293 | 23.2233 | 10.2881 | 5.6307 | 40.1509 | 0 | 0.73942 | 10.3653 | 2.1201 | 0.0040461 | 2.116 | 0.95033 | 0 | 0 | 0 | 30.9429 | 0 | 37.427 | 2.0293 | 39.4563 | 94.2402 | 32.9722 | 127.2124
2015 | High-Rise Apartment | 3A | 7836.48 | 4.2444 | 14.5906 | 15.3924 | 10.2881 | 5.6297 | 40.1509 | 0 | 0.73942 | 7.9589 | 1.8188 | 0.0040461 | 1.8147 | 0.76175 | 0 | 0 | 0 | 35.4301 | 0 | 30.1721 | 14.5906 | 44.7627 | 86.9842 | 50.0207 | 137.0049
2015 | High-Rise Apartment | 3B | 7836.48 | 1.6422 | 5.2656 | 16.3495 | 10.2881 | 5.6293 | 40.1509 | 0 | 0.73942 | 8.8872 | 1.7309 | 0.0040461 | 1.7268 | 0.67916 | 0 | 0 | 0 | 34.2398 | 0 | 29.2849 | 5.2656 | 34.5505 | 86.0966 | 39.5054 | 125.602
2015 | High-Rise Apartment | 3C | 7836.48 | 0.61606 | 1.6961 | 3.467 | 10.2881 | 5.6286 | 40.1509 | 0 | 0.73942 | 4.7878 | 1.0028 | 0.0040461 | 0.99874 | 0.17014 | 0 | 0 | 0 | 35.9625 | 0 | 10.0398 | 1.6961 | 11.7359 | 66.8508 | 37.6583 | 104.5091
2015 | High-Rise Apartment | 4A | 7836.48 | 4.2508 | 14.3237 | 12.3741 | 10.2881 | 5.6211 | 40.1509 | 0 | 0.73942 | 7.7919 | 2.0736 | 0.0040461 | 2.0696 | 0.615 | 0 | 0 | 0 | 39.0949 | 0 | 27.1014 | 14.3237 | 41.4251 | 83.9046 | 53.4186 | 137.3232
2015 | High-Rise Apartment | 4B | 7836.48 | 2.5185 | 8.1386 | 12.9352 | 10.2881 | 5.6254 | 40.1509 | 0 | 0.73942 | 8.4441 | 1.7791 | 0.0040461 | 1.775 | 0.50937 | 0 | 0 | 0 | 38.0624 | 0 | 26.1822 | 8.1386 | 34.3208 | 82.9897 | 46.2009 | 129.1907
2015 | High-Rise Apartment | 4C | 7836.48 | 4.6591 | 16.0354 | 2.5639 | 10.2881 | 5.6148 | 40.1509 | 0 | 0.73942 | 5.6874 | 1.5044 | 0.0040461 | 1.5003 | 0.11768 | 0 | 0 | 0 | 40.2058 | 0 | 14.5284 | 16.0354 | 30.5638 | 71.3249 | 56.2412 | 127.5661
2015 | High-Rise Apartment | 5A | 7836.48 | 7.6597 | 26.5432 | 6.9171 | 10.2881 | 5.6229 | 40.1509 | 0 | 0.73942 | 7.4715 | 1.9007 | 0.0040461 | 1.8966 | 0.3293 | 0 | 0 | 0 | 42.2004 | 0 | 24.2741 | 26.5432 | 50.8174 | 81.0791 | 68.7437 | 149.8228
2015 | High-Rise Apartment | 5B | 7836.48 | 6.0511 | 20.6463 | 8.8383 | 10.2881 | 5.6229 | 40.1509 | 0 | 0.73942 | 8.3137 | 1.6901 | 0.0040461 | 1.6861 | 0.33958 | 0 | 0 | 0 | 41.3299 | 0 | 25.2287 | 20.6463 | 45.875 | 82.0337 | 61.9762 | 144.0099
2015 | High-Rise Apartment | 5C | 7836.48 | 4.2805 | 14.9178 | 1.1669 | 10.2881 | 5.6141 | 40.1509 | 0 | 0.73942 | 5.2688 | 1.3562 | 0.0040461 | 1.3521 | 0.056006 | 0 | 0 | 0 | 41.9651 | 0 | 12.1244 | 14.9178 | 27.0422 | 68.9209 | 56.8832 | 125.8041
2015 | High-Rise Apartment | 6A | 7836.48 | 11.445 | 39.4335 | 7.917 | 10.2881 | 5.6201 | 40.1509 | 0 | 0.73942 | 8.2662 | 2.1545 | 0.0040461 | 2.1504 | 0.3846 | 0 | 0 | 0 | 44.4984 | 0 | 30.1633 | 39.4335 | 69.5967 | 86.9658 | 83.9315 | 170.8973
2015 | High-Rise Apartment | 6B | 7836.48 | 8.5093 | 28.8962 | 5.7179 | 10.2881 | 5.6162 | 40.1509 | 0 | 0.73942 | 8.2754 | 1.7862 | 0.0040461 | 1.7821 | 0.22721 | 0 | 0 | 0 | 43.9153 | 0 | 24.512 | 28.8962 | 53.4082 | 81.3102 | 72.8115 | 154.1218
2015 | High-Rise Apartment | 7 | 7836.48 | 11.7215 | 40.835 | 6.7895 | 10.2881 | 5.6126 | 40.1509 | 0 | 0.73942 | 8.5834 | 2.0417 | 0.0040461 | 2.0377 | 0.3137 | 0 | 0 | 0 | 47.2321 | 0 | 29.4458 | 40.835 | 70.2808 | 86.2405 | 88.0668 | 174.3073
2015 | High-Rise Apartment | 8 | 7836.48 | 15.6455 | 53.5391 | 4.5613 | 10.2881 | 5.5818 | 40.1509 | 0 | 0.73942 | 9.7996 | 2.0098 | 0.0040461 | 2.0058 | 0.1907 | 0 | 0 | 0 | 50.9154 | 0 | 32.2029 | 53.5391 | 85.742 | 88.9664 | 104.4545 | 193.4209
2018 | High-Rise Apartment | 0A | 7836.48 | 0 | 0 | 55.2565 | 9.8783 | 3.8407 | 40.1509 | 0 | 0.51433 | 14.5374 | 2.2211 | 0.0040461 | 2.217 | 2.3175 | 0 | 0 | 0 | 25.6734 | 0 | 74.3285 | 0 | 74.3285 | 128.7167 | 25.6734 | 154.3901
2018 | High-Rise Apartment | 0B | 7836.48 | 0.0024813 | 0 | 44.1 | 9.8783 | 3.8414 | 40.1509 | 0 | 0.51433 | 14.0259 | 2.4706 | 0.0040461 | 2.4666 | 1.5125 | 0 | 0 | 0 | 25.539 | 0 | 62.1075 | 0 | 62.1075 | 116.4965 | 25.539 | 142.0355
2018 | High-Rise Apartment | 1A | 7836.48 | 0 | 0 | 39.8071 | 9.8783 | 3.8417 | 40.1509 | 0 | 0.51433 | 11.931 | 1.9836 | 0.0040461 | 1.9796 | 0.96451 | 0 | 0 | 0 | 28.0536 | 0 | 54.6821 | 0 | 54.6821 | 109.0711 | 28.0536 | 137.1247
2018 | High-Rise Apartment | 1B | 7836.48 | 0.12796 | 0.21162 | 34.3468 | 9.8783 | 3.8368 | 40.1509 | 0 | 0.51433 | 12.3206 | 2.0825 | 0.0040461 | 2.0785 | 1.168 | 0 | 0 | 0 | 28.1178 | 0 | 50.0418 | 0.21162 | 50.2534 | 104.4265 | 28.3294 | 132.7559
2018 | High-Rise Apartment | 2A | 7836.48 | 0.59799 | 1.8078 | 29.6601 | 9.8783 | 3.8357 | 40.1509 | 0 | 0.51433 | 9.8265 | 1.9471 | 0.0040461 | 1.943 | 1.0049 | 0 | 0 | 0 | 30.772 | 0 | 43.0326 | 1.8078 | 44.8404 | 97.4155 | 32.5798 | 129.9953
2018 | High-Rise Apartment | 2B | 7836.48 | 0.78692 | 2.085 | 23.1315 | 9.8783 | 3.8385 | 40.1509 | 0 | 0.51433 | 10.3295 | 2.1126 | 0.0040461 | 2.1086 | 0.28889 | 0 | 0 | 0 | 30.9436 | 0 | 36.6454 | 2.085 | 38.7304 | 91.0308 | 33.0286 | 124.0594
2018 | High-Rise Apartment | 3A | 7836.48 | 4.2763 | 14.71 | 15.3187 | 9.8783 | 3.8378 | 40.1509 | 0 | 0.51433 | 7.9312 | 1.811 | 0.0040461 | 1.8069 | 0.37715 | 0 | 0 | 0 | 35.4301 | 0 | 29.7103 | 14.71 | 44.4203 | 84.0953 | 50.1401 | 134.2354
2018 | High-Rise Apartment | 3B | 7836.48 | 1.6646 | 5.3514 | 16.2672 | 9.8783 | 3.8375 | 40.1509 | 0 | 0.51433 | 8.8546 | 1.7216 | 0.0040461 | 1.7176 | 0.20453 | 0 | 0 | 0 | 34.2394 | 0 | 28.7085 | 5.3514 | 34.0599 | 83.0936 | 39.5908 | 122.6844
2018 | High-Rise Apartment | 3C | 7836.48 | 0.63272 | 1.7663 | 3.4096 | 9.8783 | 3.8368 | 40.1509 | 0 | 0.51433 | 4.7648 | 0.9957 | 0.0040461 | 0.99165 | 0.047853 | 0 | 0 | 0 | 35.9625 | 0 | 9.8466 | 1.7663 | 11.6129 | 64.2309 | 37.7288 | 101.9598
2018 | High-Rise Apartment | 4A | 7836.48 | 4.5535 | 15.4668 | 11.5822 | 9.8783 | 3.8318 | 40.1509 | 0 | 0.51433 | 7.6271 | 1.9719 | 0.0040461 | 1.9679 | 0.2655 | 0 | 0 | 0 | 39.0956 | 0 | 25.9961 | 15.4668 | 41.463 | 80.3755 | 54.5625 | 134.938
2018 | High-Rise Apartment | 4B | 7836.48 | 2.8106 | 9.2594 | 11.8165 | 9.8783 | 3.8346 | 40.1509 | 0 | 0.51433 | 8.1524 | 1.6777 | 0.0040461 | 1.6736 | 0.12335 | 0 | 0 | 0 | 38.062 | 0 | 24.5765 | 9.2594 | 33.8359 | 78.9587 | 47.3214 | 126.2801
2018 | High-Rise Apartment | 4C | 7836.48 | 4.9586 | 17.163 | 2.1307 | 9.8783 | 3.8275 | 40.1509 | 0 | 0.51433 | 5.6169 | 1.3658 | 0.0040461 | 1.3617 | 0.02694 | 0 | 0 | 0 | 40.2055 | 0 | 14.0949 | 17.163 | 31.2579 | 68.47 | 57.3684 | 125.8385
2018 | High-Rise Apartment | 5A | 7836.48 | 7.8483 | 27.2511 | 6.5754 | 9.8783 | 3.8329 | 40.1509 | 0 | 0.51433 | 7.4027 | 1.8478 | 0.0040461 | 1.8438 | 0.10988 | 0 | 0 | 0 | 42.2008 | 0 | 23.78 | 27.2511 | 51.0311 | 78.1604 | 69.4519 | 147.6123
2018 | High-Rise Apartment | 5B | 7836.48 | 6.2631 | 21.4446 | 8.3381 | 9.8783 | 3.8332 | 40.1509 | 0 | 0.51433 | 8.1949 | 1.6341 | 0.0040461 | 1.63 | 0.078692 | 0 | 0 | 0 | 41.3295 | 0 | 24.5049 | 21.4446 | 45.9495 | 78.885 | 62.7741 | 141.6591
2018 | High-Rise Apartment | 5C | 7836.48 | 4.4532 | 15.5523 | 0.94501 | 9.8783 | 3.8272 | 40.1509 | 0 | 0.51433 | 5.2337 | 1.286 | 0.0040461 | 1.282 | 0.011343 | 0 | 0 | 0 | 41.9647 | 0 | 11.9252 | 15.5523 | 27.4775 | 66.2996 | 57.517 | 123.8166
2018 | High-Rise Apartment | 6A | 7836.48 | 11.4964 | 39.6064 | 7.8593 | 9.8783 | 3.8311 | 40.1509 | 0 | 0.51433 | 8.2456 | 2.1502 | 0.0040461 | 2.1462 | 0.13612 | 0 | 0 | 0 | 44.4981 | 0 | 29.8836 | 39.6064 | 69.49 | 84.2623 | 84.1045 | 168.3668
2018 | High-Rise Apartment | 6B | 7836.48 | 8.5622 | 29.0681 | 5.6701 | 9.8783 | 3.8282 | 40.1509 | 0 | 0.51433 | 8.2587 | 1.7791 | 0.0040461 | 1.775 | 0.057069 | 0 | 0 | 0 | 43.9143 | 0 | 24.3231 | 29.0681 | 53.3912 | 78.6992 | 72.9827 | 151.682
2018 | High-Rise Apartment | 7 | 7836.48 | 11.7733 | 41.0059 | 6.7317 | 9.8783 | 3.8261 | 40.1509 | 0 | 0.51433 | 8.5636 | 2.035 | 0.0040461 | 2.031 | 0.1074 | 0 | 0 | 0 | 47.2324 | 0 | 29.2069 | 41.0059 | 70.2128 | 83.5806 | 88.2383 | 171.8189
2018 | High-Rise Apartment | 8 | 7836.48 | 15.7125 | 53.7192 | 4.5124 | 9.8783 | 3.8049 | 40.1509 | 0 | 0.51433 | 9.7847 | 2.0031 | 0.0040461 | 1.999 | 0.045726 | 0 | 0 | 0 | 50.9154 | 0 | 32.0544 | 53.7192 | 85.7736 | 86.4071 | 104.6342 | 191.0413
2006 | Hospital | 0A | 22436.18 | 0 | 87.6212 | 131.2915 | 56.3423 | 3.2413 | 87.996 | 34.5668 | 33.6037 | 58.1381 | 25.1397 | 0.0097592 | 25.1299 | 28.4245 | 0 | 0 | 0.32685 | 13.4209 | 2.7566 | 242.984 | 87.6212 | 330.6053 | 427.2604 | 135.6091 | 562.8695
2006 | Hospital | 0B | 22436.18 | 0.54649 | 97.1615 | 95.5327 | 56.3423 | 3.2419 | 87.996 | 34.5668 | 33.6037 | 59.812 | 21.9624 | 0.0097592 | 21.9527 | 21.3403 | 0.35941 | 0 | 0.32685 | 13.4049 | 2.7428 | 199.5435 | 97.1615 | 296.7051 | 383.8068 | 145.1333 | 528.9401
2006 | Hospital | 1A | 22436.18 | 0 | 105.971 | 93.8402 | 56.3423 | 3.2423 | 87.996 | 34.5668 | 33.6037 | 56.2796 | 21.4856 | 0.0097592 | 21.4759 | 24.3142 | 0 | 0 | 0.32685 | 13.7032 | 2.7022 | 195.9099 | 105.971 | 301.8809 | 380.1329 | 154.241 | 534.3739
2006 | Hospital | 1B | 22436.18 | 1.9612 | 97.3365 | 81.2979 | 56.3423 | 3.2382 | 87.996 | 34.5668 | 33.6037 | 59.5026 | 19.238 | 0.0097592 | 19.2283 | 15.985 | 0.99604 | 0 | 0.32685 | 13.735 | 2.6803 | 178.971 | 97.3365 | 276.3075 | 363.1679 | 145.6383 | 508.8062
2006 | Hospital | 2A | 22436.18 | 3.4093 | 121.8005 | 83.8871 | 56.3423 | 3.2371 | 87.996 | 34.5668 | 33.6037 | 55.4941 | 21.0028 | 0.0097592 | 20.993 | 18.7822 | 4.0477 | 0 | 0.32685 | 14.0637 | 2.633 | 186.6133 | 121.8005 | 308.4138 | 370.7619 | 170.4312 | 541.1931
2006 | Hospital | 2B | 22436.18 | 15.9804 | 109.0316 | 55.3181 | 56.3423 | 3.2394 | 87.996 | 34.5668 | 33.6037 | 58.535 | 14.726 | 0.0097592 | 14.7162 | 8.5507 | 34.4758 | 0 | 0.32685 | 14.128 | 2.5711 | 187.5763 | 109.0316 | 296.6079 | 371.6654 | 157.7264 | 529.3918
2006 | Hospital | 3A | 22436.18 | 8.7229 | 156.4325 | 58.2103 | 56.3423 | 3.2388 | 87.996 | 34.5668 | 33.6037 | 56.2785 | 18.0522 | 0.0097592 | 18.0424 | 11.9227 | 15.5098 | 0 | 0.32685 | 14.8749 | 2.5222 | 168.6866 | 156.4325 | 325.1191 | 352.726 | 205.8742 | 558.6002
2006 | Hospital | 3B | 22436.18 | 14.4221 | 114.0643 | 45.0994 | 56.3423 | 3.2387 | 87.996 | 34.5668 | 33.6037 | 58.4563 | 13.9218 | 0.0097592 | 13.9121 | 7.3078 | 33.3542 | 0 | 0.32685 | 14.6573 | 2.5133 | 172.5519 | 114.0643 | 286.6162 | 356.5823 | 163.2883 | 519.8706
2006 | Hospital | 3C | 22436.18 | 4.353 | 147.9935 | 40.4918 | 56.3423 | 3.2382 | 87.996 | 34.5668 | 33.6037 | 58.0453 | 13.8622 | 0.0097592 | 13.8524 | 7.0899 | 6.5143 | 0 | 0.32685 | 14.9101 | 2.496 | 130.3465 | 147.9935 | 278.34 | 314.3592 | 197.4705 | 511.8297
2006 | Hospital | 4A | 22436.18 | 12.4203 | 206.6562 | 49.1723 | 56.3423 | 3.2339 | 87.996 | 34.5668 | 33.6037 | 57.28 | 16.9002 | 0.0097592 | 16.8904 | 8.689 | 21.9301 | 0 | 0.32685 | 15.6153 | 2.449 | 166.3821 | 206.6562 | 373.0382 | 350.3436 | 256.8383 | 607.1819
2006 | Hospital | 4B | 22436.18 | 15.6259 | 121.3714 | 32.5725 | 56.3423 | 3.2363 | 87.996 | 34.5668 | 33.6037 | 59.1041 | 11.732 | 0.0097592 | 11.7223 | 4.0566 | 42.462 | 0 | 0.32685 | 15.3716 | 2.4379 | 165.5434 | 121.3714 | 286.9148 | 349.4961 | 171.3099 | 520.806
2006 | Hospital | 4C | 22436.18 | 11.6788 | 193.3778 | 25.4069 | 56.3423 | 3.2301 | 87.996 | 34.5668 | 33.6037 | 58.1481 | 11.7696 | 0.0097592 | 11.7598 | 2.4721 | 11.6081 | 0 | 0.32685 | 15.8342 | 2.4001 | 121.0738 | 193.3778 | 314.4516 | 304.9826 | 243.7787 | 548.7613
2006 | Hospital | 5A | 22436.18 | 14.2054 | 265.3701 | 36.054 | 56.3423 | 3.2349 | 87.996 | 34.5668 | 33.6037 | 65.1917 | 15.1529 | 0.0097592 | 15.1431 | 5.4608 | 26.1663 | 0 | 0.32685 | 16.3537 | 2.3923 | 162.2213 | 265.3701 | 427.5914 | 346.1271 | 316.2907 | 662.4178
2006 | Hospital | 5B | 22436.18 | 17.7771 | 146.0009 | 27.0785 | 56.3423 | 3.235 | 87.996 | 34.5668 | 33.6037 | 59.0588 | 10.7548 | 0.0097592 | 10.7451 | 2.64 | 42.612 | 0 | 0.32685 | 16.1186 | 2.3907 | 159.9114 | 146.0009 | 305.9123 | 343.8156 | 196.6863 | 540.5019
2006 | Hospital | 5C | 22436.18 | 13.2876 | 221.3774 | 21.6669 | 56.3423 | 3.2299 | 87.996 | 34.5668 | 33.6037 | 61.4308 | 10.6068 | 0.0097592 | 10.597 | 1.5561 | 12.1414 | 0 | 0.32685 | 16.2365 | 2.3665 | 120.6797 | 221.3774 | 342.0572 | 304.5546 | 272.1808 | 576.7354
2006 | Hospital | 6A | 22436.18 | 14.4358 | 301.4601 | 36.1524 | 56.3423 | 3.2334 | 87.996 | 34.5668 | 33.6037 | 60.5983 | 15.9061 | 0.0097592 | 15.8963 | 5.8039 | 31.2973 | 0 | 0.32698 | 16.9809 | 2.377 | 164.184 | 301.4601 | 465.6441 | 348.073 | 353.0078 | 701.0808
2006 | Hospital | 6B | 22436.18 | 19.6907 | 214.6742 | 25.0615 | 56.3423 | 3.231 | 87.996 | 34.5668 | 33.6037 | 57.1039 | 11.3246 | 0.0097592 | 11.3148 | 1.848 | 44.491 | 0 | 0.32698 | 16.7952 | 2.3541 | 159.5099 | 214.6742 | 374.1841 | 343.3736 | 266.0362 | 609.4098
2006 | Hospital | 7 | 22436.18 | 16.4913 | 351.7941 | 34.5267 | 56.3423 | 3.229 | 87.996 | 34.5668 | 33.6037 | 61.1854 | 14.9194 | 0.0097592 | 14.9096 | 4.2767 | 39.0074 | 0 | 0.32698 | 17.7369 | 2.3496 | 170.3972 | 351.7941 | 522.1913 | 354.2545 | 404.0978 | 758.3523
2006 | Hospital | 8 | 22436.18 | 20.3613 | 409.7126 | 21.3927 | 56.3423 | 3.2112 | 87.996 | 34.5668 | 33.6037 | 56.8932 | 11.4693 | 0.0097592 | 11.4596 | 1.3904 | 49.8935 | 0 | 0.3271 | 18.8566 | 2.2974 | 161.3906 | 409.7126 | 571.1033 | 345.178 | 463.136 | 808.314
2009 | Hospital | 0A | 22436.18 | 0 | 114.7481 | 177.7102 | 56.3423 | 2.6315 | 87.996 | 34.5668 | 33.6037 | 70.6105 | 28.4943 | 0.0097592 | 28.4845 | 35.611 | 0 | 0 | 0.32685 | 13.4262 | 2.7579 | 312.4163 | 114.7481 | 427.1644 | 496.0842 | 162.7412 | 658.8254
2009 | Hospital | 0B | 22436.18 | 0.52408 | 106.3555 | 110.4845 | 56.3423 | 2.632 | 87.996 | 34.5668 | 33.6037 | 61.0522 | 25.4143 | 0.0097592 | 25.4045 | 24.4664 | 0.34505 | 0 | 0.32685 | 13.4049 | 2.7432 | 222.2768 | 106.3555 | 328.6323 | 405.9305 | 154.3272 | 560.2578
2009 | Hospital | 1A | 22436.18 | 0 | 143.994 | 124.7202 | 56.3423 | 2.6323 | 87.996 | 34.5668 | 33.6037 | 71.1133 | 26.4559 | 0.0097592 | 26.4461 | 29.1524 | 0 | 0 | 0.32685 | 13.7164 | 2.7026 | 251.4321 | 143.994 | 395.4261 | 435.0456 | 192.2772 | 627.3228
2009 | Hospital | 1B | 22436.18 | 1.9169 | 108.9983 | 92.7179 | 56.3423 | 2.6291 | 87.996 | 34.5668 | 33.6037 | 62.1984 | 21.9248 | 0.0097592 | 21.915 | 18.1174 | 0.96669 | 0 | 0.32685 | 13.7351 | 2.6806 | 197.8324 | 108.9983 | 306.8307 | 381.4205 | 157.3002 | 538.7208
2009 | Hospital | 2A | 22436.18 | 3.3964 | 177.4094 | 109.3902 | 56.3423 | 2.6281 | 87.996 | 34.5668 | 33.6037 | 79.3812 | 22.4344 | 0.0097592 | 22.4246 | 24.0289 | 4.0197 | 4.7515 | 0.32685 | 14.0808 | 2.6327 | 247.3925 | 177.4094 | 424.8019 | 430.9316 | 226.057 | 656.9886
2009 | Hospital | 2B | 22436.18 | 15.5614 | 152.8266 | 64.2818 | 56.3423 | 2.6301 | 87.996 | 34.5668 | 33.6037 | 73.2431 | 17.6299 | 0.0097592 | 17.6201 | 10.3402 | 33.5447 | 0 | 0.32685 | 14.1375 | 2.5711 | 214.5913 | 152.8266 | 367.4179 | 398.0708 | 201.531 | 599.6018
2009 | Hospital | 3A | 22436.18 | 8.7183 | 200.0394 | 68.6159 | 56.3423 | 2.6296 | 87.996 | 34.5668 | 33.6037 | 80.4332 | 21.5379 | 0.0097592 | 21.5281 | 13.8526 | 15.4749 | 4.7682 | 0.32685 | 14.8915 | 2.5186 | 213.3912 | 200.0394 | 413.4306 | 396.8176 | 249.4977 | 646.3153
2009 | Hospital | 3B | 22436.18 | 14.1952 | 168.4929 | 55.679 | 56.3423 | 2.6294 | 87.996 | 34.5668 | 33.6037 | 74.3653 | 16.318 | 0.0097592 | 16.3083 | 8.6807 | 32.8411 | 0 | 0.32685 | 14.6672 | 2.5133 | 202.0695 | 168.4929 | 370.5623 | 385.4907 | 217.727 | 603.2177
2009 | Hospital | 3C | 22436.18 | 4.3507 | 178.9366 | 46.3772 | 56.3423 | 2.6291 | 87.996 | 34.5668 | 33.6037 | 78.986 | 14.7808 | 0.0097592 | 14.7711 | 7.6012 | 6.5055 | 0 | 0.32685 | 14.9283 | 2.4962 | 158.5917 | 178.9366 | 337.5283 | 341.9955 | 228.4316 | 570.4271
2009 | Hospital | 4A | 22436.18 | 12.4176 | 234.9769 | 53.6107 | 56.3423 | 2.6255 | 87.996 | 34.5668 | 33.6037 | 78.6327 | 18.9213 | 0.0097592 | 18.9116 | 9.411 | 21.9243 | 4.5785 | 0.32685 | 15.6321 | 2.4452 | 199.4863 | 234.9769 | 434.4632 | 382.8355 | 285.1758 | 668.0113
2009 | Hospital | 4B | 22436.18 | 15.5675 | 197.7827 | 38.3843 | 56.3423 | 2.6275 | 87.996 | 34.5668 | 33.6037 | 76.3136 | 13.5836 | 0.0097592 | 13.5738 | 4.8647 | 42.1744 | 0 | 0.32685 | 15.3836 | 2.4379 | 190.8784 | 197.7827 | 388.6611 | 374.2223 | 247.7332 | 621.9555
2009 | Hospital | 4C | 22436.18 | 11.6795 | 213.1535 | 27.3176 | 56.3423 | 2.6225 | 87.996 | 34.5668 | 33.6037 | 79.0492 | 12.3912 | 0.0097592 | 12.3814 | 2.7035 | 11.6056 | 4.7186 | 0.32685 | 15.8513 | 2.4001 | 149.4554 | 213.1535 | 362.6089 | 332.7566 | 263.5716 | 596.3281
2009 | Hospital | 5A | 22436.18 | 14.2045 | 261.282 | 38.505 | 56.3423 | 2.6263 | 87.996 | 34.5668 | 33.6037 | 79.6275 | 16.3719 | 0.0097592 | 16.3621 | 5.8101 | 26.169 | 3.528 | 0.32685 | 16.368 | 2.3925 | 184.2062 | 261.282 | 445.4882 | 367.5036 | 312.2169 | 679.7206
2009 | Hospital | 5B | 22436.18 | 17.7251 | 245.7019 | 31.2007 | 56.3423 | 2.6265 | 87.996 | 34.5668 | 33.6037 | 76.7805 | 12.4119 | 0.0097592 | 12.4021 | 3.1789 | 42.35 | 0 | 0.32685 | 16.127 | 2.3907 | 183.6373 | 245.7019 | 429.3392 | 366.9331 | 296.3956 | 663.3288
2009 | Hospital | 5C | 22436.18 | 13.2868 | 223.7706 | 22.1735 | 56.3423 | 2.6223 | 87.996 | 34.5668 | 33.6037 | 78.5455 | 10.7587 | 0.0097592 | 10.7489 | 1.6412 | 12.1431 | 3.5758 | 0.32685 | 16.2448 | 2.3665 | 142.1149 | 223.7706 | 365.8855 | 325.3823 | 274.5823 | 599.9646
2009 | Hospital | 6A | 22436.18 | 14.4345 | 324.6817 | 40.3301 | 56.3423 | 2.6251 | 87.996 | 34.5668 | 33.6037 | 80.7961 | 18.1038 | 0.0097592 | 18.0941 | 6.4442 | 31.3019 | 4.8394 | 0.32698 | 16.9983 | 2.3771 | 196.2402 | 324.6817 | 520.9219 | 379.5209 | 376.2468 | 755.7678
2009 | Hospital | 6B | 22436.18 | 19.6571 | 282.738 | 28.0066 | 56.3423 | 2.6232 | 87.996 | 34.5668 | 33.6037 | 76.944 | 12.7356 | 0.0097592 | 12.7259 | 2.1899 | 44.3636 | 3.2415 | 0.32698 | 16.8168 | 2.3541 | 187.1287 | 282.738 | 469.8667 | 370.3845 | 334.1217 | 704.5062
2009 | Hospital | 7 | 22436.18 | 16.4902 | 372.3146 | 36.5692 | 56.3423 | 2.6216 | 87.996 | 34.5668 | 33.6037 | 80.2854 | 15.8974 | 0.0097592 | 15.8877 | 4.5263 | 39.0057 | 4.8205 | 0.32698 | 17.7595 | 2.3498 | 197.5849 | 372.3146 | 569.8995 | 380.8349 | 424.6409 | 805.4758
2009 | Hospital | 8 | 22436.18 | 20.3572 | 463.3399 | 22.2983 | 56.3423 | 2.6071 | 87.996 | 34.5668 | 33.6037 | 79.0302 | 11.9524 | 0.0097592 | 11.9427 | 1.5408 | 49.8737 | 4.7206 | 0.3271 | 18.8745 | 2.2975 | 189.7635 | 463.3399 | 653.1034 | 372.9467 | 516.7814 | 889.7281
2012 | Hospital | 0A | 22436.18 | 0 | 154.4934 | 160.0884 | 51.1566 | 2.6315 | 87.996 | 34.5668 | 32.7701 | 75.7448 | 27.0888 | 0.0097592 | 27.0791 | 18.8364 | 0 | 6.3694 | 0.32685 | 13.4374 | 2.7541 | 288.1181 | 154.4934 | 442.6115 | 465.7631 | 202.4976 | 668.2607
2012 | Hospital | 0B | 22436.18 | 0.51826 | 143.4247 | 122.688 | 51.1566 | 2.632 | 87.996 | 34.5668 | 32.7701 | 77.309 | 28.7933 | 0.0097592 | 28.7835 | 14.0797 | 0.33564 | 4.7095 | 0.32685 | 13.421 | 2.7399 | 248.4237 | 143.4247 | 391.8484 | 426.055 | 191.4126 | 617.4676
2012 | Hospital | 1A | 22436.18 | 0 | 162.612 | 110.8621 | 51.1566 | 2.6323 | 87.996 | 34.5668 | 32.7701 | 75.4597 | 26.0015 | 0.0097592 | 25.9918 | 14.9822 | 0 | 6.3324 | 0.32685 | 13.7194 | 2.7019 | 233.6283 | 162.612 | 396.2402 | 411.2218 | 210.8982 | 622.12
2012 | Hospital | 1B | 22436.18 | 1.8977 | 139.9075 | 101.2927 | 51.1566 | 2.6291 | 87.996 | 34.5668 | 32.7701 | 78.2294 | 24.2974 | 0.0097592 | 24.2877 | 10.2571 | 0.94936 | 4.6792 | 0.32685 | 13.7514 | 2.678 | 221.5932 | 139.9075 | 361.5007 | 399.1596 | 188.2256 | 587.3852
2012 | Hospital | 2A | 22436.18 | 3.3741 | 171.1223 | 99.8418 | 51.1566 | 2.6281 | 87.996 | 34.5668 | 32.7701 | 75.7302 | 26.2914 | 0.0097592 | 26.2816 | 12.0383 | 3.9711 | 5.7326 | 0.32685 | 14.0808 | 2.6299 | 226.9699 | 171.1223 | 398.0922 | 404.4873 | 219.7699 | 624.2572
2012 | Hospital | 2B | 22436.18 | 15.5164 | 147.3544 | 61.6868 | 51.1566 | 2.6301 | 87.996 | 34.5668 | 32.7701 | 75.2731 | 17.5795 | 0.0097592 | 17.5697 | 5.2673 | 33.4056 | 3.0444 | 0.32685 | 14.1446 | 2.5711 | 211.7634 | 147.3544 | 359.1178 | 389.2239 | 196.0658 | 585.2896
2012 | Hospital | 3A | 22436.18 | 8.6628 | 190.6541 | 64.1676 | 51.1566 | 2.6296 | 87.996 | 34.5668 | 32.7701 | 77.2586 | 20.8188 | 0.0097592 | 20.809 | 7.0003 | 15.3379 | 6.405 | 0.32685 | 14.8916 | 2.5186 | 199.6414 | 190.6541 | 390.2955 | 377.0487 | 240.1125 | 617.1613
2012 | Hospital | 3B | 22436.18 | 14.1707 | 156.7344 | 51.1982 | 51.1566 | 2.6294 | 87.996 | 34.5668 | 32.7701 | 76.8964 | 15.9981 | 0.0097592 | 15.9883 | 4.4625 | 32.7135 | 3.19 | 0.32685 | 14.6745 | 2.5132 | 198.6197 | 156.7344 | 355.3541 | 376.0216 | 205.9757 | 581.9973
2012 | Hospital | 3C | 22436.18 | 4.3439 | 166.0577 | 42.2745 | 51.1566 | 2.6291 | 87.996 | 34.5668 | 32.7701 | 76.0146 | 14.2968 | 0.0097592 | 14.2871 | 3.8445 | 6.4781 | 1.6923 | 0.32685 | 14.9283 | 2.4961 | 148.9351 | 166.0577 | 314.9927 | 326.3197 | 215.5529 | 541.8725
2012 | Hospital | 4A | 22436.18 | 12.356 | 222.1842 | 50.96 | 51.1566 | 2.6255 | 87.996 | 34.5668 | 32.7701 | 75.6412 | 18.4355 | 0.0097592 | 18.4257 | 4.794 | 21.4761 | 5.604 | 0.32685 | 15.6324 | 2.4452 | 189.2571 | 222.1842 | 411.4412 | 366.5872 | 272.3832 | 638.9704
2012 | Hospital | 4B | 22436.18 | 15.4839 | 169.1677 | 35.5368 | 51.1566 | 2.6275 | 87.996 | 34.5668 | 32.7701 | 77.015 | 13.4473 | 0.0097592 | 13.4375 | 2.5035 | 41.547 | 3.9701 | 0.32685 | 15.3912 | 2.4379 | 189.4939 | 169.1677 | 358.6617 | 366.8187 | 219.1257 | 585.9445
2012 | Hospital | 4C | 22436.18 | 11.6507 | 201.139 | 25.3607 | 51.1566 | 2.6225 | 87.996 | 34.5668 | 32.7701 | 76.2574 | 12.0729 | 0.0097592 | 12.0631 | 1.377 | 11.4511 | 4.4946 | 0.32685 | 15.8514 | 2.4001 | 142.6547 | 201.139 | 343.7937 | 319.9365 | 251.5572 | 571.4937
2012 | Hospital | 5A | 22436.18 | 14.1436 | 244.6642 | 37.0619 | 51.1566 | 2.6263 | 87.996 | 34.5668 | 32.7701 | 76.7487 | 15.9039 | 0.0097592 | 15.8941 | 2.9375 | 25.5733 | 6.373 | 0.32685 | 16.3688 | 2.3926 | 178.732 | 244.6642 | 423.3963 | 356.0103 | 295.5998 | 651.6101
2012 | Hospital | 5B | 22436.18 | 17.6436 | 201.4975 | 29.1232 | 51.1566 | 2.6265 | 87.996 | 34.5668 | 32.7701 | 78.1471 | 12.2456 | 0.0097592 | 12.2358 | 1.624 | 41.6766 | 4.1057 | 0.32685 | 16.1403 | 2.3907 | 184.5561 | 201.4975 | 386.0536 | 361.8327 | 252.2046 | 614.0374
2012 | Hospital | 5C | 22436.18 | 13.2549 | 212.0432 | 20.6611 | 51.1566 | 2.6223 | 87.996 | 34.5668 | 32.7701 | 75.9096 | 10.4952 | 0.0097592 | 10.4854 | 0.83595 | 12.0448 | 4.4292 | 0.32685 | 16.2452 | 2.3665 | 137.621 | 212.0432 | 349.6642 | 314.869 | 262.8553 | 577.7244
2012 | Hospital | 6A | 22436.18 | 14.388 | 301.0342 | 39.239 | 51.1566 | 2.6251 | 87.996 | 34.5668 | 32.7701 | 77.6309 | 17.5394 | 0.0097592 | 17.5296 | 3.2621 | 30.0935 | 5.4305 | 0.32698 | 16.9985 | 2.3779 | 187.5735 | 301.0342 | 488.6078 | 364.8361 | 352.5996 | 717.4357
2012 | Hospital | 6B | 22436.18 | 19.3911 | 271.1654 | 26.6411 | 51.1566 | 2.6232 | 87.996 | 34.5668 | 32.7701 | 81.9276 | 12.6414 | 0.0097592 | 12.6317 | 1.1398 | 42.638 | 6.9315 | 0.32698 | 16.8238 | 2.3545 | 191.3007 | 271.1654 | 462.4661 | 368.5378 | 322.556 | 691.0938
2012 | Hospital | 7 | 22436.18 | 16.4204 | 346.2895 | 32.7949 | 51.1566 | 2.6216 | 87.996 | 34.5668 | 32.7701 | 76.9588 | 14.8506 | 0.0097592 | 14.8409 | 2.1363 | 37.4054 | 5.372 | 0.32698 | 17.7586 | 2.3469 | 185.9286 | 346.2895 | 532.2181 | 363.1566 | 398.615 | 761.7716
2012 | Hospital | 8 | 22436.18 | 20.2528 | 433.2658 | 19.0986 | 51.1566 | 2.6071 | 87.996 | 34.5668 | 32.7701 | 75.8459 | 11.3179 | 0.0097592 | 11.3081 | 0.68367 | 47.4957 | 5.4623 | 0.3271 | 18.8748 | 2.2952 | 180.147 | 433.2658 | 613.4129 | 357.3088 | 486.7074 | 844.0162
2015 | Hospital | 0A | 22436.18 | 0 | 55.9595 | 79.7583 | 39.83 | 2.4895 | 87.7854 | 34.5668 | 32.3531 | 34.9597 | 15.0658 | 0.0097592 | 15.0561 | 12.1676 | 0 | 3.4136 | 0.32685 | 12.2934 | 2.2336 | 145.3553 | 55.9595 | 201.3147 | 310.3836 | 102.8197 | 413.2033
2015 | Hospital | 0B | 22436.18 | 0.3037 | 55.9572 | 61.1232 | 39.8426 | 2.49 | 87.7854 | 34.5668 | 32.3531 | 34.9853 | 13.0715 | 0.0097592 | 13.0618 | 7.8005 | 0.22285 | 3.4136 | 0.32685 | 12.3013 | 2.2207 | 120.911 | 55.9572 | 176.8682 | 285.9396 | 102.8255 | 388.7651
2015 | Hospital | 1A | 22436.18 | 0 | 60.3377 | 59.7845 | 39.8547 | 2.4903 | 87.7854 | 34.5668 | 32.3531 | 34.5969 | 12.7094 | 0.0097592 | 12.6996 | 9.6685 | 0 | 3.4136 | 0.32685 | 12.5758 | 2.1862 | 120.1632 | 60.3377 | 180.5009 | 285.1694 | 107.4804 | 392.6498
2015 | Hospital | 1B | 22436.18 | 1.2294 | 59.3966 | 56.7146 | 39.8551 | 2.4872 | 87.7854 | 34.5668 | 32.3531 | 35.4335 | 11.6944 | 0.0097592 | 11.6846 | 5.7968 | 0.79584 | 3.4136 | 0.32685 | 12.7213 | 2.164 | 115.0684 | 59.3966 | 174.465 | 280.0497 | 106.6847 | 386.7344
2015 | Hospital | 2A | 22436.18 | 2.323 | 66.1733 | 52.6413 | 39.8611 | 2.4863 | 87.7854 | 34.5668 | 32.3531 | 34.8534 | 12.3991 | 0.0097592 | 12.3894 | 7.1983 | 3.608 | 3.0451 | 0.32685 | 13.1017 | 2.1186 | 116.0585 | 66.1733 | 182.2317 | 280.9995 | 113.8418 | 394.8413
2015 | Hospital | 2B | 22436.18 | 10.6401 | 58.4838 | 32.8882 | 39.8761 | 2.488 | 87.7854 | 34.5668 | 32.3531 | 36.7945 | 9.0153 | 0.0097592 | 9.0056 | 2.6767 | 26.8348 | 2.7197 | 0.32685 | 13.191 | 2.0619 | 121.5595 | 58.4838 | 180.0433 | 286.4608 | 106.2416 | 392.7024
2015 | Hospital | 3A | 22436.18 | 5.9422 | 73.6075 | 34.4779 | 39.8724 | 2.4877 | 87.7854 | 34.5668 | 32.3531 | 36.2424 | 10.3645 | 0.0097592 | 10.3547 | 4.0743 | 13.2009 | 2.871 | 0.32685 | 14.1682 | 2.0142 | 107.1634 | 73.6075 | 180.7709 | 272.0127 | 122.3426 | 394.3552
2015 | Hospital | 3B | 22436.18 | 9.6573 | 59.0757 | 27.7164 | 39.8638 | 2.4875 | 87.7854 | 34.5668 | 32.3531 | 38.3677 | 8.3595 | 0.0097592 | 8.3498 | 2.342 | 28.0722 | 2.6223 | 0.32685 | 13.8721 | 2.0084 | 117.1276 | 59.0757 | 176.2033 | 281.9625 | 107.5146 | 389.4771
2015 | Hospital | 3C | 22436.18 | 2.9657 | 70.7766 | 23.4731 | 39.8594 | 2.4872 | 87.7854 | 34.5668 | 32.3531 | 35.1143 | 7.6853 | 0.0097592 | 7.6755 | 1.7757 | 5.9908 | 0 | 0.32685 | 14.2259 | 1.9947 | 76.9951 | 70.7766 | 147.7716 | 241.8113 | 119.5693 | 361.3806
2015 | Hospital | 4A | 22436.18 | 8.4563 | 84.9493 | 27.7424 | 39.8355 | 2.4838 | 87.7854 | 34.5668 | 32.3531 | 36.1877 | 9.7004 | 0.0097592 | 9.6906 | 2.7727 | 18.0477 | 2.9362 | 0.32685 | 15.1609 | 1.9454 | 105.8337 | 84.9493 | 190.783 | 270.5734 | 134.6772 | 405.2506
2015 | Hospital | 4B | 22436.18 | 10.6169 | 59.7073 | 20.642 | 39.8347 | 2.4857 | 87.7854 | 34.5668 | 32.3531 | 40.4117 | 7.3314 | 0.0097592 | 7.3217 | 0.92893 | 36.1529 | 2.5701 | 0.32685 | 14.864 | 1.9372 | 118.6442 | 59.7073 | 178.3515 | 283.377 | 109.1381 | 392.5151
2015 | Hospital | 4C | 22436.18 | 7.9419 | 79.5991 | 14.8677 | 39.8548 | 2.481 | 87.7854 | 34.5668 | 32.3531 | 36.5954 | 6.9032 | 0.0097592 | 6.8934 | 0.44967 | 9.9232 | 2.584 | 0.32685 | 15.436 | 1.9039 | 79.2553 | 79.5991 | 158.8544 | 243.9702 | 129.6019 | 373.5721
2015 | Hospital | 5A | 22436.18 | 9.7392 | 91.6512 | 20.6195 | 39.8403 | 2.4846 | 87.7854 | 34.5668 | 32.3531 | 36.8444 | 8.6794 | 0.0097592 | 8.6697 | 1.7079 | 20.3884 | 2.7598 | 0.32685 | 16.0635 | 1.8969 | 100.7289 | 91.6512 | 192.3801 | 265.426 | 142.2815 | 407.7074
2015 | Hospital | 5B | 22436.18 | 12.1664 | 68.7298 | 17.4231 | 39.8351 | 2.4847 | 87.7854 | 34.5668 | 32.3531 | 40.8699 | 6.921 | 0.0097592 | 6.9112 | 0.40436 | 34.584 | 2.6781 | 0.32685 | 15.7957 | 1.8929 | 115.0371 | 68.7298 | 183.7668 | 279.7249 | 119.0924 | 398.8173
2015 | Hospital | 5C | 22436.18 | 9.0054 | 81.9692 | 12.2217 | 39.8527 | 2.4807 | 87.7854 | 34.5668 | 32.3531 | 36.8128 | 6.2923 | 0.0097592 | 6.2825 | 0.3786 | 10.2519 | 2.7322 | 0.32685 | 15.9783 | 1.8722 | 77.6852 | 81.9692 | 159.6544 | 242.3661 | 132.5144 | 374.8805
2015 | Hospital | 6A | 22436.18 | 9.9378 | 120.4393 | 22.119 | 39.8408 | 2.4835 | 87.7854 | 34.5668 | 32.3531 | 37.2406 | 9.3402 | 0.0097592 | 9.3304 | 1.7635 | 22.7679 | 2.828 | 0.32685 | 16.7849 | 1.8867 | 105.9873 | 120.4393 | 226.4266 | 270.6733 | 171.791 | 442.4643
2015 | Hospital | 6B | 22436.18 | 13.4561 | 105.1097 | 15.8301 | 39.8447 | 2.4816 | 87.7854 | 34.5668 | 32.3531 | 39.4593 | 6.977 | 0.0097592 | 6.9672 | 0.32141 | 35.3516 | 2.7638 | 0.32685 | 16.5977 | 1.8619 | 114.1495 | 105.1097 | 219.2592 | 278.8131 | 156.2744 | 435.0874
2015 | Hospital | 7 | 22436.18 | 11.3136 | 136.6919 | 18.6936 | 39.8366 | 2.4801 | 87.7854 | 34.5668 | 32.3531 | 37.2835 | 8.2927 | 0.0097592 | 8.2829 | 1.1679 | 27.6056 | 2.9022 | 0.32685 | 17.6561 | 1.8593 | 107.2493 | 136.6919 | 243.9412 | 271.9005 | 188.9149 | 460.8153
2015 | Hospital | 8 | 22436.18 | 13.9387 | 172.5697 | 12.4374 | 39.8821 | 2.4665 | 87.7854 | 34.5668 | 32.3531 | 36.8793 | 6.7512 | 0.0097592 | 6.7415 | 0.28129 | 33.9138 | 2.9938 | 0.32685 | 18.8282 | 1.8169 | 107.1858 | 172.5697 | 279.7555 | 271.8265 | 225.9648 | 497.7912
2018 | Hospital | 0A | 22436.18 | 0 | 52.9695 | 72.9571 | 40.4339 | 1.7796 | 87.7854 | 34.5668 | 31.9464 | 34.883 | 14.1878 | 0.0097592 | 14.178 | 12.1189 | 0 | 2.516 | 0.32685 | 12.2933 | 2.2336 | 136.6531 | 52.9695 | 189.6226 | 301.1688 | 99.8296 | 400.9984
2018 | Hospital | 0B | 22436.18 | 0.29627 | 52.9062 | 58.4653 | 40.4458 | 1.78 | 87.7854 | 34.5668 | 31.9464 | 34.8856 | 12.8099 | 0.0097592 | 12.8002 | 7.6823 | 0.22706 | 2.516 | 0.32685 | 12.3013 | 2.2207 | 116.8728 | 52.9062 | 169.779 | 281.3876 | 99.7744 | 381.162
2018 | Hospital | 1A | 22436.18 | 0 | 57.3407 | 54.683 | 40.4575 | 1.7802 | 87.7854 | 34.5668 | 31.9464 | 34.4743 | 11.9513 | 0.0097592 | 11.9415 | 9.4712 | 0 | 2.516 | 0.32685 | 12.5757 | 2.1862 | 113.0861 | 57.3407 | 170.4268 | 277.5786 | 104.4832 | 382.0617
2018 | Hospital | 1B | 22436.18 | 1.1905 | 56.6395 | 54.6857 | 40.4577 | 1.778 | 87.7854 | 34.5668 | 31.9464 | 35.2899 | 11.5528 | 0.0097592 | 11.543 | 5.722 | 0.79497 | 2.516 | 0.32685 | 12.7213 | 2.164 | 111.7422 | 56.6395 | 168.3817 | 276.2104 | 103.9276 | 380.138
2018 | Hospital | 2A | 22436.18 | 2.2543 | 63.3977 | 48.5312 | 40.4637 | 1.7774 | 87.7854 | 34.5668 | 31.9464 | 34.7139 | 11.8206 | 0.0097592 | 11.8108 | 7.0708 | 3.5582 | 2.3812 | 0.32685 | 13.1014 | 2.1186 | 110.3205 | 63.3977 | 173.7182 | 274.7486 | 111.0659 | 385.8145
2018 | Hospital | 2B | 22436.18 | 10.3318 | 55.9104 | 32.207 | 40.4781 | 1.7786 | 87.7854 | 34.5668 | 31.9464 | 36.5575 | 8.9268 | 0.0097592 | 8.917 | 2.6431 | 26.8848 | 2.255 | 0.32685 | 13.1905 | 2.0619 | 119.7962 | 55.9104 | 175.7067 | 284.1835 | 103.6678 | 387.8512
2018 | Hospital | 3A | 22436.18 | 5.7826 | 71.5163 | 32.4759 | 40.4744 | 1.7783 | 87.7854 | 34.5668 | 31.9464 | 36.1067 | 10.1094 | 0.0097592 | 10.0997 | 4.0214 | 12.8447 | 2.3188 | 0.32685 | 14.1682 | 2.0142 | 103.6498 | 71.5163 | 175.1661 | 267.9853 | 120.2515 | 388.2368
2018 | Hospital | 3B | 22436.18 | 9.3802 | 57.1115 | 27.2542 | 40.4663 | 1.7783 | 87.7854 | 34.5668 | 31.9464 | 38.1345 | 8.2991 | 0.0097592 | 8.2893 | 2.2974 | 27.8059 | 2.2247 | 0.32685 | 13.8718 | 2.0084 | 115.3862 | 57.1115 | 172.4977 | 279.7077 | 105.5501 | 385.2578
2018 | Hospital | 3C | 22436.18 | 2.8744 | 68.428 | 23.3145 | 40.4618 | 1.778 | 87.7854 | 34.5668 | 31.9464 | 34.9767 | 7.2022 | 0.0097592 | 7.1924 | 1.7495 | 5.987 | 0 | 0.32685 | 14.2253 | 1.9947 | 76.0946 | 68.428 | 144.5227 | 240.3976 | 117.2201 | 357.6177
2018 | Hospital | 4A | 22436.18 | 8.2301 | 84.5252 | 26.643 | 40.4467 | 1.7755 | 87.7854 | 34.5668 | 31.9464 | 36.0216 | 8.9673 | 0.0097592 | 8.9575 | 2.7344 | 17.2775 | 2.3569 | 0.32685 | 15.1604 | 1.9454 | 102.2211 | 84.5252 | 186.7463 | 266.4573 | 134.2524 | 400.7097
2018 | Hospital | 4B | 22436.18 | 10.2868 | 58.6492 | 20.3657 | 40.4468 | 1.7769 | 87.7854 | 34.5668 | 31.9464 | 40.094 | 7.2971 | 0.0097592 | 7.2874 | 0.91544 | 35.2161 | 2.0909 | 0.32685 | 14.8643 | 1.9372 | 116.2562 | 58.6492 | 174.9054 | 280.4857 | 108.0803 | 388.566
2018 | Hospital | 4C | 22436.18 | 7.6943 | 78.5583 | 14.7369 | 40.4659 | 1.7735 | 87.7854 | 34.5668 | 31.9464 | 36.4335 | 6.8944 | 0.0097592 | 6.8846 | 0.44732 | 9.4261 | 2.2677 | 0.32685 | 15.4359 | 1.9039 | 77.8903 | 78.5583 | 156.4486 | 242.1021 | 128.561 | 370.6631
2018 | Hospital | 5A | 22436.18 | 9.5208 | 91.2227 | 20.4062 | 40.4474 | 1.7761 | 87.7854 | 34.5668 | 31.9464 | 36.7206 | 7.9955 | 0.0097592 | 7.9858 | 1.6928 | 19.4454 | 2.2849 | 0.32685 | 16.0637 | 1.8969 | 98.0564 | 91.2227 | 189.2791 | 262.2452 | 141.8532 | 404.0984
2018 | Hospital | 5B | 22436.18 | 11.8245 | 68.0177 | 17.2576 | 40.4424 | 1.7761 | 87.7854 | 34.5668 | 31.9464 | 40.5618 | 6.4095 | 0.0097592 | 6.3998 | 0.40077 | 33.4023 | 2.1167 | 0.32685 | 15.7958 | 1.8929 | 111.9635 | 68.0177 | 179.9813 | 276.1435 | 118.3803 | 394.5239
2018 | Hospital | 5C | 22436.18 | 8.7181 | 82.0098 | 12.1522 | 40.4591 | 1.7734 | 87.7854 | 34.5668 | 31.9464 | 36.6743 | 5.6767 | 0.0097592 | 5.667 | 0.3765 | 9.4436 | 2.2612 | 0.32685 | 15.9783 | 1.8722 | 75.2928 | 82.0098 | 157.3026 | 239.4663 | 132.5549 | 372.0211
2018 | Hospital | 6A | 22436.18 | 9.7074 | 118.792 | 21.9146 | 40.4439 | 1.7753 | 87.7854 | 34.5668 | 31.9464 | 37.0613 | 8.444 | 0.0097592 | 8.4342 | 1.7515 | 21.3558 | 2.3156 | 0.32685 | 16.7845 | 1.8867 | 102.5404 | 118.792 | 221.3324 | 266.7149 | 170.1433 | 436.8583
2018 | Hospital | 6B | 22436.18 | 13.0953 | 103.0227 | 15.6559 | 40.4477 | 1.774 | 87.7854 | 34.5668 | 31.9464 | 39.1137 | 6.1853 | 0.0097592 | 6.1756 | 0.31645 | 33.9431 | 2.2859 | 0.32685 | 16.5973 | 1.8619 | 110.5858 | 103.0227 | 213.6085 | 274.738 | 154.1868 | 428.9249
2018 | Hospital | 7 | 22436.18 | 11.0521 | 132.9617 | 18.543 | 40.4398 | 1.7729 | 87.7854 | 34.5668 | 31.9464 | 37.1581 | 7.2606 | 0.0097592 | 7.2508 | 1.1588 | 26.0236 | 2.3079 | 0.32685 | 17.6569 | 1.8593 | 103.4943 | 132.9617 | 236.456 | 267.6351 | 185.1855 | 452.8206
2018 | Hospital | 8 | 22436.18 | 13.5791 | 167.1518 | 12.271 | 40.4832 | 1.7631 | 87.7854 | 34.5668 | 31.9465 | 36.6795 | 5.4114 | 0.0097592 | 5.4016 | 0.27696 | 31.9474 | 2.3202 | 0.32685 | 18.829 | 1.8169 | 102.4758 | 167.1518 | 269.6275 | 266.6073 | 220.5475 | 487.1549
2006 | Large Hotel | 0A | 11345.29 | 0 | 50.7614 | 250.7257 | 36.9348 | 7.5048 | 42.879 | 43.7982 | 25.3532 | 54.0932 | 13.9409 | 0.03699 | 13.9039 | 0 | 0 | 15.0792 | 2.2236 | 42.9603 | 1.804 | 333.802 | 50.7614 | 384.5634 | 450.5384 | 137.5199 | 588.0583
2006 | Large Hotel | 0B | 11345.29 | 0 | 81.156 | 236.6464 | 36.9348 | 7.5063 | 42.879 | 43.7982 | 25.3532 | 59.6307 | 13.3494 | 0.03699 | 13.3124 | 0 | 0 | 16.5497 | 2.2239 | 43.3107 | 1.7888 | 326.1392 | 81.156 | 407.2953 | 442.8622 | 168.2651 | 611.1273
2006 | Large Hotel | 1A | 11345.29 | 0 | 52.6251 | 168.9783 | 36.9348 | 7.507 | 42.879 | 43.7982 | 25.3532 | 49.9586 | 10.6199 | 0.03699 | 10.5829 | 0 | 0 | 14.0944 | 2.2236 | 44.5337 | 1.805 | 243.6143 | 52.6251 | 296.2394 | 360.3539 | 140.9569 | 501.3108
2006 | Large Hotel | 1B | 11345.29 | 0 | 90.2553 | 186.8404 | 36.9348 | 7.4977 | 42.879 | 43.7982 | 25.3532 | 58.5933 | 11.0479 | 0.03699 | 11.0109 | 0 | 0 | 16.49 | 2.2239 | 44.741 | 1.7851 | 272.9346 | 90.2553 | 363.1899 | 389.6453 | 178.7947 | 568.44
2006 | Large Hotel | 2A | 11345.29 | 0 | 82.521 | 158.1689 | 36.9348 | 7.495 | 42.879 | 43.7982 | 25.3532 | 50.6701 | 11.1809 | 0.03699 | 11.1439 | 0 | 0 | 14.6554 | 2.2239 | 46.3775 | 1.7878 | 234.6382 | 82.521 | 317.1593 | 351.3487 | 172.6967 | 524.0454
2006 | Large Hotel | 2B | 11345.29 | 0 | 95.4926 | 109.8794 | 36.9348 | 7.5007 | 42.879 | 43.7982 | 25.3532 | 57.9244 | 8.3811 | 0.03699 | 8.3441 | 0 | 0 | 11.4365 | 2.2239 | 46.5058 | 1.7604 | 187.5844 | 95.4926 | 283.0771 | 304.2734 | 185.7966 | 490.07
2006 | Large Hotel | 3A | 11345.29 | 0 | 95.6581 | 90.031 | 36.9348 | 7.4992 | 42.879 | 43.7982 | 25.3532 | 47.924 | 7.757 | 0.03699 | 7.72 | 0 | 0 | 14.3087 | 2.2239 | 49.5778 | 1.7748 | 159.9836 | 95.6581 | 255.6418 | 276.6855 | 189.0341 | 465.7197
2006 | Large Hotel | 3B | 11345.29 | 0 | 107.9604 | 81.4481 | 36.9348 | 7.499 | 42.879 | 43.7982 | 25.3532 | 57.0557 | 6.8959 | 0.03699 | 6.8589 | 0 | 0 | 11.5895 | 2.2239 | 48.7554 | 1.7589 | 156.9523 | 107.9604 | 264.9127 | 273.6378 | 200.5139 | 474.1517
2006 | Large Hotel | 3C | 11345.29 | 0 | 93.2749 | 60.8601 | 36.9348 | 7.4977 | 42.879 | 43.7982 | 25.3532 | 45.0432 | 5.6467 | 0.03699 | 5.6097 | 0 | 0 | 0 | 2.2239 | 49.9238 | 1.7827 | 111.513 | 93.2749 | 204.7879 | 228.2212 | 186.9966 | 415.2178
2006 | Large Hotel | 4A | 11345.29 | 0 | 108.7865 | 61.4959 | 36.9348 | 7.4877 | 42.879 | 43.7982 | 25.3532 | 46.0015 | 6.0292 | 0.03699 | 5.9922 | 0 | 0 | 13.7793 | 2.2239 | 52.119 | 1.7668 | 127.2689 | 108.7865 | 236.0554 | 243.9515 | 204.7036 | 448.6551
2006 | Large Hotel | 4B | 11345.29 | 0 | 94.244 | 52.3578 | 36.9348 | 7.4933 | 42.879 | 43.7982 | 25.3532 | 55.2846 | 5.3449 | 0.03699 | 5.3079 | 0 | 0 | 16.5776 | 2.2239 | 51.4004 | 1.7523 | 129.5278 | 94.244 | 223.7717 | 246.2015 | 189.4428 | 435.6443
2006 | Large Hotel | 4C | 11345.29 | 0 | 107.2567 | 25.8678 | 36.9348 | 7.4791 | 42.879 | 43.7982 | 25.3532 | 46.4674 | 4.068 | 0.03699 | 4.031 | 0 | 0 | 14.2058 | 2.2239 | 52.8959 | 1.7685 | 90.5721 | 107.2567 | 197.8288 | 207.2478 | 203.9508 | 411.1985
2006 | Large Hotel | 5A | 11345.29 | 0 | 118.3252 | 39.405 | 36.9348 | 7.4899 | 42.879 | 43.7982 | 25.3532 | 45.5551 | 4.8642 | 0.03699 | 4.8272 | 0 | 0 | 9.5678 | 2.2239 | 54.2915 | 1.7626 | 99.3552 | 118.3252 | 217.6804 | 216.0356 | 216.4151 | 432.4506
2006 | Large Hotel | 5B | 11345.29 | 0 | 104.0136 | 38.5488 | 36.9348 | 7.4904 | 42.879 | 43.7982 | 25.3532 | 54.0875 | 4.4872 | 0.03699 | 4.4502 | 0 | 0 | 16.2941 | 2.2239 | 53.6855 | 1.7499 | 113.3806 | 104.0136 | 217.3942 | 230.0487 | 201.4972 | 431.5459
2006 | Large Hotel | 5C | 11345.29 | 0 | 109.8701 | 15.6102 | 36.9348 | 7.4786 | 42.879 | 43.7982 | 25.3532 | 45.6984 | 3.2561 | 0.03699 | 3.2191 | 0 | 0 | 9.5147 | 2.2239 | 54.126 | 1.7668 | 74.0425 | 109.8701 | 183.9126 | 190.7157 | 207.7943 | 398.51
2006 | Large Hotel | 6A | 11345.29 | 0 | 142.9338 | 41.8137 | 36.9348 | 7.4865 | 42.879 | 43.7982 | 25.3532 | 47.1892 | 5.3453 | 0.03699 | 5.3084 | 0 | 0 | 13.9605 | 2.2241 | 55.9118 | 1.7479 | 108.2718 | 142.9338 | 251.2055 | 224.9343 | 242.6438 | 467.578
2006 | Large Hotel | 6B | 11345.29 | 0 | 135.2933 | 26.9123 | 36.9348 | 7.4811 | 42.879 | 43.7982 | 25.3532 | 51.5246 | 4.1006 | 0.03699 | 4.0636 | 0 | 0 | 15.5165 | 2.2241 | 55.4998 | 1.7366 | 98.0169 | 135.2933 | 233.3102 | 214.663 | 234.5912 | 449.2542
2006 | Large Hotel | 7 | 11345.29 | 0 | 181.1562 | 32.5774 | 36.9348 | 7.4764 | 42.879 | 43.7982 | 25.3532 | 49.2537 | 4.8052 | 0.03699 | 4.7682 | 0 | 0 | 14.4223 | 2.2246 | 57.8314 | 1.7298 | 101.0216 | 181.1562 | 282.1778 | 217.6566 | 282.7857 | 500.4424
2006 | Large Hotel | 8 | 11345.29 | 0 | 261.4915 | 16.3962 | 36.9348 | 7.4353 | 42.879 | 43.7982 | 25.3532 | 52.0784 | 4.0768 | 0.03699 | 4.0398 | 0 | 0 | 14.9636 | 2.2249 | 60.4215 | 1.7058 | 87.478 | 261.4915 | 348.9696 | 204.048 | 365.7112 | 569.7592
2009 | Large Hotel | 0A | 11345.29 | 0 | 50.2093 | 228.136 | 36.9348 | 6.036 | 42.879 | 43.7982 | 25.3532 | 54.5594 | 13.6079 | 0.03699 | 13.571 | 0 | 0 | 13.3315 | 2.2236 | 42.9608 | 1.804 | 309.5979 | 50.2093 | 359.8071 | 424.8655 | 136.9685 | 561.834
2009 | Large Hotel | 0B | 11345.29 | 0 | 77.7839 | 213.5044 | 36.9348 | 6.037 | 42.879 | 43.7982 | 25.3532 | 60.0695 | 12.9765 | 0.03699 | 12.9395 | 0 | 0 | 15.1497 | 2.2239 | 43.3112 | 1.791 | 301.6631 | 77.7839 | 379.447 | 416.9192 | 164.8932 | 581.8124
2009 | Large Hotel | 1A | 11345.29 | 0 | 51.4342 | 151.5519 | 36.9348 | 6.0377 | 42.879 | 43.7982 | 25.3532 | 50.3106 | 10.3335 | 0.03699 | 10.2965 | 0 | 0 | 12.6482 | 2.2236 | 44.5346 | 1.8057 | 224.8072 | 51.4342 | 276.2414 | 340.0782 | 139.767 | 479.8452
2009 | Large Hotel | 1B | 11345.29 | 0 | 78.1056 | 167.1345 | 36.9348 | 6.0302 | 42.879 | 43.7982 | 25.3532 | 58.8399 | 10.5235 | 0.03699 | 10.4865 | 0 | 0 | 15.1056 | 2.2236 | 44.7393 | 1.7917 | 251.5664 | 78.1056 | 329.672 | 366.816 | 166.6433 | 533.4593
2009 | Large Hotel | 2A | 11345.29 | 0 | 61.9288 | 132.3058 | 36.9348 | 6.0282 | 42.879 | 43.7982 | 25.3532 | 47.7952 | 10.0916 | 0.03699 | 10.0546 | 0 | 0 | 12.7292 | 2.2234 | 46.3746 | 1.8028 | 202.8847 | 61.9288 | 264.8135 | 318.1428 | 152.1018 | 470.2446
2009 | Large Hotel | 2B | 11345.29 | 0 | 63.6196 | 88.1545 | 36.9348 | 6.0324 | 42.879 | 43.7982 | 25.3532 | 53.2664 | 7.2874 | 0.03699 | 7.2504 | 0 | 0 | 10.5225 | 2.2234 | 46.5034 | 1.7768 | 159.1938 | 63.6196 | 222.8134 | 274.4303 | 153.9212 | 428.3515
2009 | Large Hotel | 3A | 11345.29 | 0 | 70.9722 | 76.3658 | 36.9348 | 6.0314 | 42.879 | 43.7982 | 25.3532 | 46.9145 | 7.0604 | 0.03699 | 7.0235 | 0 | 0 | 12.8036 | 2.2234 | 49.5729 | 1.7991 | 143.1073 | 70.9722 | 214.0795 | 258.3652 | 164.3435 | 422.7087
2009 | Large Hotel | 3B | 11345.29 | 0 | 64.765 | 65.4848 | 36.9348 | 6.0311 | 42.879 | 43.7982 | 25.3532 | 52.6983 | 5.957 | 0.03699 | 5.92 | 0 | 0 | 10.7108 | 2.2234 | 48.7495 | 1.7841 | 134.8139 | 64.765 | 199.5789 | 250.0565 | 157.3127 | 407.3692
2009 | Large Hotel | 3C | 11345.29 | 0 | 72.3673 | 47.1556 | 36.9348 | 6.0302 | 42.879 | 43.7982 | 25.3532 | 44.1287 | 4.9732 | 0.03699 | 4.9362 | 0 | 0 | 0 | 2.2236 | 49.9169 | 1.7966 | 96.2205 | 72.3673 | 168.5878 | 211.4749 | 166.0824 | 377.5573
2009 | Large Hotel | 4A | 11345.29 | 0 | 78.607 | 52.048 | 36.9348 | 6.0221 | 42.879 | 43.7982 | 25.3532 | 44.9964 | 5.4944 | 0.03699 | 5.4575 | 0 | 0 | 12.1825 | 2.2231 | 52.1119 | 1.8015 | 114.6844 | 78.607 | 193.2914 | 229.9351 | 174.5174 | 404.4525
2009 | Large Hotel | 4B | 11345.29 | 0 | 62.2074 | 44.2433 | 36.9348 | 6.0267 | 42.879 | 43.7982 | 25.3532 | 53.9416 | 4.7935 | 0.03699 | 4.7565 | 0 | 0 | 14.9658 | 2.2231 | 51.3906 | 1.7866 | 117.9072 | 62.2074 | 180.1146 | 233.1477 | 157.3962 | 390.5439
2009 | Large Hotel | 4C | 11345.29 | 0 | 69.484 | 19.9126 | 36.9348 | 6.0152 | 42.879 | 43.7982 | 25.3532 | 46.2358 | 3.4799 | 0.03699 | 3.4429 | 0 | 0 | 8.6769 | 2.2229 | 52.8873 | 1.8106 | 78.2681 | 69.484 | 147.7522 | 193.5206 | 166.1698 | 359.6904
2009 | Large Hotel | 5A | 11345.29 | 0 | 95.6427 | 33.2764 | 36.9348 | 6.024 | 42.879 | 43.7982 | 25.3532 | 45.8017 | 4.4544 | 0.03699 | 4.4174 | 0 | 0 | 9.2691 | 2.2231 | 54.2842 | 1.8006 | 92.7646 | 95.6427 | 188.4073 | 208.0161 | 193.725 | 401.7411
2009 | Large Hotel | 5B | 11345.29 | 0 | 78.4305 | 33.2252 | 36.9348 | 6.0243 | 42.879 | 43.7982 | 25.3532 | 54.3794 | 4.0881 | 0.03699 | 4.0511 | 0 | 0 | 11.2572 | 2.2231 | 53.6733 | 1.7861 | 102.913 | 78.4305 | 181.3435 | 218.1505 | 175.9019 | 394.0524
2009 | Large Hotel | 5C | 11345.29 | 0 | 68.3845 | 11.7565 | 36.9348 | 6.0147 | 42.879 | 43.7982 | 25.3532 | 45.4849 | 2.7204 | 0.03699 | 2.6834 | 0 | 0 | 9.7025 | 2.2229 | 54.1191 | 1.8155 | 69.6273 | 68.3845 | 138.0117 | 184.8844 | 166.302 | 351.1864
2009 | Large Hotel | 6A | 11345.29 | 0 | 127.2971 | 35.2621 | 36.9348 | 6.0211 | 42.879 | 43.7982 | 25.3532 | 47.5393 | 4.9325 | 0.03699 | 4.8956 | 0 | 0 | 9.7843 | 2.2234 | 55.9021 | 1.7834 | 97.4812 | 127.2971 | 224.7783 | 212.7131 | 226.9975 | 439.7106
2009 | Large Hotel | 6B | 11345.29 | 0 | 109.6324 | 22.9471 | 36.9348 | 6.0169 | 42.879 | 43.7982 | 25.3532 | 51.6827 | 3.7387 | 0.03699 | 3.7017 | 0 | 0 | 14.1987 | 2.2234 | 55.4902 | 1.7744 | 92.5303 | 109.6324 | 202.1627 | 207.7492 | 208.9208 | 416.67
2009 | Large Hotel | 7 | 11345.29 | 0 | 165.5099 | 27.1544 | 36.9348 | 6.0133 | 42.879 | 43.7982 | 25.3532 | 48.8587 | 4.4595 | 0.03699 | 4.4225 | 0 | 0 | 12.9831 | 2.2236 | 57.8233 | 1.7665 | 93.4188 | 165.5099 | 258.9288 | 208.6262 | 267.1317 | 475.7579
2009 | Large Hotel | 8 | 11345.29 | 0 | 249.724 | 13.4329 | 36.9348 | 5.98 | 42.879 | 43.7982 | 25.3532 | 51.4531 | 3.7649 | 0.03699 | 3.7279 | 0 | 0 | 13.3903 | 2.2241 | 60.4115 | 1.7428 | 82.0042 | 249.724 | 331.7282 | 197.155 | 353.9337 | 551.0887
2012 | Large Hotel | 0A | 11345.29 | 0 | 45.0814 | 193.8636 | 34.1652 | 6.036 | 42.879 | 43.7982 | 24.7599 | 46.5565 | 12.018 | 0.03699 | 11.981 | 0 | 0 | 13.0918 | 2.2234 | 42.961 | 1.8091 | 265.4929 | 45.0814 | 310.5743 | 377.4026 | 131.8408 | 509.2434
2012 | Large Hotel | 0B | 11345.29 | 0 | 56.3966 | 173.4327 | 34.1652 | 6.037 | 42.879 | 43.7982 | 24.7599 | 49.2762 | 10.7348 | 0.03699 | 10.6978 | 0 | 0 | 13.8224 | 2.2236 | 43.3119 | 1.7991 | 247.2291 | 56.3966 | 303.6257 | 359.1299 | 143.5067 | 502.6366
2012 | Large Hotel | 1A | 11345.29 | 0 | 44.5665 | 133.0437 | 34.1652 | 6.0377 | 42.879 | 43.7982 | 24.7599 | 44.2954 | 9.2608 | 0.03699 | 9.2238 | 0 | 0 | 12.4915 | 2.2234 | 44.5337 | 1.8108 | 199.0544 | 44.5665 | 243.6209 | 310.9673 | 132.8985 | 443.8658
2012 | Large Hotel | 1B | 11345.29 | 0 | 53.7208 | 136.9805 | 34.1652 | 6.0302 | 42.879 | 43.7982 | 24.7599 | 48.8022 | 8.9122 | 0.03699 | 8.8752 | 0 | 0 | 13.8807 | 2.2236 | 44.7405 | 1.8003 | 208.5386 | 53.7208 | 262.2593 | 320.4335 | 142.2595 | 462.693
2012 | Large Hotel | 2A | 11345.29 | 0 | 50.4735 | 122.6077 | 34.1652 | 6.0282 | 42.879 | 43.7982 | 24.7599 | 44.7552 | 9.632 | 0.03699 | 9.595 | 0 | 0 | 11.006 | 2.2234 | 46.3746 | 1.8072 | 187.9639 | 50.4735 | 238.4374 | 299.8635 | 140.6462 | 440.5098
2012 | Large Hotel | 2B | 11345.29 | 0 | 51.5226 | 82.3695 | 34.1652 | 6.0324 | 42.879 | 43.7982 | 24.7599 | 50.0117 | 6.9926 | 0.03699 | 6.9556 | 0 | 0 | 10.7849 | 2.2234 | 46.5053 | 1.781 | 150.1217 | 51.5226 | 201.6444 | 261.9998 | 141.8261 | 403.8259
2012 | Large Hotel | 3A | 11345.29 | 0 | 54.0897 | 72.2089 | 34.1652 | 6.0314 | 42.879 | 43.7982 | 24.7599 | 44.0214 | 6.8915 | 0.03699 | 6.8545 | 0 | 0 | 12.9714 | 2.2231 | 49.5734 | 1.8035 | 136.0562 | 54.0897 | 190.1459 | 247.9553 | 147.4616 | 395.4169
2012 | Large Hotel | 3B | 11345.29 | 0 | 54.5104 | 63.0604 | 34.1652 | 6.0311 | 42.879 | 43.7982 | 24.7599 | 49.8122 | 5.7834 | 0.03699 | 5.7464 | 0 | 0 | 13.7911 | 2.2231 | 48.751 | 1.7886 | 132.41 | 54.5104 | 186.9204 | 244.294 | 147.0596 | 391.3535
2012 | Large Hotel | 3C | 11345.29 | 0 | 46.2084 | 42.8127 | 34.1652 | 6.0302 | 42.879 | 43.7982 | 24.7599 | 41.8299 | 4.7401 | 0.03699 | 4.7031 | 0 | 0 | 4.6735 | 2.2231 | 49.9177 | 1.8157 | 94.0192 | 46.2084 | 140.2275 | 205.9293 | 139.9242 | 345.8535
2012 | Large Hotel | 4A | 11345.29 | 0 | 51.5936 | 50.7381 | 34.1652 | 6.0221 | 42.879 | 43.7982 | 24.7599 | 42.8372 | 5.6487 | 0.03699 | 5.6117 | 0 | 0 | 10.6182 | 2.2229 | 52.1134 | 1.8069 | 109.8052 | 51.5936 | 161.3988 | 221.6985 | 147.5052 | 369.2036
2012 | Large Hotel | 4B | 11345.29 | 0 | 49.2569 | 44.0048 | 34.1652 | 6.0267 | 42.879 | 43.7982 | 24.7599 | 51.8007 | 4.7962 | 0.03699 | 4.7592 | 0 | 0 | 10.4101 | 2.2229 | 51.3906 | 1.7917 | 110.9748 | 49.2569 | 160.2317 | 222.8573 | 144.4459 | 367.3032
2012 | Large Hotel | 4C | 11345.29 | 0 | 54.3799 | 20.7078 | 34.1652 | 6.0152 | 42.879 | 43.7982 | 24.7599 | 44.1649 | 3.6606 | 0.03699 | 3.6236 | 0 | 0 | 12.2559 | 2.2229 | 52.8871 | 1.8162 | 80.7523 | 54.3799 | 135.1322 | 192.6475 | 151.0651 | 343.7126
2012 | Large Hotel | 5A | 11345.29 | 0 | 60.5097 | 32.9199 | 34.1652 | 6.024 | 42.879 | 43.7982 | 24.7599 | 42.7561 | 4.5246 | 0.03699 | 4.4876 | 0 | 0 | 12.7109 | 2.2229 | 54.2839 | 1.8064 | 92.8745 | 60.5097 | 153.3842 | 204.769 | 158.592 | 363.361
2012 | Large Hotel | 5B | 11345.29 | 0 | 61.4832 | 33.1493 | 34.1652 | 6.0243 | 42.879 | 43.7982 | 24.7599 | 51.6323 | 4.1133 | 0.03699 | 4.0763 | 0 | 0 | 10.7379 | 2.2229 | 53.6745 | 1.7922 | 99.5959 | 61.4832 | 161.0791 | 211.4766 | 158.9561 | 370.4327
2012 | Large Hotel | 5C | 11345.29 | 0 | 42.7595 | 13.4189 | 34.1652 | 6.0147 | 42.879 | 43.7982 | 24.7599 | 43.4696 | 3.0644 | 0.03699 | 3.0274 | 0 | 0 | 13.2309 | 2.2227 | 54.1191 | 1.8211 | 73.1468 | 42.7595 | 115.9064 | 185.0464 | 140.6771 | 325.7235
2012 | Large Hotel | 6A | 11345.29 | 0 | 88.5274 | 34.5863 | 34.1652 | 6.0211 | 42.879 | 43.7982 | 24.7599 | 43.9852 | 4.9174 | 0.03699 | 4.8804 | 0 | 0 | 10.1447 | 2.2231 | 55.9023 | 1.7895 | 93.5966 | 88.5274 | 182.124 | 205.472 | 188.2279 | 393.6998
2012 | Large Hotel | 6B | 11345.29 | 0 | 75.9028 | 23.5154 | 34.1652 | 6.0169 | 42.879 | 43.7982 | 24.7599 | 48.4988 | 3.7999 | 0.03699 | 3.7629 | 0 | 0 | 11.5175 | 2.2231 | 55.4895 | 1.7815 | 87.2946 | 75.9028 | 163.1974 | 199.1573 | 175.1904 | 374.3477
2012 | Large Hotel | 7 | 11345.29 | 0 | 116.5258 | 27.1757 | 34.1652 | 6.0133 | 42.879 | 43.7982 | 24.7599 | 44.4438 | 4.4977 | 0.03699 | 4.4607 | 0 | 0 | 10.4378 | 2.2236 | 57.8223 | 1.7731 | 86.518 | 116.5258 | 203.0439 | 198.3689 | 218.1463 | 416.5152
2012 | Large Hotel | 8 | 11345.29 | 0 | 186.7513 | 14.3834 | 34.1652 | 5.98 | 42.879 | 43.7982 | 24.7599 | 47.0793 | 3.6153 | 0.03699 | 3.5783 | 0 | 0 | 13.5658 | 2.2239 | 60.4096 | 1.7496 | 78.6068 | 186.7513 | 265.358 | 190.4016 | 290.959 | 481.3605
2015 | Large Hotel | 0A | 11345.29 | 0 | 2.0268 | 120.5995 | 18.79 | 5.5574 | 42.725 | 43.7982 | 24.0658 | 13.888 | 3.4919 | 0.03699 | 3.4549 | 0 | 0 | 7.8576 | 2.2222 | 42.8744 | 1.5236 | 145.8001 | 2.0268 | 147.8269 | 240.721 | 88.6993 | 329.4204
2015 | Large Hotel | 0B | 11345.29 | 0 | 1.9543 | 102.6633 | 18.7919 | 5.5584 | 42.725 | 43.7982 | 24.0658 | 13.6239 | 3.1447 | 0.03699 | 3.1077 | 0 | 0 | 7.6209 | 2.2222 | 42.8266 | 1.5249 | 127.0157 | 1.9543 | 128.97 | 221.9413 | 88.5791 | 310.5204
2015 | Large Hotel | 1A | 11345.29 | 0 | 2.966 | 84.9393 | 18.8052 | 5.5591 | 42.725 | 43.7982 | 24.0658 | 13.794 | 2.7841 | 0.03699 | 2.7471 | 0 | 0 | 7.663 | 2.2222 | 44.4609 | 1.5222 | 109.1434 | 2.966 | 112.1094 | 204.0798 | 91.2251 | 295.3049
2015 | Large Hotel | 1B | 11345.29 | 0 | 2.4717 | 80.4996 | 18.8012 | 5.552 | 42.725 | 43.7982 | 24.0658 | 13.5029 | 2.777 | 0.03699 | 2.74 | 0 | 0 | 7.6216 | 2.2222 | 44.5415 | 1.5236 | 104.3641 | 2.4717 | 106.8358 | 199.291 | 90.8113 | 290.1023
2015 | Large Hotel | 2A | 11345.29 | 0 | 5.9136 | 74.193 | 18.7907 | 5.5503 | 42.725 | 43.7982 | 24.0658 | 13.844 | 2.9072 | 0.03699 | 2.8702 | 0 | 0 | 6.0933 | 2.2222 | 46.3286 | 1.5207 | 97.0006 | 5.9136 | 102.9142 | 191.912 | 96.0403 | 287.9523
2015 | Large Hotel | 2B | 11345.29 | 0 | 5.9026 | 47.7834 | 18.7949 | 5.5542 | 42.725 | 43.7982 | 24.0658 | 13.4899 | 2.0432 | 0.03699 | 2.0062 | 0 | 0 | 5.0802 | 2.2219 | 46.4441 | 1.5036 | 68.3597 | 5.9026 | 74.2623 | 163.2621 | 96.1449 | 259.407
2015 | Large Hotel | 3A | 11345.29 | 0 | 12.7882 | 42.6425 | 18.7934 | 5.5532 | 42.725 | 43.7982 | 24.0658 | 13.6824 | 2.299 | 0.03699 | 2.2621 | 0 | 0 | 5.6698 | 2.2219 | 49.5328 | 1.5143 | 64.2567 | 12.7882 | 77.0449 | 159.1674 | 106.1194 | 265.2868
2015 | Large Hotel | 3B | 11345.29 | 0 | 7.6716 | 35.2763 | 18.7941 | 5.553 | 42.725 | 43.7982 | 24.0658 | 13.4961 | 3.4657 | 0.03699 | 3.4287 | 0 | 0 | 5.0175 | 2.2219 | 48.7057 | 1.5077 | 57.2185 | 7.6716 | 64.8901 | 152.1228 | 100.1757 | 252.2985
2015 | Large Hotel | 3C | 11345.29 | 0 | 23.5864 | 24.6096 | 18.7988 | 5.552 | 42.725 | 43.7982 | 24.0658 | 13.7311 | 3.201 | 0.03699 | 3.164 | 0 | 0 | 0 | 2.2222 | 49.9057 | 1.5173 | 41.5047 | 23.5864 | 65.0911 | 136.4227 | 117.2905 | 253.7132
2015 | Large Hotel | 4A | 11345.29 | 0 | 17.3555 | 30.2659 | 18.7799 | 5.5446 | 42.725 | 43.7982 | 24.0658 | 14.0401 | 2.0887 | 0.03699 | 2.0517 | 0 | 0 | 6.0385 | 2.2219 | 52.0657 | 1.5099 | 52.3962 | 17.3555 | 69.7516 | 147.2804 | 113.2193 | 260.4997
2015 | Large Hotel | 4B | 11345.29 | 0 | 8.98 | 24.7158 | 18.778 | 5.5488 | 42.725 | 43.7982 | 24.0658 | 14.2475 | 3.178 | 0.03699 | 3.141 | 0 | 0 | 4.8385 | 2.2217 | 51.338 | 1.5065 | 46.9429 | 8.98 | 55.9228 | 141.8259 | 104.1161 | 245.942
2015 | Large Hotel | 4C | 11345.29 | 0 | 15.549 | 10.689 | 18.7831 | 5.5383 | 42.725 | 43.7982 | 24.0658 | 13.8663 | 2.3456 | 0.03699 | 2.3086 | 0 | 0 | 5.1531 | 2.2219 | 52.8298 | 1.5197 | 32.0169 | 15.549 | 47.566 | 126.9075 | 112.1772 | 239.0848
2015 | Large Hotel | 5A | 11345.29 | 0 | 28.7753 | 18.5109 | 18.775 | 5.5464 | 42.725 | 43.7982 | 24.0658 | 14.07 | 1.7942 | 0.03699 | 1.7572 | 0 | 0 | 5.4575 | 2.2219 | 54.2207 | 1.507 | 39.7955 | 28.7753 | 68.5708 | 134.6739 | 126.7944 | 261.4683
2015 | Large Hotel | 5B | 11345.29 | 0 | 16.8597 | 18.2464 | 18.779 | 5.5466 | 42.725 | 43.7982 | 24.0658 | 14.1084 | 2.6893 | 0.03699 | 2.6523 | 0 | 0 | 5.1583 | 2.2217 | 53.5984 | 1.5036 | 40.1654 | 16.8597 | 57.0251 | 135.0443 | 114.2562 | 249.3005
2015 | Large Hotel | 5C | 11345.29 | 0 | 17.626 | 6.3453 | 18.7807 | 5.5378 | 42.725 | 43.7982 | 24.0658 | 14.1138 | 1.9181 | 0.03699 | 1.8811 | 0 | 0 | 5.7985 | 2.2217 | 54.0467 | 1.5207 | 28.1387 | 17.626 | 45.7647 | 123.0276 | 115.4711 | 238.4986
2015 | Large Hotel | 6A | 11345.29 | 0 | 50.2014 | 19.4327 | 18.7765 | 5.5439 | 42.725 | 43.7982 | 24.0658 | 14.1488 | 1.991 | 0.03699 | 1.954 | 0 | 0 | 5.7415 | 2.2222 | 55.8195 | 1.4977 | 41.277 | 50.2014 | 91.4785 | 136.1446 | 149.8191 | 285.9637
2015 | Large Hotel | 6B | 11345.29 | 0 | 37.1684 | 12.6239 | 18.7731 | 5.5397 | 42.725 | 43.7982 | 24.0658 | 13.76 | 2.3561 | 0.03699 | 2.3191 | 0 | 0 | 5.6644 | 2.2219 | 55.4026 | 1.4947 | 34.3674 | 37.1684 | 71.5358 | 129.2247 | 136.3691 | 265.5938
2015 | Large Hotel | 7 | 11345.29 | 0 | 72.9069 | 15.0111 | 18.7692 | 5.5363 | 42.725 | 43.7982 | 24.0658 | 14.3385 | 1.9514 | 0.03699 | 1.9144 | 0 | 0 | 5.8982 | 2.2222 | 57.7268 | 1.4876 | 37.1622 | 72.9069 | 110.0692 | 132.0053 | 174.4322 | 306.4375
2015 | Large Hotel | 8 | 11345.29 | 0 | 123.0932 | 7.97 | 18.7807 | 5.506 | 42.725 | 43.7982 | 24.0658 | 14.4806 | 2.5987 | 0.03699 | 2.5617 | 0 | 0 | 6.1269 | 2.2224 | 60.28 | 1.4783 | 31.1392 | 123.0932 | 154.2324 | 125.9539 | 227.1714 | 353.1252
2018 | Large Hotel | 0A | 11345.29 | 0 | 2.243 | 118.5933 | 20.0565 | 4.0034 | 42.725 | 43.7982 | 23.83 | 13.4422 | 3.4806 | 0.03699 | 3.4437 | 0 | 0 | 7.6243 | 2.2222 | 42.8739 | 1.5227 | 143.1034 | 2.243 | 145.3464 | 237.5004 | 88.915 | 326.4154
2018 | Large Hotel | 0B | 11345.29 | 0 | 2.1541 | 101.9613 | 20.0583 | 4.0041 | 42.725 | 43.7982 | 23.83 | 13.1587 | 3.1499 | 0.03699 | 3.1129 | 0 | 0 | 7.4439 | 2.2222 | 42.8283 | 1.5241 | 125.6767 | 2.1541 | 127.8308 | 220.0776 | 88.7806 | 308.8582
2018 | Large Hotel | 1A | 11345.29 | 0 | 3.2304 | 83.8461 | 20.0702 | 4.0046 | 42.725 | 43.7982 | 23.83 | 13.9414 | 2.7961 | 0.03699 | 2.7591 | 0 | 0 | 7.4914 | 2.2222 | 44.4609 | 1.5209 | 108.038 | 3.2304 | 111.2684 | 202.4484 | 91.4895 | 293.9379
2018 | Large Hotel | 1B | 11345.29 | 0 | 2.537 | 80.0952 | 20.0668 | 3.9997 | 42.725 | 43.7982 | 23.83 | 13.0216 | 2.7909 | 0.03699 | 2.7539 | 0 | 0 | 7.4468 | 2.2222 | 44.5412 | 1.5229 | 103.3175 | 2.537 | 105.8545 | 197.7208 | 90.8767 | 288.5975
2018 | Large Hotel | 2A | 11345.29 | 0 | 9.0331 | 73.6174 | 20.057 | 3.9982 | 42.725 | 43.7982 | 23.83 | 13.381 | 2.9503 | 0.03699 | 2.9133 | 0 | 0 | 5.5652 | 2.2222 | 46.3286 | 1.5195 | 95.4769 | 9.0331 | 104.5101 | 189.8664 | 99.1601 | 289.0264
2018 | Large Hotel | 2B | 11345.29 | 0 | 12.5982 | 48.0706 | 20.0607 | 4.0012 | 42.725 | 43.7982 | 23.83 | 12.7953 | 2.133 | 0.03699 | 2.0961 | 0 | 0 | 4.1799 | 2.2219 | 46.4461 | 1.5018 | 67.1419 | 12.5982 | 79.7401 | 161.5193 | 102.8425 | 264.3618
2018 | Large Hotel | 3A | 11345.29 | 0 | 16.8511 | 42.7982 | 20.0595 | 4.0004 | 42.725 | 43.7982 | 23.83 | 13.0784 | 2.3353 | 0.03699 | 2.2983 | 0 | 0 | 4.8087 | 2.2222 | 49.5321 | 1.5121 | 62.9835 | 16.8511 | 79.8346 | 157.3693 | 110.1813 | 267.5506
2018 | Large Hotel | 3B | 11345.29 | 0 | 14.3493 | 35.4667 | 20.0602 | 4.0002 | 42.725 | 43.7982 | 23.83 | 12.6991 | 1.896 | 0.03699 | 1.859 | 0 | 0 | 4.0457 | 2.2219 | 48.7067 | 1.5045 | 54.0706 | 14.3493 | 68.42 | 148.4493 | 106.8544 | 255.3037
2018 | Large Hotel | 3C | 11345.29 | 0 | 22.2846 | 25.4599 | 20.0644 | 3.9997 | 42.725 | 43.7982 | 23.83 | 13.3137 | 1.8133 | 0.03699 | 1.7763 | 0 | 0 | 0 | 2.2222 | 49.9072 | 1.5165 | 40.5498 | 22.2846 | 62.8344 | 134.9444 | 115.9901 | 250.9345
2018 | Large Hotel | 4A | 11345.29 | 0 | 21.5457 | 30.1802 | 20.0511 | 3.9943 | 42.725 | 43.7982 | 23.83 | 13.438 | 2.0243 | 0.03699 | 1.9873 | 0 | 0 | 5.2736 | 2.2222 | 52.0674 | 1.5077 | 50.8791 | 21.5457 | 72.4248 | 145.2463 | 117.4112 | 262.6575
2018 | Large Hotel | 4B | 11345.29 | 0 | 15.0089 | 24.5449 | 20.0489 | 3.9973 | 42.725 | 43.7982 | 23.83 | 13.0916 | 1.8375 | 0.03699 | 1.8005 | 0 | 0 | 4.0506 | 2.2219 | 51.34 | 1.5023 | 43.4877 | 15.0089 | 58.4966 | 137.8502 | 110.147 | 247.9972
2018 | Large Hotel | 4C | 11345.29 | 0 | 24.647 | 11.3417 | 20.0548 | 3.9897 | 42.725 | 43.7982 | 23.83 | 13.1396 | 1.5386 | 0.03699 | 1.5016 | 0 | 0 | 3.6359 | 2.2219 | 52.8313 | 1.5146 | 29.6187 | 24.647 | 54.2658 | 123.992 | 121.2767 | 245.2687
2018 | Large Hotel | 5A | 11345.29 | 0 | 32.0637 | 18.9511 | 20.0448 | 3.9955 | 42.725 | 43.7982 | 23.83 | 13.3788 | 1.7633 | 0.03699 | 1.7263 | 0 | 0 | 4.7597 | 2.2219 | 54.2222 | 1.5053 | 38.8159 | 32.0637 | 70.8796 | 133.1754 | 130.0841 | 263.2595
2018 | Large Hotel | 5B | 11345.29 | 0 | 22.9589 | 18.5016 | 20.0482 | 3.9958 | 42.725 | 43.7982 | 23.83 | 13.1912 | 1.6328 | 0.03699 | 1.5958 | 0 | 0 | 4.5672 | 2.2219 | 53.5988 | 1.5009 | 37.8559 | 22.9589 | 60.8147 | 132.2147 | 120.3559 | 252.5705
2018 | Large Hotel | 5C | 11345.29 | 0 | 25.1646 | 7.3026 | 20.0499 | 3.9894 | 42.725 | 43.7982 | 23.83 | 13.3026 | 1.3481 | 0.03699 | 1.3111 | 0 | 0 | 4.4311 | 2.2219 | 54.0489 | 1.5153 | 26.3474 | 25.1646 | 51.5121 | 120.716 | 123.0116 | 243.7277
2018 | Large Hotel | 6A | 11345.29 | 0 | 52.2133 | 20.0676 | 20.0443 | 3.9936 | 42.725 | 43.7982 | 23.83 | 13.3577 | 1.589 | 0.03699 | 1.552 | 0 | 0 | 5.028 | 2.2222 | 55.8208 | 1.4955 | 40.0053 | 52.2133 | 92.2186 | 134.3529 | 151.8322 | 286.1851
2018 | Large Hotel | 6B | 11345.29 | 0 | 42.9292 | 13.4008 | 20.0411 | 3.9909 | 42.725 | 43.7982 | 23.83 | 12.9564 | 1.246 | 0.03699 | 1.209 | 0 | 0 | 4.8187 | 2.2219 | 55.4023 | 1.4925 | 32.3849 | 42.9292 | 75.3142 | 126.7234 | 142.13 | 268.8534
2018 | Large Hotel | 7 | 11345.29 | 0 | 74.1282 | 15.9334 | 20.0374 | 3.9884 | 42.725 | 43.7982 | 23.83 | 13.5428 | 1.5014 | 0.03699 | 1.4644 | 0 | 0 | 5.2619 | 2.2224 | 57.7268 | 1.4854 | 36.2025 | 74.1282 | 110.3306 | 130.528 | 175.6532 | 306.1811
2018 | Large Hotel | 8 | 11345.29 | 0 | 122.6167 | 9.1061 | 20.048 | 3.9664 | 42.725 | 43.7982 | 23.83 | 13.4787 | 2.0118 | 0.03699 | 1.9749 | 0 | 0 | 5.4604 | 2.2224 | 60.2795 | 1.4764 | 30.02 | 122.6167 | 152.6367 | 124.3252 | 226.6944 | 351.0196
2006 | Large Office | 0A | 46320.38 | 0 | 0.065006 | 76.7901 | 31.0501 | 5.9249 | 91.2323 | 0 | 12.5948 | 17.2354 | 11.5184 | 0.00084504 | 11.5176 | 26.5601 | 0 | 0 | 0 | 2.5046 | 0 | 132.1032 | 0.065006 | 132.1682 | 272.906 | 2.5696 | 275.4756
2006 | Large Office | 0B | 46320.38 | 0 | 1.1573 | 64.2623 | 31.0501 | 5.9261 | 91.2323 | 0 | 12.5948 | 17.4219 | 10.2389 | 0.00084504 | 10.238 | 21.572 | 0.11496 | 0 | 0 | 2.4996 | 0 | 113.6092 | 1.1573 | 114.7665 | 254.4133 | 3.6568 | 258.0701
2006 | Large Office | 1A | 46320.38 | 0 | 0.3513 | 51.0729 | 31.0501 | 5.9267 | 91.2323 | 0 | 12.5948 | 16.9114 | 8.1318 | 0.00084504 | 8.131 | 20.6639 | 0 | 0 | 0 | 2.6864 | 0 | 96.7792 | 0.3513 | 97.1305 | 237.5839 | 3.0377 | 240.6216
2006 | Large Office | 1B | 46320.38 | 0 | 4.3614 | 54.273 | 31.0501 | 5.9193 | 91.2323 | 0 | 12.5948 | 16.6335 | 8.4143 | 0.00084504 | 8.4134 | 17.9241 | 0.66493 | 0 | 0 | 2.6947 | 0 | 97.909 | 4.3614 | 102.2704 | 238.7062 | 7.0561 | 245.7624
2006 | Large Office | 2A | 46320.38 | 0 | 7.2388 | 47.3933 | 31.0501 | 5.9172 | 91.2323 | 0 | 12.5948 | 15.0107 | 8.1916 | 0.00084504 | 8.1908 | 17.9777 | 0.072802 | 0 | 0 | 2.8958 | 0 | 88.6453 | 7.2388 | 95.8841 | 229.4405 | 10.1346 | 239.5751
2006 | Large Office | 2B | 46320.38 | 0 | 6.5398 | 34.4097 | 31.0501 | 5.9216 | 91.2323 | 0 | 12.5948 | 16.5621 | 6.3296 | 0.00084504 | 6.3288 | 11.63 | 0.30128 | 0 | 0 | 2.9088 | 0 | 69.232 | 6.5398 | 75.7718 | 210.0316 | 9.4487 | 219.4802
2006 | Large Office | 3A | 46320.38 | 0 | 26.1246 | 31.5928 | 31.0501 | 5.9204 | 91.2323 | 0 | 12.5948 | 14.773 | 6.0121 | 0.00084504 | 6.0112 | 11.8153 | 0.26242 | 0 | 0 | 3.2602 | 0 | 64.4547 | 26.1246 | 90.5793 | 205.253 | 29.3848 | 234.6378
2006 | Large Office | 3B | 46320.38 | 0 | 12.3989 | 29.8451 | 31.0501 | 5.9202 | 91.2323 | 0 | 12.5948 | 16.1738 | 5.0355 | 0.00084504 | 5.0346 | 10.2285 | 4.6414 | 0 | 0 | 3.1663 | 0 | 65.9235 | 12.3989 | 78.3224 | 206.7216 | 15.5652 | 222.2868
2006 | Large Office | 3C | 46320.38 | 0 | 5.3426 | 22.6884 | 31.0501 | 5.9193 | 91.2323 | 0 | 12.5948 | 14.2371 | 4.3588 | 0.00084504 | 4.3579 | 9.3913 | 0.047855 | 0 | 0 | 3.3019 | 0 | 50.7225 | 5.3426 | 56.0651 | 191.5198 | 8.6446 | 200.1644
2006 | Large Office | 4A | 46320.38 | 0 | 43 | 27.5503 | 31.0501 | 5.9114 | 91.2323 | 0 | 12.5948 | 13.9305 | 5.9758 | 0.00084504 | 5.9749 | 8.9232 | 0.18386 | 0 | 0 | 3.551 | 0 | 56.5628 | 43 | 99.5627 | 197.3521 | 46.551 | 243.903
2006 | Large Office | 4B | 46320.38 | 0 | 16.2557 | 25.8884 | 31.0501 | 5.9159 | 91.2323 | 0 | 12.5948 | 16.9651 | 3.8783 | 0.00084504 | 3.8775 | 7.8563 | 7.2066 | 0 | 0 | 3.469 | 0 | 61.7939 | 16.2557 | 78.0496 | 202.5878 | 19.7247 | 222.3125
2006 | Large Office | 4C | 46320.38 | 0 | 30.6519 | 17.2882 | 31.0501 | 5.9046 | 91.2323 | 0 | 12.5948 | 14.18 | 2.7111 | 0.00084504 | 2.7103 | 5.6748 | 0.108 | 0 | 0 | 3.639 | 0 | 39.9613 | 30.6519 | 70.6133 | 180.7439 | 34.2909 | 215.0348
2006 | Large Office | 5A | 46320.38 | 0 | 61.1968 | 20.3182 | 31.0501 | 5.9132 | 91.2323 | 0 | 12.5948 | 13.9013 | 3.7443 | 0.00084504 | 3.7434 | 6.458 | 0.22578 | 0 | 0 | 3.8006 | 0 | 44.6467 | 61.1968 | 105.8436 | 185.4379 | 64.9975 | 250.4354
2006 | Large Office | 5B | 46320.38 | 0 | 30.2153 | 23.4202 | 31.0501 | 5.9134 | 91.2323 | 0 | 12.5948 | 16.6998 | 3.3083 | 0.00084504 | 3.3075 | 6.1634 | 7.9869 | 0 | 0 | 3.7302 | 0 | 57.5777 | 30.2153 | 87.7931 | 198.3691 | 33.9455 | 232.3146
2006 | Large Office | 5C | 46320.38 | 0 | 34.228 | 15.3643 | 31.0501 | 5.9042 | 91.2323 | 0 | 12.5948 | 14.0154 | 2.0802 | 0.00084504 | 2.0794 | 4.4003 | 0.11796 | 0 | 0 | 3.78 | 0 | 35.9773 | 34.228 | 70.2054 | 176.7595 | 38.008 | 214.7675
2006 | Large Office | 6A | 46320.38 | 0 | 83.439 | 20.8655 | 31.0501 | 5.9105 | 91.2323 | 0 | 12.5948 | 14.279 | 3.5619 | 0.00084504 | 3.5611 | 6.3335 | 0.2779 | 0 | 0 | 3.9873 | 0 | 45.317 | 83.439 | 128.756 | 186.1055 | 87.4263 | 273.5318
2006 | Large Office | 6B | 46320.38 | 0 | 54.2468 | 19.9779 | 31.0501 | 5.9061 | 91.2323 | 0 | 12.5948 | 15.402 | 2.7599 | 0.00084504 | 2.7591 | 5.1655 | 5.4916 | 0 | 0 | 3.9401 | 0 | 48.7961 | 54.2468 | 103.0428 | 189.5802 | 58.187 | 247.7672
2006 | Large Office | 7 | 46320.38 | 0 | 95.4793 | 22.5783 | 31.0501 | 5.9025 | 91.2323 | 0 | 12.5948 | 14.5181 | 5.7157 | 0.00084504 | 5.7148 | 5.2227 | 0.33894 | 0 | 0 | 4.2093 | 0 | 48.3729 | 95.4793 | 143.8522 | 189.1534 | 99.6886 | 288.842
2006 | Large Office | 8 | 46320.38 | 0 | 132.561 | 19.6079 | 31.0501 | 5.87 | 91.2323 | 0 | 12.5948 | 14.3532 | 4.4673 | 0.00084504 | 4.4665 | 3.4597 | 1.8258 | 0 | 0 | 4.5125 | 0 | 43.713 | 132.561 | 176.274 | 184.4609 | 137.0736 | 321.5345
2009 | Large Office | 0A | 46320.38 | 0 | 0.064107 | 68.373 | 31.0501 | 5.3113 | 91.2323 | 0 | 12.5948 | 17.1469 | 10.0705 | 0.00084504 | 10.0697 | 24.5672 | 0 | 0 | 0 | 2.5046 | 0 | 120.1568 | 0.064107 | 120.2209 | 260.3461 | 2.5686 | 262.9147
2009 | Large Office | 0B | 46320.38 | 0 | 0.85048 | 58.8945 | 31.0501 | 5.3123 | 91.2323 | 0 | 12.5948 | 17.017 | 9.1569 | 0.00084504 | 9.156 | 20.4888 | 0.10483 | 0 | 0 | 2.4999 | 0 | 105.6612 | 0.85048 | 106.5117 | 245.8515 | 3.3503 | 249.2019
2009 | Large Office | 1A | 46320.38 | 0 | 0.16821 | 47.2811 | 31.0501 | 5.3129 | 91.2323 | 0 | 12.5948 | 16.1533 | 8.9571 | 0.00084504 | 8.9563 | 19.5664 | 0 | 0 | 0 | 2.6864 | 0 | 91.9571 | 0.16821 | 92.1253 | 232.148 | 2.8546 | 235.0026
2009 | Large Office | 1B | 46320.38 | 0 | 3.0079 | 50.3827 | 31.0501 | 5.3062 | 91.2323 | 0 | 12.5948 | 16.388 | 7.6755 | 0.00084504 | 7.6747 | 17.2109 | 0.63069 | 0 | 0 | 2.6946 | 0 | 92.287 | 3.0079 | 95.2949 | 232.4712 | 5.7025 | 238.1737
2009 | Large Office | 2A | 46320.38 | 0 | 4.0732 | 42.6123 | 31.0501 | 5.3044 | 91.2323 | 0 | 12.5948 | 14.8567 | 7.0959 | 0.00084504 | 7.0951 | 16.6435 | 0.061768 | 0 | 0 | 2.8958 | 0 | 81.2694 | 4.0732 | 85.3426 | 221.4518 | 6.969 | 228.4208
2009 | Large Office | 2B | 46320.38 | 0 | 3.0091 | 32.3175 | 31.0501 | 5.3083 | 91.2323 | 0 | 12.5948 | 16.4725 | 5.5511 | 0.00084504 | 5.5503 | 11.2234 | 0.25289 | 0 | 0 | 2.9089 | 0 | 65.8165 | 3.0091 | 68.8256 | 206.0028 | 5.918 | 211.9208
2009 | Large Office | 3A | 46320.38 | 0 | 13.3988 | 28.4347 | 31.0501 | 5.3072 | 91.2323 | 0 | 12.5948 | 14.3403 | 5.2001 | 0.00084504 | 5.1993 | 11.2214 | 0.1071 | 0 | 0 | 3.2604 | 0 | 59.3028 | 13.3988 | 72.7016 | 199.4881 | 16.6592 | 216.1473
2009 | Large Office | 3B | 46320.38 | 0 | 5.9046 | 28.5395 | 31.0501 | 5.3071 | 91.2323 | 0 | 12.5948 | 16.3997 | 4.446 | 0.00084504 | 4.4451 | 9.9652 | 4.6051 | 0 | 0 | 3.1663 | 0 | 63.9546 | 5.9046 | 69.8592 | 204.1396 | 9.0709 | 213.2106
2009 | Large Office | 3C | 46320.38 | 0 | 2.6585 | 21.8272 | 31.0501 | 5.3062 | 91.2323 | 0 | 12.5948 | 13.9167 | 3.815 | 0.00084504 | 3.8141 | 9.2848 | 0.040779 | 0 | 0 | 3.3019 | 0 | 48.8836 | 2.6585 | 51.5422 | 189.0678 | 5.9605 | 195.0283
2009 | Large Office | 4A | 46320.38 | 0 | 28.3261 | 24.1221 | 31.0501 | 5.2991 | 91.2323 | 0 | 12.5948 | 13.9145 | 4.1638 | 0.00084504 | 4.163 | 8.6034 | 0.15538 | 0 | 0 | 3.5505 | 0 | 50.9584 | 28.3261 | 79.2845 | 191.1354 | 31.8767 | 223.0121
2009 | Large Office | 4B | 46320.38 | 0 | 9.7482 | 25.4289 | 31.0501 | 5.3032 | 91.2323 | 0 | 12.5948 | 17.7204 | 3.5928 | 0.00084504 | 3.5919 | 7.8295 | 7.1469 | 0 | 0 | 3.4687 | 0 | 61.7176 | 9.7482 | 71.4658 | 201.8988 | 13.2168 | 215.1156
2009 | Large Office | 4C | 46320.38 | 0 | 17.9363 | 16.8398 | 31.0501 | 5.2931 | 91.2323 | 0 | 12.5948 | 14.3418 | 2.2594 | 0.00084504 | 2.2586 | 5.6989 | 0.093251 | 0 | 0 | 3.639 | 0 | 39.2324 | 17.9363 | 57.1687 | 179.4035 | 21.5753 | 200.9788
2009 | Large Office | 5A | 46320.38 | 0 | 41.8187 | 19.9155 | 31.0501 | 5.3008 | 91.2323 | 0 | 12.5948 | 14.0977 | 3.2938 | 0.00084504 | 3.2929 | 6.3979 | 0.19418 | 0 | 0 | 3.8001 | 0 | 43.8982 | 41.8187 | 85.7169 | 184.0769 | 45.6188 | 229.6958
2009 | Large Office | 5B | 46320.38 | 0 | 19.7463 | 23.2294 | 31.0501 | 5.301 | 91.2323 | 0 | 12.5948 | 17.592 | 3.1238 | 0.00084504 | 3.1229 | 6.1848 | 7.9481 | 0 | 0 | 3.7299 | 0 | 58.0773 | 19.7463 | 77.8236 | 198.2563 | 23.4762 | 221.7324
2009 | Large Office | 5C | 46320.38 | 0 | 19.4655 | 15.0967 | 31.0501 | 5.2927 | 91.2323 | 0 | 12.5948 | 14.4008 | 1.7446 | 0.00084504 | 1.7437 | 4.4393 | 0.10291 | 0 | 0 | 3.7799 | 0 | 35.7835 | 19.4655 | 55.249 | 175.9542 | 23.2453 | 199.1995
2009 | Large Office | 6A | 46320.38 | 0 | 59.8255 | 20.4197 | 31.0501 | 5.2984 | 91.2323 | 0 | 12.5948 | 14.6273 | 3.5461 | 0.00084504 | 3.5453 | 6.2374 | 0.23592 | 0 | 0 | 3.9867 | 0 | 45.0656 | 59.8255 | 104.8911 | 185.242 | 63.8121 | 249.0541
2009 | Large Office | 6B | 46320.38 | 0 | 37.5358 | 19.87 | 31.0501 | 5.2945 | 91.2323 | 0 | 12.5948 | 16.2177 | 2.5211 | 0.00084504 | 2.5202 | 5.1948 | 5.4516 | 0 | 0 | 3.9397 | 0 | 49.2544 | 37.5358 | 86.7901 | 189.4268 | 41.4755 | 230.9023
2009 | Large Office | 7 | 46320.38 | 0 | 65.411 | 22.2609 | 31.0501 | 5.2913 | 91.2323 | 0 | 12.5948 | 14.9688 | 5.2794 | 0.00084504 | 5.2785 | 5.2215 | 0.28953 | 0 | 0 | 4.2086 | 0 | 48.0192 | 65.411 | 113.4302 | 188.1885 | 69.6195 | 257.808
2009 | Large Office | 8 | 46320.38 | 0 | 92.441 | 19.6829 | 31.0501 | 5.2621 | 91.2323 | 0 | 12.5948 | 14.9623 | 4.0975 | 0.00084504 | 4.0966 | 3.5154 | 1.7541 | 0 | 0 | 4.5122 | 0 | 44.0115 | 92.441 | 136.4524 | 184.1515 | 96.9532 | 281.1047
2012 | Large Office | 0A | 46320.38 | 0 | 0.07748 | 48.4405 | 25.7528 | 5.3113 | 91.2323 | 0 | 12.2581 | 14.7345 | 8.3011 | 0.00084504 | 8.3003 | 16.837 | 0 | 0.51261 | 0 | 2.5047 | 0 | 88.8248 | 0.07748 | 88.9023 | 223.3801 | 2.5821 | 225.9623
2012 | Large Office | 0B | 46320.38 | 0 | 0.084616 | 52.6912 | 25.7528 | 5.3123 | 91.2323 | 0 | 12.2581 | 14.8538 | 8.3734 | 0.00084504 | 8.3726 | 14.4762 | 0.10728 | 0 | 0 | 2.5002 | 0 | 90.5011 | 0.084616 | 90.5858 | 225.0574 | 2.5848 | 227.6422
2012 | Large Office | 1A | 46320.38 | 0 | 0.09595 | 38.2077 | 25.7528 | 5.3129 | 91.2323 | 0 | 12.2581 | 14.241 | 8.1565 | 0.00084504 | 8.1557 | 14.2298 | 0 | 0.49366 | 0 | 2.6863 | 0 | 75.3279 | 0.09595 | 75.4238 | 209.8848 | 2.7823 | 212.667
2012 | Large Office | 1B | 46320.38 | 0 | 1.0213 | 45.715 | 25.7528 | 5.3062 | 91.2323 | 0 | 12.2581 | 14.5245 | 8.4568 | 0.00084504 | 8.456 | 12.6586 | 0.63609 | 0 | 0 | 2.6945 | 0 | 81.9902 | 1.0213 | 83.0115 | 216.5403 | 3.7158 | 220.2561
2012 | Large Office | 2A | 46320.38 | 0 | 0.67039 | 33.3419 | 25.7528 | 5.3044 | 91.2323 | 0 | 12.2581 | 13.7851 | 5.8816 | 0.00084504 | 5.8808 | 12.5086 | 0.029924 | 0.3059 | 0 | 2.8956 | 0 | 65.8523 | 0.67039 | 66.5227 | 200.4007 | 3.566 | 203.9668
2012 | Large Office | 2B | 46320.38 | 0 | 1.3615 | 30.4613 | 25.7528 | 5.3083 | 91.2323 | 0 | 12.2581 | 15.1703 | 5.3008 | 0.00084504 | 5.3 | 9.6321 | 0.25301 | 0 | 0 | 2.9088 | 0 | 60.8168 | 1.3615 | 62.1782 | 195.3689 | 4.2703 | 199.6392
2012 | Large Office | 3A | 46320.38 | 0 | 4.789 | 25.7411 | 25.7528 | 5.3072 | 91.2323 | 0 | 12.2581 | 13.5056 | 4.8937 | 0.00084504 | 4.8928 | 9.1536 | 0.10692 | 0.12126 | 0 | 3.2603 | 0 | 53.5214 | 4.789 | 58.3104 | 188.0727 | 8.0493 | 196.1219
2012 | Large Office | 3B | 46320.38 | 0 | 4.0141 | 27.303 | 25.7528 | 5.3071 | 91.2323 | 0 | 12.2581 | 15.4013 | 4.2577 | 0.00084504 | 4.2568 | 8.7032 | 4.6096 | 0 | 0 | 3.1664 | 0 | 60.2739 | 4.0141 | 64.2879 | 194.8249 | 7.1805 | 202.0053
2012 | Large Office | 3C | 46320.38 | 0 | 2.2136 | 21.0489 | 25.7528 | 5.3062 | 91.2323 | 0 | 12.2581 | 13.2418 | 3.6455 | 0.00084504 | 3.6447 | 8.3882 | 0.040179 | 0 | 0 | 3.302 | 0 | 46.3637 | 2.2136 | 48.5772 | 180.914 | 5.5156 | 186.4296
2012 | Large Office | 4A | 46320.38 | 0 | 8.3561 | 22.5315 | 25.7528 | 5.2991 | 91.2323 | 0 | 12.2581 | 13.3151 | 3.8857 | 0.00084504 | 3.8848 | 7.1516 | 0.1534 | 0.13523 | 0 | 3.551 | 0 | 47.1717 | 8.3561 | 55.5277 | 181.7148 | 11.907 | 193.6218
2012 | Large Office | 4B | 46320.38 | 0 | 6.4629 | 24.6704 | 25.7528 | 5.3032 | 91.2323 | 0 | 12.2581 | 16.8199 | 3.4634 | 0.00084504 | 3.4626 | 7.1481 | 7.1814 | 0 | 0 | 3.4689 | 0 | 59.2825 | 6.4629 | 65.7454 | 193.8297 | 9.9318 | 203.7615
2012 | Large Office | 4C | 46320.38 | 0 | 13.573 | 16.5492 | 25.7528 | 5.2931 | 91.2323 | 0 | 12.2581 | 13.6373 | 2.1854 | 0.00084504 | 2.1845 | 5.3927 | 0.091392 | 0 | 0 | 3.6391 | 0 | 37.8552 | 13.573 | 51.4282 | 172.3922 | 17.2121 | 189.6043
2012 | Large Office | 5A | 46320.38 | 0 | 12.612 | 19.0976 | 25.7528 | 5.3008 | 91.2323 | 0 | 12.2581 | 13.3931 | 2.9752 | 0.00084504 | 2.9744 | 5.5582 | 0.19124 | 0.1095 | 0 | 3.8005 | 0 | 41.3241 | 12.612 | 53.9361 | 175.8689 | 16.4125 | 192.2814
2012 | Large Office | 5B | 46320.38 | 0 | 13.8422 | 22.6227 | 25.7528 | 5.301 | 91.2323 | 0 | 12.2581 | 16.5774 | 2.9754 | 0.00084504 | 2.9746 | 5.8071 | 7.9524 | 0 | 0 | 3.7303 | 0 | 55.9342 | 13.8422 | 69.7765 | 190.4792 | 17.5725 | 208.0516
2012 | Large Office | 5C | 46320.38 | 0 | 16.6889 | 14.9127 | 25.7528 | 5.2927 | 91.2323 | 0 | 12.2581 | 13.7371 | 1.6744 | 0.00084504 | 1.6735 | 4.2934 | 0.10141 | 0 | 0 | 3.7801 | 0 | 34.7182 | 16.6889 | 51.4071 | 169.2548 | 20.469 | 189.7237
2012 | Large Office | 6A | 46320.38 | 0 | 46.9255 | 19.8722 | 25.7528 | 5.2984 | 91.2323 | 0 | 12.2581 | 13.6482 | 3.4252 | 0.00084504 | 3.4244 | 5.3098 | 0.23304 | 0 | 0 | 3.9867 | 0 | 42.4876 | 46.9255 | 89.4131 | 177.0299 | 50.9123 | 227.9422
2012 | Large Office | 6B | 46320.38 | 0 | 27.7032 | 19.4782 | 25.7528 | 5.2945 | 91.2323 | 0 | 12.2581 | 15.1891 | 2.3885 | 0.00084504 | 2.3877 | 4.9209 | 5.4481 | 0 | 0 | 3.9398 | 0 | 47.4239 | 27.7032 | 75.1272 | 181.9624 | 31.643 | 213.6054
2012 | Large Office | 7 | 46320.38 | 0 | 52.167 | 18.4854 | 25.7528 | 5.2913 | 91.2323 | 0 | 12.2581 | 13.7941 | 2.928 | 0.00084504 | 2.9271 | 4.4401 | 0.28503 | 0 | 0 | 4.2089 | 0 | 39.9317 | 52.167 | 92.0987 | 174.4669 | 56.376 | 230.8428
2012 | Large Office | 8 | 46320.38 | 0 | 35.5045 | 15.8556 | 25.7528 | 5.2621 | 91.2323 | 0 | 12.2581 | 13.7403 | 1.8325 | 0.00084504 | 1.8316 | 3.2524 | 1.7322 | 0.25217 | 0 | 4.5117 | 0 | 36.6643 | 35.5045 | 72.1688 | 171.1703 | 40.0162 | 211.1865
2015 | Large Office | 0A | 46320.38 | 0 | 0.091812 | 44.1025 | 19.8262 | 3.9331 | 91.2323 | 0 | 11.9216 | 13.8083 | 7.0948 | 0.00084504 | 7.0939 | 15.7939 | 0 | 0.727 | 0 | 2.2665 | 0 | 81.5256 | 0.091812 | 81.6174 | 208.4396 | 2.3583 | 210.7978
2015 | Large Office | 0B | 46320.38 | 0 | 0.10848 | 44.966 | 19.83 | 3.9316 | 91.2323 | 0 | 11.9216 | 13.6159 | 6.9376 | 0.00084504 | 6.9368 | 13.4307 | 0.1086 | 0 | 0 | 2.2553 | 0 | 79.0579 | 0.10848 | 79.1664 | 205.9743 | 2.3638 | 208.3381
2015 | Large Office | 1A | 46320.38 | 0 | 0.12066 | 35.4921 | 19.8451 | 3.9322 | 91.2323 | 0 | 11.9216 | 13.3727 | 5.6787 | 0.00084504 | 5.6778 | 13.4788 | 0 | 0.6894 | 0 | 2.4546 | 0 | 68.7108 | 0.12066 | 68.8315 | 195.6428 | 2.5752 | 198.218
2015 | Large Office | 1B | 46320.38 | 0 | 0.23802 | 39.704 | 19.8427 | 3.9259 | 91.2323 | 0 | 11.9216 | 13.5462 | 5.9712 | 0.00084504 | 5.9703 | 11.8627 | 0.63813 | 0 | 0 | 2.4592 | 0 | 71.7214 | 0.23802 | 71.9594 | 198.6447 | 2.6972 | 201.3419
2015 | Large Office | 2A | 46320.38 | 0 | 0.48623 | 31.0851 | 19.837 | 3.9242 | 91.2323 | 0 | 11.9216 | 12.9874 | 5.1086 | 0.00084504 | 5.1077 | 11.8258 | 0.029804 | 0.39675 | 0 | 2.6707 | 0 | 61.4326 | 0.48623 | 61.9188 | 188.3485 | 3.1569 | 191.5054
2015 | Large Office | 2B | 46320.38 | 0 | 0.58422 | 28.4574 | 19.8478 | 3.9278 | 91.2323 | 0 | 11.9216 | 14.3036 | 3.9777 | 0.00084504 | 3.9769 | 9.2347 | 0.25319 | 0 | 0 | 2.6844 | 0 | 56.2257 | 0.58422 | 56.8099 | 183.1559 | 3.2685 | 186.4245
2015 | Large Office | 3A | 46320.38 | 0 | 2.6861 | 24.3212 | 19.8578 | 3.9269 | 91.2323 | 0 | 11.9216 | 13.0016 | 3.6496 | 0.00084504 | 3.6488 | 8.784 | 0.10549 | 0.32317 | 0 | 3.0451 | 0 | 50.1842 | 2.6861 | 52.8703 | 177.1236 | 5.7312 | 182.8548
2015 | Large Office | 3B | 46320.38 | 0 | 1.4015 | 25.9762 | 19.8499 | 3.9266 | 91.2323 | 0 | 11.9216 | 14.565 | 3.3336 | 0.00084504 | 3.3328 | 8.3793 | 4.624 | 0 | 0 | 2.9494 | 0 | 56.8773 | 1.4015 | 58.2788 | 183.8085 | 4.3509 | 188.1594
2015 | Large Office | 3C | 46320.38 | 0 | 0.2259 | 19.9556 | 19.8601 | 3.9359 | 91.2323 | 0 | 11.9216 | 12.51 | 2.8585 | 0.00084504 | 2.8576 | 8.1508 | 0.040059 | 0 | 0 | 3.0886 | 0 | 43.5141 | 0.2259 | 43.74 | 170.4648 | 3.3145 | 173.7793
2015 | Large Office | 4A | 46320.38 | 0 | 5.3748 | 21.4067 | 19.8564 | 3.9395 | 91.2323 | 0 | 11.9216 | 12.7487 | 2.9847 | 0.00084504 | 2.9839 | 6.8503 | 0.15304 | 0.3387 | 0 | 3.3416 | 0 | 44.4813 | 5.3748 | 49.8561 | 171.4319 | 8.7163 | 180.1482
2015 | Large Office | 4B | 46320.38 | 0 | 3.0859 | 23.7861 | 19.8332 | 3.9258 | 91.2323 | 0 | 11.9216 | 15.769 | 2.7611 | 0.00084504 | 2.7602 | 6.8404 | 7.1849 | 0 | 0 | 3.2577 | 0 | 56.3406 | 3.0859 | 59.4266 | 183.2543 | 6.3436 | 189.598
2015 | Large Office | 4C | 46320.38 | 0 | 4.5962 | 15.9626 | 19.8782 | 3.9403 | 91.2323 | 0 | 11.9216 | 12.9781 | 1.7905 | 0.00084504 | 1.7896 | 5.2391 | 0.091332 | 0 | 0 | 3.4318 | 0 | 36.0607 | 4.5962 | 40.657 | 163.0338 | 8.028 | 171.0617
2015 | Large Office | 5A | 46320.38 | 0 | 8.6825 | 18.3963 | 19.8488 | 3.9303 | 91.2323 | 0 | 11.9216 | 12.8252 | 2.3603 | 0.00084504 | 2.3594 | 5.4008 | 0.1907 | 0.28317 | 0 | 3.5934 | 0 | 39.4556 | 8.6825 | 48.1381 | 166.3896 | 12.2759 | 178.6654
2015 | Large Office | 5B | 46320.38 | 0 | 8.17 | 21.9056 | 19.8517 | 3.9361 | 91.2323 | 0 | 11.9216 | 15.7715 | 2.4536 | 0.00084504 | 2.4528 | 5.5734 | 7.9599 | 0 | 0 | 3.5223 | 0 | 53.6631 | 8.17 | 61.8331 | 180.6055 | 11.6923 | 192.2978
2015 | Large Office | 5C | 46320.38 | 0 | 4.9729 | 14.6287 | 19.8887 | 3.9376 | 91.2323 | 0 | 11.9216 | 13.0551 | 1.387 | 0.00084504 | 1.3862 | 4.1901 | 0.099848 | 0 | 0 | 3.574 | 0 | 33.3599 | 4.9729 | 38.3328 | 160.3409 | 8.547 | 168.8879
2015 | Large Office | 6A | 46320.38 | 0 | 16.7458 | 18.8118 | 19.8564 | 3.9341 | 91.2323 | 0 | 11.9216 | 13.2133 | 2.5403 | 0.00084504 | 2.5394 | 5.0861 | 0.23292 | 0.31196 | 0 | 3.7807 | 0 | 40.1956 | 16.7458 | 56.9414 | 167.1407 | 20.5266 | 187.6673
2015 | Large Office | 6B | 46320.38 | 0 | 16.3073 | 18.9395 | 19.8641 | 3.9286 | 91.2323 | 0 | 11.9216 | 14.5456 | 2.0175 | 0.00084504 | 2.0167 | 4.7624 | 5.4436 | 0 | 0 | 3.7329 | 0 | 45.7077 | 16.3073 | 62.0151 | 172.6551 | 20.0402 | 192.6953
2015 | Large Office | 7 | 46320.38 | 0 | 17.0185 | 17.6224 | 19.8606 | 3.9383 | 91.2323 | 0 | 11.9216 | 13.3386 | 2.5099 | 0.00084504 | 2.509 | 4.2923 | 0.28689 | 0.34518 | 0 | 4.0043 | 0 | 38.3944 | 17.0185 | 55.4129 | 165.3479 | 21.0228 | 186.3707
2015 | Large Office | 8 | 46320.38 | 0 | 28.9869 | 15.4953 | 20.0593 | 3.9812 | 91.2323 | 0 | 11.9217 | 13.3027 | 1.8752 | 0.00084504 | 1.8744 | 3.1674 | 1.7233 | 0.36743 | 0 | 4.3071 | 0 | 35.9305 | 28.9869 | 64.9174 | 163.1258 | 33.2941 | 196.4198
2018 | Large Office | 0A | 46320.38 | 0 | 0.13961 | 41.4631 | 18.214 | 2.625 | 91.2323 | 0 | 11.7587 | 13.6399 | 6.8624 | 0.00084504 | 6.8616 | 15.7996 | 0 | 0.74295 | 0 | 2.2665 | 0 | 78.5071 | 0.13961 | 78.6467 | 202.3379 | 2.4061 | 204.7441
2018 | Large Office | 0B | 46320.38 | 0 | 0.13571 | 44.7398 | 18.2175 | 2.6238 | 91.2323 | 0 | 11.7587 | 13.4403 | 6.9488 | 0.00084504 | 6.948 | 13.4372 | 0.10818 | 0 | 0 | 2.2552 | 0 | 78.6735 | 0.13571 | 78.8092 | 202.5066 | 2.3909 | 204.8975
2018 | Large Office | 1A | 46320.38 | 0 | 0.15616 | 34.4833 | 18.2313 | 2.6241 | 91.2323 | 0 | 11.7587 | 13.2034 | 5.5944 | 0.00084504 | 5.5935 | 13.3121 | 0 | 0.7008 | 0 | 2.4545 | 0 | 67.2931 | 0.15616 | 67.4492 | 191.1404 | 2.6107 | 193.7511
2018 | Large Office | 1B | 46320.38 | 0 | 0.26944 | 39.4092 | 18.2291 | 2.6198 | 91.2323 | 0 | 11.7587 | 13.361 | 5.9662 | 0.00084504 | 5.9654 | 11.8833 | 0.64131 | 0 | 0 | 2.4593 | 0 | 71.2603 | 0.26944 | 71.5297 | 195.101 | 2.7288 | 197.8298
2018 | Large Office | 2A | 46320.38 | 0 | 0.33696 | 29.9177 | 18.2238 | 2.6186 | 91.2323 | 0 | 11.7587 | 12.7806 | 4.9932 | 0.00084504 | 4.9923 | 11.7741 | 0.030224 | 0.37672 | 0 | 2.6709 | 0 | 59.8716 | 0.33696 | 60.2086 | 183.7059 | 3.0078 | 186.7137
2018 | Large Office | 2B | 46320.38 | 0 | 0.48245 | 28.339 | 18.2337 | 2.6211 | 91.2323 | 0 | 11.7587 | 14.0638 | 3.9855 | 0.00084504 | 3.9846 | 9.2242 | 0.25325 | 0 | 0 | 2.6844 | 0 | 55.8648 | 0.48245 | 56.3473 | 179.7115 | 3.1668 | 182.8783
2018 | Large Office | 3A | 46320.38 | 0 | 1.9838 | 23.787 | 18.2429 | 2.6205 | 91.2323 | 0 | 11.7587 | 12.7403 | 3.5697 | 0.00084504 | 3.5689 | 8.7297 | 0.10644 | 0.28479 | 0 | 3.0449 | 0 | 49.2171 | 1.9838 | 51.2009 | 173.0723 | 5.0286 | 178.1009
2018 | Large Office | 3B | 46320.38 | 0 | 1.425 | 25.8662 | 18.2357 | 2.6203 | 91.2323 | 0 | 11.7587 | 14.317 | 3.3222 | 0.00084504 | 3.3214 | 8.3681 | 4.6329 | 0 | 0 | 2.9497 | 0 | 56.5055 | 1.425 | 57.9306 | 180.3534 | 4.3747 | 184.7281
2018 | Large Office | 3C | 46320.38 | 0 | 0.22356 | 19.8211 | 18.245 | 2.6276 | 91.2323 | 0 | 11.7587 | 12.2889 | 2.8439 | 0.00084504 | 2.8431 | 8.1351 | 0.039939 | 0 | 0 | 3.0886 | 0 | 43.1281 | 0.22356 | 43.3516 | 166.9925 | 3.3121 | 170.3047
2018 | Large Office | 4A | 46320.38 | 0 | 4.2415 | 20.7703 | 18.2469 | 2.6311 | 91.2323 | 0 | 11.7587 | 12.2816 | 2.8675 | 0.00084504 | 2.8666 | 6.7896 | 0.15232 | 0.29858 | 0 | 3.3415 | 0 | 43.1591 | 4.2415 | 47.4005 | 167.0289 | 7.583 | 174.6119
2018 | Large Office | 4B | 46320.38 | 0 | 3.3046 | 23.552 | 18.2248 | 2.62 | 91.2323 | 0 | 11.7587 | 15.2389 | 2.6915 | 0.00084504 | 2.6907 | 6.8186 | 7.1867 | 0 | 0 | 3.2578 | 0 | 55.4868 | 3.3046 | 58.7915 | 179.3236 | 6.5624 | 185.886
2018 | Large Office | 4C | 46320.38 | 0 | 4.332 | 15.8385 | 18.2691 | 2.6322 | 91.2323 | 0 | 11.7587 | 12.4072 | 1.7138 | 0.00084504 | 1.7129 | 5.2194 | 0.090373 | 0 | 0 | 3.4318 | 0 | 35.2684 | 4.332 | 39.6005 | 159.1615 | 7.7638 | 166.9253
2018 | Large Office | 5A | 46320.38 | 0 | 6.9692 | 18.2442 | 18.2375 | 2.6237 | 91.2323 | 0 | 11.7587 | 12.3947 | 2.3062 | 0.00084504 | 2.3053 | 5.3844 | 0.19028 | 0.2397 | 0 | 3.5932 | 0 | 38.7586 | 6.9692 | 45.7278 | 162.6117 | 10.5624 | 173.1741
2018 | Large Office | 5B | 46320.38 | 0 | 8.4367 | 21.5921 | 18.2396 | 2.6282 | 91.2323 | 0 | 11.7587 | 15.2865 | 2.3776 | 0.00084504 | 2.3768 | 5.5688 | 7.964 | 0 | 0 | 3.5223 | 0 | 52.7882 | 8.4367 | 61.2248 | 176.6478 | 11.9589 | 188.6067
2018 | Large Office | 5C | 46320.38 | 0 | 4.9099 | 14.5868 | 18.2745 | 2.6301 | 91.2323 | 0 | 11.7587 | 12.5526 | 1.3279 | 0.00084504 | 1.327 | 4.1838 | 0.098409 | 0 | 0 | 3.5742 | 0 | 32.7486 | 4.9099 | 37.6585 | 156.6451 | 8.4841 | 165.1292
2018 | Large Office | 6A | 46320.38 | 0 | 13.0812 | 18.7025 | 18.2416 | 2.6269 | 91.2323 | 0 | 11.7587 | 12.8189 | 2.442 | 0.00084504 | 2.4411 | 5.078 | 0.23172 | 0.27652 | 0 | 3.7807 | 0 | 39.5488 | 13.0812 | 52.63 | 163.4092 | 16.8619 | 180.2711
2018 | Large Office | 6B | 46320.38 | 0 | 16.011 | 18.7788 | 18.2486 | 2.6229 | 91.2323 | 0 | 11.7587 | 14.1246 | 1.9074 | 0.00084504 | 1.9066 | 4.7627 | 5.4461 | 0 | 0 | 3.7329 | 0 | 45.0188 | 16.011 | 61.0298 | 168.8822 | 19.7438 | 188.626
2018 | Large Office | 7 | 46320.38 | 0 | 12.0065 | 17.5213 | 18.2453 | 2.6308 | 91.2323 | 0 | 11.7587 | 12.8914 | 2.3275 | 0.00084504 | 2.3267 | 4.2838 | 0.28497 | 0.31346 | 0 | 4.0045 | 0 | 37.6216 | 12.0065 | 49.6281 | 161.4896 | 16.011 | 177.5006
2018 | Large Office | 8 | 46320.38 | 0 | 19.9973 | 15.4569 | 18.427 | 2.667 | 91.2323 | 0 | 11.7589 | 12.7805 | 1.6297 | 0.00084504 | 1.6288 | 3.1698 | 1.7219 | 0.34236 | 0 | 4.3071 | 0 | 35.1003 | 19.9973 | 55.0976 | 159.1862 | 24.3044 | 183.4906
2006 | Medium Office | 0A | 4982.19 | 0.00055754 | 0 | 88.1529 | 31.374 | 12.6211 | 45.5088 | 0 | 1.8839 | 11.2556 | 0.0083631 | 0.0083631 | 0 | 0 | 0 | 0 | 0 | 3.7428 | 0 | 99.4091 | 0 | 99.4091 | 190.8052 | 3.7428 | 194.548
2006 | Medium Office | 0B | 4982.19 | 0.56312 | 0 | 78.1394 | 31.374 | 12.6239 | 45.5088 | 0 | 1.8839 | 9.52 | 0.0083631 | 0.0083631 | 0 | 0 | 0 | 0 | 0 | 3.769 | 0 | 88.2226 | 0 | 88.2226 | 179.6215 | 3.769 | 183.3905
2006 | Medium Office | 1A | 4982.19 | 0.069135 | 0 | 56.7706 | 31.374 | 12.625 | 45.5088 | 0 | 1.8839 | 8.8131 | 0.0083631 | 0.0083631 | 0 | 0 | 0 | 0 | 0 | 3.9106 | 0 | 65.6527 | 0 | 65.6527 | 157.0528 | 3.9106 | 160.9634
2006 | Medium Office | 1B | 4982.19 | 2.64 | 0.34345 | 62.3889 | 31.374 | 12.6094 | 45.5088 | 0 | 1.8839 | 8.6648 | 0.0083631 | 0.0083631 | 0 | 0 | 0 | 0 | 0 | 3.9245 | 0 | 73.6936 | 0.34345 | 74.0371 | 165.0775 | 4.268 | 169.3454
2006 | Medium Office | 2A | 4982.19 | 2.8095 | 1.5539 | 49.9663 | 31.374 | 12.6049 | 45.5088 | 0 | 1.8839 | 7.3735 | 0.0083631 | 0.0083631 | 0 | 0 | 0 | 0 | 0 | 4.1063 | 0 | 60.1493 | 1.5539 | 61.7031 | 151.5292 | 5.6602 | 157.1894
2006 | Medium Office | 2B | 4982.19 | 4.0567 | 0.37021 | 35.1117 | 31.374 | 12.6138 | 45.5088 | 0 | 1.8839 | 8.2076 | 0.0083631 | 0.0083631 | 0 | 0 | 0 | 0 | 0 | 4.1169 | 0 | 47.376 | 0.37021 | 47.7462 | 138.7648 | 4.4865 | 143.2514
2006 | Medium Office | 3A | 4982.19 | 11.5478 | 10.9005 | 28.0243 | 31.374 | 12.6116 | 45.5088 | 0 | 1.8839 | 6.124 | 0.0083631 | 0.0083631 | 0 | 0 | 0 | 0 | 0 | 4.4609 | 0 | 45.6961 | 10.9005 | 56.5966 | 137.0833 | 15.3614 | 152.4447
2006 | Medium Office | 3B | 4982.19 | 6.9314 | 2.0105 | 24.0161 | 31.374 | 12.611 | 45.5088 | 0 | 1.8839 | 7.175 | 0.0083631 | 0.0083631 | 0 | 0 | 0 | 0 | 0 | 4.3689 | 0 | 38.1225 | 2.0105 | 40.133 | 129.5085 | 6.3794 | 135.8879
2006 | Medium Office | 3C | 4982.19 | 3.3135 | 0.70585 | 16.3705 | 31.374 | 12.6094 | 45.5088 | 0 | 1.8839 | 5.2933 | 0.0083631 | 0.0083631 | 0 | 0 | 0 | 0 | 0 | 4.4899 | 0 | 24.9773 | 0.70585 | 25.6832 | 116.3617 | 5.1957 | 121.5574
2006 | Medium Office | 4A | 4982.19 | 21.3795 | 19.1744 | 20.7851 | 31.374 | 12.5926 | 45.5088 | 0 | 1.8839 | 5.8347 | 0.0083631 | 0.0083631 | 0 | 0 | 0 | 0 | 0 | 4.748 | 0 | 47.9993 | 19.1744 | 67.1737 | 139.367 | 23.9219 | 163.2889
2006 | Medium Office | 4B | 4982.19 | 11.0717 | 4.3873 | 17.0747 | 31.374 | 12.6021 | 45.5088 | 0 | 1.8839 | 7.3774 | 0.0083631 | 0.0083631 | 0 | 0 | 0 | 0 | 0 | 4.6627 | 0 | 35.5238 | 4.3873 | 39.9111 | 126.9004 | 9.05 | 135.9504
2006 | Medium Office | 4C | 4982.19 | 15.9028 | 14.5875 | 6.8421 | 31.374 | 12.5781 | 45.5088 | 0 | 1.8839 | 5.0809 | 0.0083631 | 0.0083631 | 0 | 0 | 0 | 0 | 0 | 4.8372 | 0 | 27.8258 | 14.5875 | 42.4133 | 119.179 | 19.4247 | 138.6037
2006 | Medium Office | 5A | 4982.19 | 26.2033 | 34.5726 | 11.3337 | 31.374 | 12.5965 | 45.5088 | 0 | 1.8839 | 5.3853 | 0.0083631 | 0.0083631 | 0 | 0 | 0 | 0 | 0 | 5.0023 | 0 | 42.9223 | 34.5726 | 77.4949 | 134.2934 | 39.5749 | 173.8682
2006 | Medium Office | 5B | 4982.19 | 16.569 | 12.6077 | 12.427 | 31.374 | 12.5965 | 45.5088 | 0 | 1.8839 | 6.8081 | 0.0083631 | 0.0083631 | 0 | 0 | 0 | 0 | 0 | 4.9264 | 0 | 35.8042 | 12.6077 | 48.4119 | 127.1758 | 17.5341 | 144.7099
2006 | Medium Office | 5C | 4982.19 | 16.5824 | 22.8419 | 4.3198 | 31.374 | 12.577 | 45.5088 | 0 | 1.8839 | 5.0218 | 0.0083631 | 0.0083631 | 0 | 0 | 0 | 0 | 0 | 4.9816 | 0 | 25.924 | 22.8419 | 48.7659 | 117.2761 | 27.8236 | 145.0996
2006 | Medium Office | 6A | 4982.19 | 37.6251 | 45.5506 | 12.3685 | 31.374 | 12.5904 | 45.5088 | 0 | 1.8839 | 5.7321 | 0.0083631 | 0.0083631 | 0 | 0 | 0 | 0 | 0 | 5.1913 | 0 | 55.7257 | 45.5506 | 101.2763 | 147.0912 | 50.7419 | 197.833
2006 | Medium Office | 6B | 4982.19 | 28.458 | 26.9214 | 8.0069 | 31.374 | 12.5815 | 45.5088 | 0 | 1.8839 | 6.0398 | 0.0083631 | 0.0083631 | 0 | 0 | 0 | 0 | 0 | 5.1411 | 0 | 42.5047 | 26.9214 | 69.4262 | 133.8613 | 32.0625 | 165.9238
2006 | Medium Office | 7 | 4982.19 | 37.6285 | 59.8705 | 12.2035 | 31.374 | 12.5737 | 45.5088 | 0 | 1.8839 | 5.8218 | 0.0083631 | 0.0083631 | 0 | 0 | 0 | 0 | 0 | 5.4165 | 0 | 55.6538 | 59.8705 | 115.5243 | 147.0025 | 65.287 | 212.2895
2006 | Medium Office | 8 | 4982.19 | 52.744 | 86.4585 | 8.0258 | 31.374 | 12.5045 | 45.5088 | 0 | 1.8839 | 6.0254 | 0.0083631 | 0.0083631 | 0 | 0 | 0 | 0 | 0 | 5.7254 | 0 | 66.7951 | 86.4585 | 153.2537 | 158.0742 | 92.1839 | 250.2581
2009 | Medium Office | 0A | 4982.19 | 0 | 0 | 77.9839 | 31.374 | 6.9503 | 45.5088 | 0 | 1.8839 | 9.2675 | 0.0083631 | 0.0083631 | 0 | 0 | 0 | 0 | 0 | 3.7433 | 0 | 87.2513 | 0 | 87.2513 | 172.9767 | 3.7433 | 176.72
2009 | Medium Office | 0B | 4982.19 | 0.36073 | 0 | 71.0074 | 31.374 | 6.9514 | 45.5088 | 0 | 1.8839 | 8.1423 | 0.0083631 | 0.0083631 | 0 | 0 | 0 | 0 | 0 | 3.769 | 0 | 79.5104 | 0 | 79.5104 | 165.2369 | 3.769 | 169.0059
2009 | Medium Office | 1A | 4982.19 | 0.03178 | 0 | 51.8257 | 31.374 | 6.9525 | 45.5088 | 0 | 1.8839 | 7.8429 | 0.0083631 | 0.0083631 | 0 | 0 | 0 | 0 | 0 | 3.9112 | 0 | 59.7004 | 0 | 59.7004 | 145.428 | 3.9112 | 149.3392
2009 | Medium Office | 1B | 4982.19 | 1.6514 | 0.24811 | 56.9378 | 31.374 | 6.9436 | 45.5088 | 0 | 1.8839 | 7.6785 | 0.0083631 | 0.0083631 | 0 | 0 | 0 | 0 | 0 | 3.9245 | 0 | 66.2677 | 0.24811 | 66.5158 | 151.9864 | 4.1721 | 156.1585
2009 | Medium Office | 2A | 4982.19 | 1.4217 | 1.4814 | 45.0237 | 31.374 | 6.9414 | 45.5088 | 0 | 1.8839 | 6.5924 | 0.0083631 | 0.0083631 | 0 | 0 | 0 | 0 | 0 | 4.1063 | 0 | 53.0378 | 1.4814 | 54.5192 | 138.7542 | 5.5871 | 144.3414
2009 | Medium Office | 2B | 4982.19 | 2.1237 | 0.4215 | 32.7115 | 31.374 | 6.9464 | 45.5088 | 0 | 1.8839 | 7.3724 | 0.0083631 | 0.0083631 | 0 | 0 | 0 | 0 | 0 | 4.1163 | 0 | 42.2076 | 0.4215 | 42.6291 | 127.929 | 4.5384 | 132.4674
2009 | Medium Office | 3A | 4982.19 | 6.0047 | 6.7423 | 23.4942 | 31.374 | 6.9447 | 45.5088 | 0 | 1.8839 | 5.5124 | 0.0083631 | 0.0083631 | 0 | 0 | 0 | 0 | 0 | 4.4587 | 0 | 35.0114 | 6.7423 | 41.7537 | 120.7312 | 11.2016 | 131.9327
2009 | Medium Office | 3B | 4982.19 | 3.1992 | 2.0283 | 22.3072 | 31.374 | 6.9447 | 45.5088 | 0 | 1.8839 | 6.5299 | 0.0083631 | 0.0083631 | 0 | 0 | 0 | 0 | 0 | 4.3672 | 0 | 32.0363 | 2.0283 | 34.0647 | 117.7561 | 6.3956 | 124.1517
2009 | Medium Office | 3C | 4982.19 | 1.0554 | 0.92162 | 14.51 | 31.374 | 6.9436 | 45.5088 | 0 | 1.8839 | 4.9013 | 0.0083631 | 0.0083631 | 0 | 0 | 0 | 0 | 0 | 4.4877 | 0 | 20.4668 | 0.92162 | 21.3884 | 106.1855 | 5.4093 | 111.5947
2009 | Medium Office | 4A | 4982.19 | 10.8921 | 16.6432 | 16.6409 | 31.374 | 6.9341 | 45.5088 | 0 | 1.8839 | 5.2303 | 0.0083631 | 0.0083631 | 0 | 0 | 0 | 0 | 0 | 4.7447 | 0 | 32.7634 | 16.6432 | 49.4065 | 118.4726 | 21.3879 | 139.8604
2009 | Medium Office | 4B | 4982.19 | 4.7436 | 4.0617 | 15.8147 | 31.374 | 6.9397 | 45.5088 | 0 | 1.8839 | 7.0273 | 0.0083631 | 0.0083631 | 0 | 0 | 0 | 0 | 0 | 4.661 | 0 | 27.5855 | 4.0617 | 31.6472 | 113.3002 | 8.7222 | 122.0224
2009 | Medium Office | 4C | 4982.19 | 8.5516 | 10.7968 | 5.8888 | 31.374 | 6.9263 | 45.5088 | 0 | 1.8839 | 4.9443 | 0.0083631 | 0.0083631 | 0 | 0 | 0 | 0 | 0 | 4.8356 | 0 | 19.3846 | 10.7968 | 30.1814 | 105.0854 | 15.6323 | 120.7178
2009 | Medium Office | 5A | 4982.19 | 16.7748 | 27.4071 | 10.3011 | 31.374 | 6.9364 | 45.5088 | 0 | 1.8839 | 4.9487 | 0.0083631 | 0.0083631 | 0 | 0 | 0 | 0 | 0 | 4.9972 | 0 | 32.0246 | 27.4071 | 59.4317 | 117.7366 | 32.4043 | 150.1409
2009 | Medium Office | 5B | 4982.19 | 10.0296 | 10.4327 | 11.6972 | 31.374 | 6.9369 | 45.5088 | 0 | 1.8839 | 6.5099 | 0.0083631 | 0.0083631 | 0 | 0 | 0 | 0 | 0 | 4.9236 | 0 | 28.2367 | 10.4327 | 38.6694 | 113.9481 | 15.3564 | 129.3045
2009 | Medium Office | 5C | 4982.19 | 7.7353 | 16.3577 | 3.4423 | 31.374 | 6.9258 | 45.5088 | 0 | 1.8839 | 4.8606 | 0.0083631 | 0.0083631 | 0 | 0 | 0 | 0 | 0 | 4.9777 | 0 | 16.0382 | 16.3577 | 32.3959 | 101.7385 | 21.336 | 123.0745
2009 | Medium Office | 6A | 4982.19 | 25.9318 | 36.8496 | 11.3644 | 31.374 | 6.9336 | 45.5088 | 0 | 1.8839 | 5.3039 | 0.0083631 | 0.0083631 | 0 | 0 | 0 | 0 | 0 | 5.1868 | 0 | 42.6001 | 36.8496 | 79.4497 | 128.3081 | 42.0358 | 170.344
2009 | Medium Office | 6B | 4982.19 | 18.4485 | 21.52 | 7.5151 | 31.374 | 6.9286 | 45.5088 | 0 | 1.8839 | 5.8135 | 0.0083631 | 0.0083631 | 0 | 0 | 0 | 0 | 0 | 5.1383 | 0 | 31.7771 | 21.52 | 53.2971 | 117.4801 | 26.6577 | 144.1379
2009 | Medium Office | 7 | 4982.19 | 25.4328 | 46.2196 | 11.6621 | 31.374 | 6.9241 | 45.5088 | 0 | 1.8839 | 5.557 | 0.0083631 | 0.0083631 | 0 | 0 | 0 | 0 | 0 | 5.4115 | 0 | 42.6519 | 46.2196 | 88.8716 | 128.3516 | 51.6311 | 179.9828
2009 | Medium Office | 8 | 4982.19 | 37.4891 | 67.7865 | 7.8301 | 31.374 | 6.8856 | 45.5088 | 0 | 1.8839 | 5.77 | 0.0083631 | 0.0083631 | 0 | 0 | 0 | 0 | 0 | 5.7187 | 0 | 51.0892 | 67.7865 | 118.8757 | 136.7504 | 73.5052 | 210.2556
2012 | Medium Office | 0A | 4982.19 | 0 | 0 | 61.1389 | 16.927 | 6.9503 | 45.5088 | 0 | 1.0666 | 6.9854 | 0.0083631 | 0.0083631 | 0 | 0 | 0 | 1.0827 | 0 | 3.7428 | 0 | 69.2071 | 0 | 69.2071 | 139.6681 | 3.7428 | 143.4108
2012 | Medium Office | 0B | 4982.19 | 0.032895 | 0.00055754 | 56.8904 | 17.058 | 6.9514 | 45.5088 | 0 | 1.0666 | 6.5979 | 0.0083631 | 0.0083631 | 0 | 0 | 0 | 0 | 0 | 3.769 | 0 | 63.5213 | 0.00055754 | 63.5218 | 134.1149 | 3.7695 | 137.8845
2012 | Medium Office | 1A | 4982.19 | 0.00055754 | 0 | 38.874 | 17.2236 | 6.9525 | 45.5088 | 0 | 1.0671 | 5.9361 | 0.0083631 | 0.0083631 | 0 | 0 | 0 | 2.1103 | 0 | 3.9084 | 0 | 46.921 | 0 | 46.921 | 117.6808 | 3.9084 | 121.5892
2012 | Medium Office | 1B | 4982.19 | 0.19681 | 0.63002 | 45.579 | 17.2336 | 6.9436 | 45.5088 | 0 | 1.0671 | 5.9791 | 0.0083631 | 0.0083631 | 0 | 0 | 0 | 0 | 0 | 3.9229 | 0 | 51.7549 | 0.63002 | 52.3849 | 122.5164 | 4.5529 | 127.0693
2012 | Medium Office | 2A | 4982.19 | 0.39585 | 0.33285 | 31.8674 | 17.2877 | 6.9414 | 45.5088 | 0 | 1.0671 | 5.2013 | 0.0083631 | 0.0083631 | 0 | 0 | 0 | 1.4128 | 0 | 4.1035 | 0 | 38.8774 | 0.33285 | 39.2102 | 109.6902 | 4.4369 | 114.1271
2012 | Medium Office | 2B | 4982.19 | 0.55643 | 0.86196 | 26.3282 | 17.397 | 6.9464 | 45.5088 | 0 | 1.0671 | 5.9412 | 0.0083631 | 0.0083631 | 0 | 0 | 0 | 0 | 0 | 4.1152 | 0 | 32.8258 | 0.86196 | 33.6878 | 103.7529 | 4.9777 | 108.7306
2012 | Medium Office | 3A | 4982.19 | 3.7127 | 6.4942 | 19.359 | 17.5631 | 6.9447 | 45.5088 | 0 | 1.0677 | 4.4347 | 0.0083631 | 0.0083631 | 0 | 0 | 0 | 0.61776 | 0 | 4.4559 | 0 | 28.1241 | 6.4942 | 34.6183 | 99.2173 | 10.9501 | 110.1674
2012 | Medium Office | 3B | 4982.19 | 1.3827 | 3.4802 | 18.1418 | 17.3395 | 6.9447 | 45.5088 | 0 | 1.0671 | 5.3859 | 0.0083631 | 0.0083631 | 0 | 0 | 0 | 0 | 0 | 4.3639 | 0 | 24.9104 | 3.4802 | 28.3906 | 95.7789 | 7.8441 | 103.623
2012 | Medium Office | 3C | 4982.19 | 0.42708 | 2.66 | 11.7335 | 17.378 | 6.9436 | 45.5088 | 0 | 1.0671 | 4.0461 | 0.0083631 | 0.0083631 | 0 | 0 | 0 | 0 | 0 | 4.4865 | 0 | 16.2066 | 2.66 | 18.8666 | 87.1131 | 7.1466 | 94.2596
2012 | Medium Office | 4A | 4982.19 | 5.814 | 14.7525 | 14.0824 | 17.2531 | 6.9341 | 45.5088 | 0 | 1.0671 | 4.4063 | 0.0083631 | 0.0083631 | 0 | 0 | 0 | 0.66292 | 0 | 4.743 | 0 | 24.9656 | 14.7525 | 39.7181 | 95.7377 | 19.4956 | 115.2332
2012 | Medium Office | 4B | 4982.19 | 1.8505 | 6.0326 | 13.3107 | 16.9515 | 6.9397 | 45.5088 | 0 | 1.0666 | 6.0387 | 0.0083631 | 0.0083631 | 0 | 0 | 0 | 0 | 0 | 4.6594 | 0 | 21.2 | 6.0326 | 27.2326 | 91.6749 | 10.6914 | 102.3663
2012 | Medium Office | 4C | 4982.19 | 4.5707 | 19.3801 | 4.9677 | 17.591 | 6.9263 | 45.5088 | 0 | 1.0677 | 4.2245 | 0.0083631 | 0.0083631 | 0 | 0 | 0 | 0 | 0 | 4.835 | 0 | 13.7629 | 19.3801 | 33.1431 | 84.8656 | 24.2151 | 109.0808
2012 | Medium Office | 5A | 4982.19 | 10.4812 | 12.8725 | 8.536 | 17.2503 | 6.9364 | 45.5088 | 0 | 1.0671 | 4.118 | 0.0083631 | 0.0083631 | 0 | 0 | 0 | 1.168 | 0 | 4.9967 | 0 | 24.3032 | 12.8725 | 37.1758 | 95.0742 | 17.8692 | 112.9434
2012 | Medium Office | 5B | 4982.19 | 5.5169 | 14.113 | 9.8752 | 17.1522 | 6.9369 | 45.5088 | 0 | 1.0671 | 5.5035 | 0.0083631 | 0.0083631 | 0 | 0 | 0 | 0 | 0 | 4.9225 | 0 | 20.8955 | 14.113 | 35.0086 | 91.5684 | 19.0356 | 110.604
2012 | Medium Office | 5C | 4982.19 | 5.5827 | 30.032 | 2.8747 | 17.6127 | 6.9258 | 45.5088 | 0 | 1.0677 | 4.4113 | 0.0083631 | 0.0083631 | 0 | 0 | 0 | 0 | 0 | 4.9788 | 0 | 12.8686 | 30.032 | 42.9006 | 83.9931 | 35.0108 | 119.0039
2012 | Medium Office | 6A | 4982.19 | 15.9429 | 32.9317 | 9.4776 | 17.3061 | 6.9336 | 45.5088 | 0 | 1.0671 | 4.3499 | 0.0083631 | 0.0083631 | 0 | 0 | 0 | 0.57315 | 0 | 5.184 | 0 | 30.3436 | 32.9317 | 63.2754 | 101.167 | 38.1158 | 139.2828
2012 | Medium Office | 6B | 4982.19 | 10.3954 | 28.3398 | 6.2997 | 17.3228 | 6.9286 | 45.5088 | 0 | 1.0671 | 4.8456 | 0.0083631 | 0.0083631 | 0 | 0 | 0 | 0 | 0 | 5.1355 | 0 | 21.5406 | 28.3398 | 49.8805 | 92.3763 | 33.4759 | 125.8522
2012 | Medium Office | 7 | 4982.19 | 15.1317 | 28.5506 | 7.4359 | 17.276 | 6.9241 | 45.5088 | 0 | 1.0671 | 4.5841 | 0.0083631 | 0.0083631 | 0 | 0 | 0 | 1.148 | 0 | 5.4104 | 0 | 28.2997 | 28.5506 | 56.8503 | 99.084 | 33.9604 | 133.0445
2012 | Medium Office | 8 | 4982.19 | 21.9164 | 45.4943 | 3.0921 | 18.7144 | 6.8856 | 45.5088 | 0 | 1.0705 | 4.8088 | 0.0083631 | 0.0083631 | 0 | 0 | 0 | 1.1943 | 0 | 5.717 | 0 | 31.0116 | 45.4943 | 76.5058 | 103.1998 | 51.2113 | 154.4111
2015 | Medium Office | 0A | 4982.19 | 0 | 0 | 52.0119 | 18.4725 | 5.6919 | 44.9752 | 0 | 1.0521 | 6.6186 | 0.0011151 | 0.0083631 | -0.007248 | 0 | 0 | 0.9573 | 0 | 3.0403 | 0 | 59.5806 | 0 | 59.5806 | 129.7812 | 3.0403 | 132.8214
2015 | Medium Office | 0B | 4982.19 | 0.033452 | 0 | 49.3887 | 18.4769 | 5.6908 | 44.9752 | 0 | 1.0521 | 6.0259 | 0.0011151 | 0.0083631 | -0.007248 | 0 | 0 | 0 | 0 | 3.0364 | 0 | 55.4408 | 0 | 55.4408 | 125.6448 | 3.0364 | 128.6811
2015 | Medium Office | 1A | 4982.19 | 0.00055754 | 0 | 36.5981 | 18.4981 | 5.6914 | 44.9752 | 0 | 1.0521 | 5.7148 | 0.0011151 | 0.0083631 | -0.007248 | 0 | 0 | 0.93444 | 0 | 3.2415 | 0 | 43.2407 | 0 | 43.2407 | 113.4658 | 3.2415 | 116.7074
2015 | Medium Office | 1B | 4982.19 | 0.19124 | 0.068578 | 40.4602 | 18.4942 | 5.683 | 44.9752 | 0 | 1.0521 | 5.7042 | 0.0011151 | 0.0083631 | -0.007248 | 0 | 0 | 0 | 0 | 3.2533 | 0 | 46.3484 | 0.068578 | 46.417 | 116.5613 | 3.3218 | 119.8831
2015 | Medium Office | 2A | 4982.19 | 0.30888 | 0.21521 | 30.7624 | 18.4847 | 5.6808 | 44.9752 | 0 | 1.0521 | 5.0357 | 0.0011151 | 0.0083631 | -0.007248 | 0 | 0 | 0.6172 | 0 | 3.4757 | 0 | 36.7169 | 0.21521 | 36.9321 | 106.9181 | 3.6904 | 110.6084
2015 | Medium Office | 2B | 4982.19 | 0.56144 | 0.22469 | 25.2538 | 18.4992 | 5.6858 | 44.9752 | 0 | 1.0526 | 5.6702 | 0.0011151 | 0.0083631 | -0.007248 | 0 | 0 | 0 | 0 | 3.4913 | 0 | 31.4782 | 0.22469 | 31.7029 | 101.6995 | 3.716 | 105.4155
2015 | Medium Office | 3A | 4982.19 | 2.912 | 2.1962 | 18.0621 | 18.5126 | 5.6841 | 44.9752 | 0 | 1.0526 | 4.399 | 0.0011151 | 0.0083631 | -0.007248 | 0 | 0 | 0.53635 | 0 | 3.8805 | 0 | 25.9023 | 2.1962 | 28.0984 | 96.1352 | 6.0766 | 102.2119
2015 | Medium Office | 3B | 4982.19 | 1.0493 | 1.1441 | 17.6484 | 18.5031 | 5.6841 | 44.9752 | 0 | 1.0526 | 5.2013 | 0.0011151 | 0.0083631 | -0.007248 | 0 | 0 | 0 | 0 | 3.7768 | 0 | 23.8918 | 1.1441 | 25.0358 | 94.1152 | 4.9209 | 99.0361
2015 | Medium Office | 3C | 4982.19 | 0.34791 | 0.12377 | 11.8037 | 18.5199 | 5.6936 | 44.9752 | 0 | 1.0526 | 3.9435 | 0.0011151 | 0.0083631 | -0.007248 | 0 | 0 | 0 | 0 | 3.9256 | 0 | 16.0879 | 0.12377 | 16.2116 | 86.3375 | 4.0489 | 90.3864
2015 | Medium Office | 4A | 4982.19 | 5.915 | 6.2077 | 13.1931 | 18.5154 | 5.6958 | 44.9752 | 0 | 1.0526 | 4.428 | 0.0011151 | 0.0083631 | -0.007248 | 0 | 0 | 0 | 0 | 4.2033 | 0 | 23.5288 | 6.2077 | 29.7365 | 93.7757 | 10.411 | 104.1867
2015 | Medium Office | 4B | 4982.19 | 1.739 | 1.9648 | 13.0777 | 18.4814 | 5.6819 | 44.9752 | 0 | 1.0521 | 5.804 | 0.0011151 | 0.0083631 | -0.007248 | 0 | 0 | 0 | 0 | 4.1091 | 0 | 20.6134 | 1.9648 | 22.5782 | 90.8129 | 6.0739 | 96.8868
2015 | Medium Office | 4C | 4982.19 | 4.8473 | 2.6729 | 5.0073 | 18.5449 | 5.6947 | 44.9752 | 0 | 1.0526 | 4.1403 | 0.0011151 | 0.0083631 | -0.007248 | 0 | 0 | 0 | 0 | 4.3003 | 0 | 13.9876 | 2.6729 | 16.6605 | 84.2629 | 6.9732 | 91.2361
2015 | Medium Office | 5A | 4982.19 | 10.5961 | 12.1433 | 8.5438 | 18.5037 | 5.6864 | 44.9752 | 0 | 1.0526 | 4.2535 | 0.0011151 | 0.0083631 | -0.007248 | 0 | 0 | 0 | 0 | 4.4771 | 0 | 23.3861 | 12.1433 | 35.5293 | 93.6123 | 16.6203 | 110.2326
2015 | Medium Office | 5B | 4982.19 | 5.2097 | 6.041 | 9.7336 | 18.5076 | 5.6925 | 44.9752 | 0 | 1.0526 | 5.3635 | 0.0011151 | 0.0083631 | -0.007248 | 0 | 0 | 0 | 0 | 4.3979 | 0 | 20.2995 | 6.041 | 26.3405 | 90.5353 | 10.4394 | 100.9747
2015 | Medium Office | 5C | 4982.19 | 4.7597 | 3.7171 | 2.873 | 18.5611 | 5.6919 | 44.9752 | 0 | 1.0526 | 4.1771 | 0.0011151 | 0.0083631 | -0.007248 | 0 | 0 | 0 | 0 | 4.4542 | 0 | 11.8026 | 3.7171 | 15.5197 | 82.0913 | 8.1713 | 90.2626
2015 | Medium Office | 6A | 4982.19 | 16.2936 | 19.4448 | 9.3371 | 18.5143 | 5.6897 | 44.9752 | 0 | 1.0526 | 4.4971 | 0.0011151 | 0.0083631 | -0.007248 | 0 | 0 | 0 | 0 | 4.6822 | 0 | 30.1206 | 19.4448 | 49.5654 | 100.3603 | 24.1271 | 124.4873
2015 | Medium Office | 6B | 4982.19 | 10.7834 | 12.1198 | 6.2735 | 18.5254 | 5.6825 | 44.9752 | 0 | 1.0526 | 4.9337 | 0.0011151 | 0.0083631 | -0.007248 | 0 | 0 | 0 | 0 | 4.6282 | 0 | 21.9833 | 12.1198 | 34.1031 | 92.2274 | 16.748 | 108.9754
2015 | Medium Office | 7 | 4982.19 | 15.8414 | 8.7579 | 7.3094 | 18.521 | 5.6919 | 44.9752 | 0 | 1.0526 | 4.753 | 0.0011151 | 0.0083631 | -0.007248 | 0 | 0 | 1.4346 | 0 | 4.9225 | 0 | 29.3311 | 8.7579 | 38.089 | 99.5803 | 13.6804 | 113.2607
2015 | Medium Office | 8 | 4982.19 | 23.7262 | 18.7518 | 3.2516 | 18.8048 | 5.7299 | 44.9752 | 0 | 1.0532 | 5.0134 | 0.0011151 | 0.0083631 | -0.007248 | 0 | 0 | 1.4658 | 0 | 5.2504 | 0 | 33.4497 | 18.7518 | 52.2015 | 104.0205 | 24.0022 | 128.0227
2018 | Medium Office | 0A | 4982.19 | 0 | 0 | 50.128 | 17.1617 | 3.6893 | 44.9752 | 0 | 0.72536 | 6.6074 | 0.0011151 | 0.0083631 | -0.007248 | 0 | 0 | 0.96789 | 0 | 3.0397 | 0 | 57.6961 | 0 | 57.6961 | 124.2559 | 3.0397 | 127.2956
2018 | Medium Office | 0B | 4982.19 | 0.022859 | 0 | 49.0899 | 17.1656 | 3.6887 | 44.9752 | 0 | 0.72536 | 5.9796 | 0.0011151 | 0.0083631 | -0.007248 | 0 | 0 | 0 | 0 | 3.0358 | 0 | 55.0851 | 0 | 55.0851 | 121.6483 | 3.0358 | 124.6841
2018 | Medium Office | 1A | 4982.19 | 0.00055754 | 0 | 35.6626 | 17.1851 | 3.6893 | 44.9752 | 0 | 0.72536 | 5.6886 | 0.0011151 | 0.0083631 | -0.007248 | 0 | 0 | 0.94336 | 0 | 3.2399 | 0 | 42.2879 | 0 | 42.2879 | 108.8706 | 3.2399 | 112.1104
2018 | Medium Office | 1B | 4982.19 | 0.11374 | 0.089207 | 40.0538 | 17.1818 | 3.6837 | 44.9752 | 0 | 0.72536 | 5.6379 | 0.0011151 | 0.0083631 | -0.007248 | 0 | 0 | 0 | 0 | 3.251 | 0 | 45.7981 | 0.089207 | 45.8873 | 112.3714 | 3.3402 | 115.7116
2018 | Medium Office | 2A | 4982.19 | 0.21744 | 0.24922 | 29.9667 | 17.1728 | 3.682 | 44.9752 | 0 | 0.72536 | 4.9292 | 0.0011151 | 0.0083631 | -0.007248 | 0 | 0 | 0.69693 | 0 | 3.474 | 0 | 35.8031 | 0.24922 | 36.0523 | 102.3663 | 3.7233 | 106.0896
2018 | Medium Office | 2B | 4982.19 | 0.31167 | 0.29494 | 25.0002 | 17.1862 | 3.6853 | 44.9752 | 0 | 0.72536 | 5.5224 | 0.0011151 | 0.0083631 | -0.007248 | 0 | 0 | 0 | 0 | 3.4885 | 0 | 30.827 | 0.29494 | 31.122 | 97.4075 | 3.7835 | 101.191
2018 | Medium Office | 3A | 4982.19 | 2.4537 | 2.2999 | 17.6311 | 17.1985 | 3.6842 | 44.9752 | 0 | 0.72536 | 4.2178 | 0.0011151 | 0.0083631 | -0.007248 | 0 | 0 | 0.55364 | 0 | 3.8794 | 0 | 24.8491 | 2.2999 | 27.1489 | 91.4407 | 6.1792 | 97.6199
2018 | Medium Office | 3B | 4982.19 | 0.6986 | 1.3526 | 17.4611 | 17.1901 | 3.6842 | 44.9752 | 0 | 0.72536 | 5.0491 | 0.0011151 | 0.0083631 | -0.007248 | 0 | 0 | 0 | 0 | 3.7751 | 0 | 23.2015 | 1.3526 | 24.5541 | 89.7843 | 5.1277 | 94.912
2018 | Medium Office | 3C | 4982.19 | 0.29327 | 0.15946 | 11.5779 | 17.2052 | 3.6909 | 44.9752 | 0 | 0.72536 | 3.7651 | 0.0011151 | 0.0083631 | -0.007248 | 0 | 0 | 0 | 0 | 3.924 | 0 | 15.629 | 0.15946 | 15.7885 | 82.234 | 4.084 | 86.318
2018 | Medium Office | 4A | 4982.19 | 5.2989 | 6.7847 | 12.6584 | 17.208 | 3.6926 | 44.9752 | 0 | 0.72536 | 3.9992 | 0.0011151 | 0.0083631 | -0.007248 | 0 | 0 | 0 | 0 | 4.2005 | 0 | 21.9493 | 6.7847 | 28.734 | 88.5588 | 10.9852 | 99.544
2018 | Medium Office | 4B | 4982.19 | 1.2902 | 2.5201 | 12.4934 | 17.1756 | 3.6831 | 44.9752 | 0 | 0.72536 | 5.2621 | 0.0011151 | 0.0083631 | -0.007248 | 0 | 0 | 0 | 0 | 4.1085 | 0 | 19.0384 | 2.5201 | 21.5585 | 85.6055 | 6.6281 | 92.2335
2018 | Medium Office | 4C | 4982.19 | 3.4941 | 3.3687 | 4.6873 | 17.2386 | 3.692 | 44.9752 | 0 | 0.72536 | 3.5995 | 0.0011151 | 0.0083631 | -0.007248 | 0 | 0 | 0 | 0 | 4.2986 | 0 | 11.7736 | 3.3687 | 15.1423 | 78.4132 | 7.6673 | 86.0805
2018 | Medium Office | 5A | 4982.19 | 9.607 | 12.4388 | 8.2433 | 17.194 | 3.6859 | 44.9752 | 0 | 0.72536 | 3.8442 | 0.0011151 | 0.0083631 | -0.007248 | 0 | 0 | 0 | 0 | 4.4754 | 0 | 21.6872 | 12.4388 | 34.126 | 88.2761 | 16.9141 | 105.1902
2018 | Medium Office | 5B | 4982.19 | 4.2685 | 6.5723 | 9.4487 | 17.1968 | 3.6904 | 44.9752 | 0 | 0.72536 | 4.9889 | 0.0011151 | 0.0083631 | -0.007248 | 0 | 0 | 0 | 0 | 4.3951 | 0 | 18.6988 | 6.5723 | 25.2711 | 85.2949 | 10.968 | 96.2629
2018 | Medium Office | 5C | 4982.19 | 3.3748 | 4.5033 | 2.6773 | 17.2475 | 3.6904 | 44.9752 | 0 | 0.72536 | 3.701 | 0.0011151 | 0.0083631 | -0.007248 | 0 | 0 | 0 | 0 | 4.452 | 0 | 9.7458 | 4.5033 | 14.2491 | 76.3927 | 8.9552 | 85.3479
2018 | Medium Office | 6A | 4982.19 | 14.7754 | 19.3233 | 9.1894 | 17.2002 | 3.6881 | 44.9752 | 0 | 0.72536 | 4.0885 | 0.0011151 | 0.0083631 | -0.007248 | 0 | 0 | 0 | 0 | 4.6789 | 0 | 28.046 | 19.3233 | 47.3693 | 94.6432 | 24.0022 | 118.6454
2018 | Medium Office | 6B | 4982.19 | 9.0902 | 12.4176 | 6.1859 | 17.2102 | 3.6837 | 44.9752 | 0 | 0.72536 | 4.4765 | 0.0011151 | 0.0083631 | -0.007248 | 0 | 0 | 0 | 0 | 4.6259 | 0 | 19.7453 | 12.4176 | 32.1629 | 86.3476 | 17.0435 | 103.3911
2018 | Medium Office | 7 | 4982.19 | 13.9737 | 4.7207 | 7.136 | 17.2057 | 3.6904 | 44.9752 | 0 | 0.72536 | 4.2825 | 0.0011151 | 0.0083631 | -0.007248 | 0 | 0 | 1.2929 | 0 | 4.9197 | 0 | 26.6778 | 4.7207 | 31.3985 | 93.2834 | 9.6405 | 102.9238
2018 | Medium Office | 8 | 4982.19 | 20.9647 | 10.6892 | 3.1858 | 17.4689 | 3.7177 | 44.9752 | 0 | 0.72592 | 4.4029 | 0.0011151 | 0.0083631 | -0.007248 | 0 | 0 | 1.3604 | 0 | 5.2487 | 0 | 29.9065 | 10.6892 | 40.5957 | 96.8031 | 15.9379 | 112.741
2006 | Mid-Rise Apartment | 0A | 3134.61 | 0 | 0 | 68.0202 | 12.9672 | 6.4734 | 45.8714 | 0 | 0 | 15.7374 | 0 | 0 | 0 | 0 | 0 | 0 | 23.9548 | 0 | 0 | 83.7575 | 0 | 83.7575 | 173.0244 | 0 | 173.0244
2006 | Mid-Rise Apartment | 0B | 3134.61 | 0 | 0.0026585 | 61.8108 | 12.9672 | 6.4743 | 45.8714 | 0 | 0 | 15.3811 | 0 | 0 | 0 | 0 | 0 | 0 | 23.8546 | 0 | 0 | 77.192 | 0.0026585 | 77.1946 | 166.3595 | 0.0026585 | 166.3622
2006 | Mid-Rise Apartment | 1A | 3134.61 | 0 | 0 | 45.781 | 12.9672 | 6.4752 | 45.8714 | 0 | 0 | 12.6464 | 0 | 0 | 0 | 0 | 0 | 0 | 25.8281 | 0 | 0 | 58.4274 | 0 | 58.4274 | 149.5694 | 0 | 149.5694
2006 | Mid-Rise Apartment | 1B | 3134.61 | 0 | 0.88794 | 46.9038 | 12.9672 | 6.4672 | 45.8714 | 0 | 0 | 13.4945 | 0 | 0 | 0 | 0 | 0 | 0 | 25.9035 | 0 | 0 | 60.3983 | 0.88794 | 61.2862 | 151.6076 | 0.88794 | 152.4955
2006 | Mid-Rise Apartment | 2A | 3134.61 | 0 | 2.4396 | 36.3052 | 12.9672 | 6.4655 | 45.8714 | 0 | 0 | 10.7997 | 0 | 0 | 0 | 0 | 0 | 0 | 28.0037 | 0 | 0 | 47.1049 | 2.4396 | 49.5445 | 140.4135 | 2.4396 | 142.8531
2006 | Mid-Rise Apartment | 2B | 3134.61 | 0 | 2.522 | 29.76 | 12.9672 | 6.4699 | 45.8714 | 0 | 0 | 11.2685 | 0 | 0 | 0 | 0 | 0 | 0 | 28.1499 | 0 | 0 | 41.0285 | 2.522 | 43.5505 | 134.4869 | 2.522 | 137.0089
2006 | Mid-Rise Apartment | 3A | 3134.61 | 0 | 21.8767 | 19.3051 | 12.9672 | 6.4681 | 45.8714 | 0 | 0 | 8.8138 | 0 | 0 | 0 | 0 | 0 | 0 | 31.7433 | 0 | 0 | 28.1189 | 21.8767 | 49.9956 | 125.1697 | 21.8767 | 147.0465
2006 | Mid-Rise Apartment | 3B | 3134.61 | 0 | 8.9494 | 20.6104 | 12.9672 | 6.4681 | 45.8714 | 0 | 0 | 9.832 | 0 | 0 | 0 | 0 | 0 | 0 | 30.7836 | 0 | 0 | 30.4424 | 8.9494 | 39.3918 | 126.5336 | 8.9494 | 135.4829
2006 | Mid-Rise Apartment | 3C | 3134.61 | 0 | 2.4068 | 9.762 | 12.9672 | 6.4672 | 45.8714 | 0 | 0 | 6.3892 | 0 | 0 | 0 | 0 | 0 | 0 | 32.119 | 0 | 0 | 16.1512 | 2.4068 | 18.558 | 113.5761 | 2.4068 | 115.9829
2006 | Mid-Rise Apartment | 4A | 3134.61 | 0 | 49.0527 | 13.5813 | 12.9672 | 6.4584 | 45.8714 | 0 | 0 | 8.4017 | 0 | 0 | 0 | 0 | 0 | 0 | 34.6782 | 0 | 0 | 21.9831 | 49.0527 | 71.0358 | 121.9583 | 49.0527 | 171.011
2006 | Mid-Rise Apartment | 4B | 3134.61 | 0 | 19.8199 | 14.6226 | 12.9672 | 6.4637 | 45.8714 | 0 | 0 | 9.2418 | 0 | 0 | 0 | 0 | 0 | 0 | 33.8222 | 0 | 0 | 23.8644 | 19.8199 | 43.6843 | 122.9889 | 19.8199 | 142.8088
2006 | Mid-Rise Apartment | 4C | 3134.61 | 0 | 25.2636 | 4.7348 | 12.9672 | 6.4513 | 45.8714 | 0 | 0 | 6.446 | 0 | 0 | 0 | 0 | 0 | 0 | 35.5635 | 0 | 0 | 11.1807 | 25.2636 | 36.4444 | 112.0341 | 25.2636 | 137.2978
2006 | Mid-Rise Apartment | 5A | 3134.61 | 0 | 68.5421 | 7.559 | 12.9672 | 6.461 | 45.8714 | 0 | 0 | 7.8133 | 0 | 0 | 0 | 0 | 0 | 0 | 37.1436 | 0 | 0 | 15.3723 | 68.5421 | 83.9144 | 117.8155 | 68.5421 | 186.3576
2006 | Mid-Rise Apartment | 5B | 3134.61 | 0 | 35.4324 | 10.1723 | 12.9672 | 6.461 | 45.8714 | 0 | 0 | 8.47 | 0 | 0 | 0 | 0 | 0 | 0 | 36.4222 | 0 | 0 | 18.6422 | 35.4324 | 54.0746 | 120.3641 | 35.4324 | 155.7965
2006 | Mid-Rise Apartment | 5C | 3134.61 | 0 | 24.7116 | 3.2053 | 12.9672 | 6.4504 | 45.8714 | 0 | 0 | 5.9922 | 0 | 0 | 0 | 0 | 0 | 0 | 36.961 | 0 | 0 | 9.1975 | 24.7116 | 33.9091 | 111.4475 | 24.7116 | 136.1591
2006 | Mid-Rise Apartment | 6A | 3134.61 | 0 | 98.856 | 8.119 | 12.9672 | 6.4575 | 45.8714 | 0 | 0 | 8.5089 | 0 | 0 | 0 | 0 | 0 | 0 | 38.962 | 0 | 0 | 16.628 | 98.856 | 115.484 | 120.886 | 98.856 | 219.742
2006 | Mid-Rise Apartment | 6B | 3134.61 | 0 | 66.9993 | 6.1668 | 12.9672 | 6.453 | 45.8714 | 0 | 0 | 8.0579 | 0 | 0 | 0 | 0 | 0 | 0 | 38.5029 | 0 | 0 | 14.2247 | 66.9993 | 81.224 | 118.0193 | 66.9993 | 185.0186
2006 | Mid-Rise Apartment | 7 | 3134.61 | 0 | 100.8676 | 6.4477 | 12.9672 | 6.4486 | 45.8714 | 0 | 0 | 8.4682 | 0 | 0 | 0 | 0 | 0 | 0 | 41.1127 | 0 | 0 | 14.9159 | 100.8676 | 115.7835 | 121.3167 | 100.8676 | 222.1843
2006 | Mid-Rise Apartment | 8 | 3134.61 | 0 | 126.3191 | 4.1162 | 12.9672 | 6.4132 | 45.8714 | 0 | 0 | 9.1815 | 0 | 0 | 0 | 0 | 0 | 0 | 44.0237 | 0 | 0 | 13.2978 | 126.3191 | 139.6169 | 122.5742 | 126.3191 | 248.8933
2009 | Mid-Rise Apartment | 0A | 3134.61 | 0 | 0 | 55.6387 | 12.9672 | 3.4977 | 45.8714 | 0 | 0 | 15.5903 | 0 | 0 | 0 | 0 | 0 | 0 | 23.9548 | 0 | 0 | 71.229 | 0 | 71.229 | 157.5209 | 0 | 157.5209
2009 | Mid-Rise Apartment | 0B | 3134.61 | 0 | 0.00088616 | 50.5813 | 12.9672 | 3.4986 | 45.8714 | 0 | 0 | 15.2828 | 0 | 0 | 0 | 0 | 0 | 0 | 23.8538 | 0 | 0 | 65.8641 | 0.00088616 | 65.865 | 152.056 | 0.00088616 | 152.0568
2009 | Mid-Rise Apartment | 1A | 3134.61 | 0 | 0 | 37.498 | 12.9672 | 3.4995 | 45.8714 | 0 | 0 | 12.5561 | 0 | 0 | 0 | 0 | 0 | 0 | 25.8272 | 0 | 0 | 50.0541 | 0 | 50.0541 | 138.2194 | 0 | 138.2194
2009 | Mid-Rise Apartment | 1B | 3134.61 | 0 | 0.65133 | 38.3452 | 12.9672 | 3.495 | 45.8714 | 0 | 0 | 13.3722 | 0 | 0 | 0 | 0 | 0 | 0 | 25.9026 | 0 | 0 | 51.7174 | 0.65133 | 52.3687 | 139.9527 | 0.65133 | 140.6041
2009 | Mid-Rise Apartment | 2A | 3134.61 | 0 | 1.5747 | 28.9297 | 12.9672 | 3.4933 | 45.8714 | 0 | 0 | 10.2857 | 0 | 0 | 0 | 0 | 0 | 0 | 27.9975 | 0 | 0 | 39.2154 | 1.5747 | 40.7901 | 129.5447 | 1.5747 | 131.1194
2009 | Mid-Rise Apartment | 2B | 3134.61 | 0 | 1.3709 | 23.1758 | 12.9672 | 3.4959 | 45.8714 | 0 | 0 | 10.618 | 0 | 0 | 0 | 0 | 0 | 0 | 28.1392 | 0 | 0 | 33.7939 | 1.3709 | 35.1648 | 124.2667 | 1.3709 | 125.6376
2009 | Mid-Rise Apartment | 3A | 3134.61 | 0 | 17.1712 | 15.3918 | 12.9672 | 3.495 | 45.8714 | 0 | 0 | 8.3406 | 0 | 0 | 0 | 0 | 0 | 0 | 31.7344 | 0 | 0 | 23.7324 | 17.1712 | 40.9035 | 117.8004 | 17.1712 | 134.9716
2009 | Mid-Rise Apartment | 3B | 3134.61 | 0 | 5.8008 | 16.1521 | 12.9672 | 3.495 | 45.8714 | 0 | 0 | 9.2737 | 0 | 0 | 0 | 0 | 0 | 0 | 30.772 | 0 | 0 | 25.4258 | 5.8008 | 31.2266 | 118.5315 | 5.8008 | 124.3323
2009 | Mid-Rise Apartment | 3C | 3134.61 | 0 | 1.2637 | 8.2458 | 12.9672 | 3.495 | 45.8714 | 0 | 0 | 6.3316 | 0 | 0 | 0 | 0 | 0 | 0 | 32.1022 | 0 | 0 | 14.5774 | 1.2637 | 15.8411 | 109.0132 | 1.2637 | 110.2769
2009 | Mid-Rise Apartment | 4A | 3134.61 | 0 | 38.892 | 11.1417 | 12.9672 | 3.4897 | 45.8714 | 0 | 0 | 7.9905 | 0 | 0 | 0 | 0 | 0 | 0 | 34.6694 | 0 | 0 | 19.1323 | 38.892 | 58.0242 | 116.1291 | 38.892 | 155.0211
2009 | Mid-Rise Apartment | 4B | 3134.61 | 0 | 13.1533 | 11.9446 | 12.9672 | 3.4924 | 45.8714 | 0 | 0 | 8.8014 | 0 | 0 | 0 | 0 | 0 | 0 | 33.8063 | 0 | 0 | 20.746 | 13.1533 | 33.8993 | 116.8841 | 13.1533 | 130.0374
2009 | Mid-Rise Apartment | 4C | 3134.61 | 0 | 22.1124 | 4.1136 | 12.9672 | 3.4862 | 45.8714 | 0 | 0 | 6.4247 | 0 | 0 | 0 | 0 | 0 | 0 | 35.5547 | 0 | 0 | 10.5383 | 22.1124 | 32.6507 | 108.4177 | 22.1124 | 130.5301
2009 | Mid-Rise Apartment | 5A | 3134.61 | 0 | 63.6966 | 6.4061 | 12.9672 | 3.4906 | 45.8714 | 0 | 0 | 7.8186 | 0 | 0 | 0 | 0 | 0 | 0 | 37.1391 | 0 | 0 | 14.2247 | 63.6966 | 77.9213 | 113.6939 | 63.6966 | 177.3905
2009 | Mid-Rise Apartment | 5B | 3134.61 | 0 | 31.4446 | 8.5595 | 12.9672 | 3.4915 | 45.8714 | 0 | 0 | 8.4762 | 0 | 0 | 0 | 0 | 0 | 0 | 36.416 | 0 | 0 | 17.0356 | 31.4446 | 48.4802 | 115.7817 | 31.4446 | 147.2264
2009 | Mid-Rise Apartment | 5C | 3134.61 | 0 | 21.0163 | 2.88 | 12.9672 | 3.4853 | 45.8714 | 0 | 0 | 5.9931 | 0 | 0 | 0 | 0 | 0 | 0 | 36.9468 | 0 | 0 | 8.8732 | 21.0163 | 29.8894 | 108.1448 | 21.0163 | 129.161
2009 | Mid-Rise Apartment | 6A | 3134.61 | 0 | 90.8903 | 6.8784 | 12.9672 | 3.4897 | 45.8714 | 0 | 0 | 8.3291 | 0 | 0 | 0 | 0 | 0 | 0 | 38.9575 | 0 | 0 | 15.2075 | 90.8903 | 106.0977 | 116.4933 | 90.8903 | 207.3836
2009 | Mid-Rise Apartment | 6B | 3134.61 | 0 | 59.8134 | 5.2425 | 12.9672 | 3.4871 | 45.8714 | 0 | 0 | 8.0074 | 0 | 0 | 0 | 0 | 0 | 0 | 38.4958 | 0 | 0 | 13.2499 | 59.8134 | 73.0633 | 114.0714 | 59.8134 | 173.8848
2009 | Mid-Rise Apartment | 7 | 3134.61 | 0 | 92.3338 | 5.6564 | 12.9672 | 3.4844 | 45.8714 | 0 | 0 | 8.47 | 0 | 0 | 0 | 0 | 0 | 0 | 41.1056 | 0 | 0 | 14.1263 | 92.3338 | 106.4602 | 117.5549 | 92.3338 | 209.8888
2009 | Mid-Rise Apartment | 8 | 3134.61 | 0 | 111.4962 | 3.6599 | 12.9672 | 3.4658 | 45.8714 | 0 | 0 | 9.0149 | 0 | 0 | 0 | 0 | 0 | 0 | 44.0175 | 0 | 0 | 12.6748 | 111.4962 | 124.171 | 118.9967 | 111.4962 | 230.493
2012 | Mid-Rise Apartment | 0A | 3134.61 | 0 | 0 | 50.4537 | 9.645 | 3.4977 | 45.8714 | 0 | 0 | 13.4032 | 0 | 0 | 0 | 0 | 0 | 0 | 23.9539 | 0 | 0 | 63.857 | 0 | 63.857 | 146.8249 | 0 | 146.8249
2012 | Mid-Rise Apartment | 0B | 3134.61 | 0 | 0 | 45.2307 | 9.645 | 3.4986 | 45.8714 | 0 | 0 | 13.3004 | 0 | 0 | 0 | 0 | 0 | 0 | 23.8511 | 0 | 0 | 58.5311 | 0 | 58.5311 | 141.3963 | 0 | 141.3963
2012 | Mid-Rise Apartment | 1A | 3134.61 | 0 | 0 | 34.0402 | 9.645 | 3.4995 | 45.8714 | 0 | 0 | 10.9964 | 0 | 0 | 0 | 0 | 0 | 0 | 25.8281 | 0 | 0 | 45.0366 | 0 | 45.0366 | 129.8797 | 0 | 129.8797
2012 | Mid-Rise Apartment | 1B | 3134.61 | 0 | 0.36864 | 34.2662 | 9.645 | 3.495 | 45.8714 | 0 | 0 | 11.677 | 0 | 0 | 0 | 0 | 0 | 0 | 25.8946 | 0 | 0 | 45.9432 | 0.36864 | 46.3118 | 130.8492 | 0.36864 | 131.2178
2012 | Mid-Rise Apartment | 2A | 3134.61 | 0 | 1.6093 | 27.3523 | 9.645 | 3.4933 | 45.8714 | 0 | 0 | 9.4589 | 0 | 0 | 0 | 0 | 0 | 0 | 27.9975 | 0 | 0 | 36.8112 | 1.6093 | 38.4205 | 123.8183 | 1.6093 | 125.4276
2012 | Mid-Rise Apartment | 2B | 3134.61 | 0 | 1.3993 | 21.5001 | 9.645 | 3.4959 | 45.8714 | 0 | 0 | 9.7531 | 0 | 0 | 0 | 0 | 0 | 0 | 28.1392 | 0 | 0 | 31.2532 | 1.3993 | 32.6525 | 118.4048 | 1.3993 | 119.804
2012 | Mid-Rise Apartment | 3A | 3134.61 | 0 | 16.7308 | 14.5995 | 9.645 | 3.495 | 45.8714 | 0 | 0 | 7.792 | 0 | 0 | 0 | 0 | 0 | 0 | 31.7353 | 0 | 0 | 22.3916 | 16.7308 | 39.1224 | 113.1383 | 16.7308 | 129.8691
2012 | Mid-Rise Apartment | 3B | 3134.61 | 0 | 5.7964 | 15.2163 | 9.645 | 3.495 | 45.8714 | 0 | 0 | 8.6747 | 0 | 0 | 0 | 0 | 0 | 0 | 30.772 | 0 | 0 | 23.891 | 5.7964 | 29.6874 | 113.6735 | 5.7964 | 119.4699
2012 | Mid-Rise Apartment | 3C | 3134.61 | 0 | 1.37 | 7.6644 | 9.645 | 3.495 | 45.8714 | 0 | 0 | 5.9568 | 0 | 0 | 0 | 0 | 0 | 0 | 32.1048 | 0 | 0 | 13.6212 | 1.37 | 14.9912 | 104.7366 | 1.37 | 106.1066
2012 | Mid-Rise Apartment | 4A | 3134.61 | 0 | 26.2499 | 11.0496 | 9.645 | 3.4897 | 45.8714 | 0 | 0 | 7.4455 | 0 | 0 | 0 | 0 | 0 | 0 | 34.6534 | 0 | 0 | 18.4951 | 26.2499 | 44.7451 | 112.1547 | 26.2499 | 138.4046
2012 | Mid-Rise Apartment | 4B | 3134.61 | 0 | 8.4965 | 12.152 | 9.645 | 3.4924 | 45.8714 | 0 | 0 | 8.2794 | 0 | 0 | 0 | 0 | 0 | 0 | 33.7877 | 0 | 0 | 20.4314 | 8.4965 | 28.9279 | 113.2287 | 8.4965 | 121.7252
2012 | Mid-Rise Apartment | 4C | 3134.61 | 0 | 14.962 | 4.725 | 9.645 | 3.4862 | 45.8714 | 0 | 0 | 6.1163 | 0 | 0 | 0 | 0 | 0 | 0 | 35.5316 | 0 | 0 | 10.8413 | 14.962 | 25.8033 | 105.3755 | 14.962 | 120.3375
2012 | Mid-Rise Apartment | 5A | 3134.61 | 0 | 46.7655 | 6.5488 | 9.645 | 3.4906 | 45.8714 | 0 | 0 | 7.2391 | 0 | 0 | 0 | 0 | 0 | 0 | 37.1258 | 0 | 0 | 13.7878 | 46.7655 | 60.5533 | 109.9206 | 46.7655 | 156.6862
2012 | Mid-Rise Apartment | 5B | 3134.61 | 0 | 22.9463 | 8.7606 | 9.645 | 3.4915 | 45.8714 | 0 | 0 | 7.8514 | 0 | 0 | 0 | 0 | 0 | 0 | 36.4001 | 0 | 0 | 16.612 | 22.9463 | 39.5584 | 112.02 | 22.9463 | 134.9663
2012 | Mid-Rise Apartment | 5C | 3134.61 | 0 | 16.651 | 3.3949 | 9.645 | 3.4853 | 45.8714 | 0 | 0 | 5.7468 | 0 | 0 | 0 | 0 | 0 | 0 | 36.93 | 0 | 0 | 9.1417 | 16.651 | 25.7927 | 105.0733 | 16.651 | 121.7243
2012 | Mid-Rise Apartment | 6A | 3134.61 | 0 | 66.1521 | 7.0158 | 9.645 | 3.4897 | 45.8714 | 0 | 0 | 7.5678 | 0 | 0 | 0 | 0 | 0 | 0 | 38.9425 | 0 | 0 | 14.5836 | 66.1521 | 80.7357 | 112.533 | 66.1521 | 178.6852
2012 | Mid-Rise Apartment | 6B | 3134.61 | 0 | 42.153 | 5.6174 | 9.645 | 3.4871 | 45.8714 | 0 | 0 | 7.2905 | 0 | 0 | 0 | 0 | 0 | 0 | 38.4746 | 0 | 0 | 12.9079 | 42.153 | 55.0609 | 110.385 | 42.153 | 152.538
2012 | Mid-Rise Apartment | 7 | 3134.61 | 0 | 69.9998 | 6.119 | 9.645 | 3.4844 | 45.8714 | 0 | 0 | 7.94 | 0 | 0 | 0 | 0 | 0 | 0 | 41.0896 | 0 | 0 | 14.059 | 69.9998 | 84.0588 | 114.1494 | 69.9998 | 184.1493
2012 | Mid-Rise Apartment | 8 | 3134.61 | 0 | 95.1935 | 4.227 | 9.645 | 3.4658 | 45.8714 | 0 | 0 | 8.5577 | 0 | 0 | 0 | 0 | 0 | 0 | 44.0042 | 0 | 0 | 12.7847 | 95.1935 | 107.9782 | 115.7702 | 95.1935 | 210.9637
2015 | Mid-Rise Apartment | 0A | 3134.61 | 0 | 0 | 46.5342 | 10.727 | 3.4215 | 45.462 | 0 | 0 | 13.3102 | 0 | 0 | 0 | 0 | 0 | 0 | 23.953 | 0 | 0 | 59.8444 | 0 | 59.8444 | 143.407 | 0 | 143.407
2015 | Mid-Rise Apartment | 0B | 3134.61 | 0 | 0 | 41.499 | 10.727 | 3.4215 | 45.462 | 0 | 0 | 12.9734 | 0 | 0 | 0 | 0 | 0 | 0 | 23.8493 | 0 | 0 | 54.4725 | 0 | 54.4725 | 137.9332 | 0 | 137.9332
2015 | Mid-Rise Apartment | 1A | 3134.61 | 0 | 0 | 31.473 | 10.727 | 3.4224 | 45.462 | 0 | 0 | 10.984 | 0 | 0 | 0 | 0 | 0 | 0 | 25.8272 | 0 | 0 | 42.457 | 0 | 42.457 | 127.8956 | 0 | 127.8956
2015 | Mid-Rise Apartment | 1B | 3134.61 | 0 | 0.20648 | 32.205 | 10.727 | 3.4179 | 45.462 | 0 | 0 | 11.5379 | 0 | 0 | 0 | 0 | 0 | 0 | 25.8902 | 0 | 0 | 43.7428 | 0.20648 | 43.9493 | 129.2399 | 0.20648 | 129.4464
2015 | Mid-Rise Apartment | 2A | 3134.61 | 0 | 0.93313 | 25.8485 | 10.727 | 3.417 | 45.462 | 0 | 0 | 9.4704 | 0 | 0 | 0 | 0 | 0 | 0 | 27.9895 | 0 | 0 | 35.3189 | 0.93313 | 36.2521 | 122.9145 | 0.93313 | 123.8476
2015 | Mid-Rise Apartment | 2B | 3134.61 | 0 | 1.0572 | 20.598 | 10.727 | 3.4188 | 45.462 | 0 | 0 | 9.77 | 0 | 0 | 0 | 0 | 0 | 0 | 28.1357 | 0 | 0 | 30.3679 | 1.0572 | 31.4251 | 118.1123 | 1.0572 | 119.1695
2015 | Mid-Rise Apartment | 3A | 3134.61 | 0 | 11.3207 | 14.1228 | 10.727 | 3.4188 | 45.462 | 0 | 0 | 7.6981 | 0 | 0 | 0 | 0 | 0 | 0 | 31.7202 | 0 | 0 | 21.8209 | 11.3207 | 33.1416 | 113.1489 | 11.3207 | 124.4697
2015 | Mid-Rise Apartment | 3B | 3134.61 | 0 | 3.6882 | 14.7582 | 10.727 | 3.4188 | 45.462 | 0 | 0 | 8.5905 | 0 | 0 | 0 | 0 | 0 | 0 | 30.7579 | 0 | 0 | 23.3486 | 3.6882 | 27.0369 | 113.7125 | 3.6882 | 117.4007
2015 | Mid-Rise Apartment | 3C | 3134.61 | 0 | 0.63361 | 8.0499 | 10.727 | 3.4179 | 45.462 | 0 | 0 | 6.1429 | 0 | 0 | 0 | 0 | 0 | 0 | 32.0906 | 0 | 0 | 14.1928 | 0.63361 | 14.8264 | 105.8895 | 0.63361 | 106.5231
2015 | Mid-Rise Apartment | 4A | 3134.61 | 0 | 9.7957 | 10.9486 | 10.727 | 3.4135 | 45.462 | 0 | 0 | 7.1983 | 0 | 0 | 0 | 0 | 0 | 0 | 34.6074 | 0 | 0 | 18.1469 | 9.7957 | 27.9425 | 112.3567 | 9.7957 | 122.1524
2015 | Mid-Rise Apartment | 4B | 3134.61 | 0 | 7.6662 | 11.6903 | 10.727 | 3.4162 | 45.462 | 0 | 0 | 8.2573 | 0 | 0 | 0 | 0 | 0 | 0 | 33.785 | 0 | 0 | 19.9475 | 7.6662 | 27.6137 | 113.3368 | 7.6662 | 121.003
2015 | Mid-Rise Apartment | 4C | 3134.61 | 0 | 13.833 | 4.624 | 10.727 | 3.4091 | 45.462 | 0 | 0 | 6.0897 | 0 | 0 | 0 | 0 | 0 | 0 | 35.5272 | 0 | 0 | 10.7137 | 13.833 | 24.5467 | 105.839 | 13.833 | 119.672
2015 | Mid-Rise Apartment | 5A | 3134.61 | 0 | 20.7274 | 7.2657 | 10.727 | 3.4144 | 45.462 | 0 | 0 | 6.8403 | 0 | 0 | 0 | 0 | 0 | 0 | 37.0771 | 0 | 0 | 14.106 | 20.7274 | 34.8333 | 110.7864 | 20.7274 | 131.5138
2015 | Mid-Rise Apartment | 5B | 3134.61 | 0 | 21.6419 | 8.4522 | 10.727 | 3.4144 | 45.462 | 0 | 0 | 7.8186 | 0 | 0 | 0 | 0 | 0 | 0 | 36.3983 | 0 | 0 | 16.2709 | 21.6419 | 37.9127 | 112.2725 | 21.6419 | 133.9144
2015 | Mid-Rise Apartment | 5C | 3134.61 | 0 | 15.3359 | 3.3532 | 10.727 | 3.4091 | 45.462 | 0 | 0 | 5.7096 | 0 | 0 | 0 | 0 | 0 | 0 | 36.9247 | 0 | 0 | 9.0628 | 15.3359 | 24.3987 | 105.5855 | 15.3359 | 120.9215
2015 | Mid-Rise Apartment | 6A | 3134.61 | 0 | 34.2945 | 7.5191 | 10.727 | 3.4126 | 45.462 | 0 | 0 | 7.1186 | 0 | 0 | 0 | 0 | 0 | 0 | 38.8928 | 0 | 0 | 14.6377 | 34.2945 | 48.9322 | 113.1321 | 34.2945 | 147.4266
2015 | Mid-Rise Apartment | 6B | 3134.61 | 0 | 24.1976 | 6.313 | 10.727 | 3.41 | 45.462 | 0 | 0 | 7.1974 | 0 | 0 | 0 | 0 | 0 | 0 | 38.4374 | 0 | 0 | 13.5105 | 24.1976 | 37.708 | 111.5476 | 24.1976 | 135.7452
2015 | Mid-Rise Apartment | 7 | 3134.61 | 0 | 36.4453 | 6.8997 | 10.727 | 3.4082 | 45.462 | 0 | 0 | 7.4154 | 0 | 0 | 0 | 0 | 0 | 0 | 41.0506 | 0 | 0 | 14.3151 | 36.4453 | 50.7603 | 114.962 | 36.4453 | 151.4073
2015 | Mid-Rise Apartment | 8 | 3134.61 | 0 | 53.3798 | 5.3046 | 10.727 | 3.3896 | 45.462 | 0 | 0 | 7.7655 | 0 | 0 | 0 | 0 | 0 | 0 | 43.9679 | 0 | 0 | 13.07 | 53.3798 | 66.4499 | 116.6165 | 53.3798 | 169.9963
2018 | Mid-Rise Apartment | 0A | 3134.61 | 0 | 0 | 46.388 | 10.2387 | 2.2252 | 45.462 | 0 | 0 | 13.2295 | 0 | 0 | 0 | 0 | 0 | 0 | 23.953 | 0 | 0 | 59.6176 | 0 | 59.6176 | 141.4973 | 0 | 141.4973
2018 | Mid-Rise Apartment | 0B | 3134.61 | 0 | 0 | 41.3537 | 10.2387 | 2.226 | 45.462 | 0 | 0 | 12.8937 | 0 | 0 | 0 | 0 | 0 | 0 | 23.8493 | 0 | 0 | 54.2474 | 0 | 54.2474 | 136.0235 | 0 | 136.0235
2018 | Mid-Rise Apartment | 1A | 3134.61 | 0 | 0 | 31.3489 | 10.2387 | 2.226 | 45.462 | 0 | 0 | 10.9158 | 0 | 0 | 0 | 0 | 0 | 0 | 25.8272 | 0 | 0 | 42.2647 | 0 | 42.2647 | 126.0196 | 0 | 126.0196
2018 | Mid-Rise Apartment | 1B | 3134.61 | 0 | 0.21268 | 32.072 | 10.2387 | 2.2234 | 45.462 | 0 | 0 | 11.459 | 0 | 0 | 0 | 0 | 0 | 0 | 25.891 | 0 | 0 | 43.531 | 0.21268 | 43.7437 | 127.347 | 0.21268 | 127.5597
2018 | Mid-Rise Apartment | 2A | 3134.61 | 0 | 0.94642 | 25.7289 | 10.2387 | 2.2225 | 45.462 | 0 | 0 | 9.3916 | 0 | 0 | 0 | 0 | 0 | 0 | 27.9895 | 0 | 0 | 35.1204 | 0.94642 | 36.0669 | 121.034 | 0.94642 | 121.9804
2018 | Mid-Rise Apartment | 2B | 3134.61 | 0 | 1.0767 | 20.4837 | 10.2387 | 2.2243 | 45.462 | 0 | 0 | 9.6911 | 0 | 0 | 0 | 0 | 0 | 0 | 28.1366 | 0 | 0 | 30.1748 | 1.0767 | 31.2515 | 116.2372 | 1.0767 | 117.3139
2018 | Mid-Rise Apartment | 3A | 3134.61 | 0 | 11.4581 | 14.0315 | 10.2387 | 2.2243 | 45.462 | 0 | 0 | 7.6121 | 0 | 0 | 0 | 0 | 0 | 0 | 31.7211 | 0 | 0 | 21.6437 | 11.4581 | 33.1018 | 111.2889 | 11.4581 | 122.747
2018 | Mid-Rise Apartment | 3B | 3134.61 | 0 | 3.7529 | 14.6571 | 10.2387 | 2.2234 | 45.462 | 0 | 0 | 8.5063 | 0 | 0 | 0 | 0 | 0 | 0 | 30.7587 | 0 | 0 | 23.1634 | 3.7529 | 26.9163 | 111.8463 | 3.7529 | 115.5992
2018 | Mid-Rise Apartment | 3C | 3134.61 | 0 | 0.6531 | 7.9453 | 10.2387 | 2.2234 | 45.462 | 0 | 0 | 6.0428 | 0 | 0 | 0 | 0 | 0 | 0 | 32.0915 | 0 | 0 | 13.9881 | 0.6531 | 14.6412 | 104.0046 | 0.6531 | 104.6577
2018 | Mid-Rise Apartment | 4A | 3134.61 | 0 | 10.5489 | 10.4151 | 10.2387 | 2.2207 | 45.462 | 0 | 0 | 6.9652 | 0 | 0 | 0 | 0 | 0 | 0 | 34.6127 | 0 | 0 | 17.3803 | 10.5489 | 27.9292 | 109.9144 | 10.5489 | 120.4633
2018 | Mid-Rise Apartment | 4B | 3134.61 | 0 | 8.431 | 10.9743 | 10.2387 | 2.2225 | 45.462 | 0 | 0 | 7.9631 | 0 | 0 | 0 | 0 | 0 | 0 | 33.7912 | 0 | 0 | 18.9373 | 8.431 | 27.3683 | 110.6508 | 8.431 | 119.0818
2018 | Mid-Rise Apartment | 4C | 3134.61 | 0 | 14.7413 | 4.1898 | 10.2387 | 2.2181 | 45.462 | 0 | 0 | 5.8575 | 0 | 0 | 0 | 0 | 0 | 0 | 35.5325 | 0 | 0 | 10.0473 | 14.7413 | 24.7887 | 103.4986 | 14.7413 | 118.2399
2018 | Mid-Rise Apartment | 5A | 3134.61 | 0 | 21.3539 | 7.0149 | 10.2387 | 2.2216 | 45.462 | 0 | 0 | 6.6781 | 0 | 0 | 0 | 0 | 0 | 0 | 37.0798 | 0 | 0 | 13.693 | 21.3539 | 35.0469 | 108.6951 | 21.3539 | 130.049
2018 | Mid-Rise Apartment | 5B | 3134.61 | 0 | 22.4217 | 8.1217 | 10.2387 | 2.2216 | 45.462 | 0 | 0 | 7.6228 | 0 | 0 | 0 | 0 | 0 | 0 | 36.4009 | 0 | 0 | 15.7445 | 22.4217 | 38.1662 | 110.0677 | 22.4217 | 132.4895
2018 | Mid-Rise Apartment | 5C | 3134.61 | 0 | 16.0077 | 3.1175 | 10.2387 | 2.2181 | 45.462 | 0 | 0 | 5.5545 | 0 | 0 | 0 | 0 | 0 | 0 | 36.9291 | 0 | 0 | 8.672 | 16.0077 | 24.6797 | 103.5199 | 16.0077 | 119.5275
2018 | Mid-Rise Apartment | 6A | 3134.61 | 0 | 34.5657 | 7.4562 | 10.2387 | 2.2198 | 45.462 | 0 | 0 | 7.0264 | 0 | 0 | 0 | 0 | 0 | 0 | 38.8937 | 0 | 0 | 14.4826 | 34.5657 | 49.0483 | 111.2977 | 34.5657 | 145.8634
2018 | Mid-Rise Apartment | 6B | 3134.61 | 0 | 24.4457 | 6.2483 | 10.2387 | 2.219 | 45.462 | 0 | 0 | 7.0991 | 0 | 0 | 0 | 0 | 0 | 0 | 38.4382 | 0 | 0 | 13.3474 | 24.4457 | 37.7931 | 109.7053 | 24.4457 | 134.151
2018 | Mid-Rise Apartment | 7 | 3134.61 | 0 | 36.7386 | 6.8376 | 10.2387 | 2.2172 | 45.462 | 0 | 0 | 7.325 | 0 | 0 | 0 | 0 | 0 | 0 | 41.0506 | 0 | 0 | 14.1627 | 36.7386 | 50.9012 | 113.1312 | 36.7386 | 149.8698
2018 | Mid-Rise Apartment | 8 | 3134.61 | 0 | 53.7139 | 5.2532 | 10.2387 | 2.2048 | 45.462 | 0 | 0 | 7.6981 | 0 | 0 | 0 | 0 | 0 | 0 | 43.9679 | 0 | 0 | 12.9513 | 53.7139 | 66.6652 | 114.8256 | 53.7139 | 168.5395
2006 | Outpatient Healthcare | 0A | 3804.01 | 40.6267 | 39.7453 | 227.0908 | 40.7939 | 16.5958 | 135.355 | 13.7552 | 0 | 82.1188 | 0.34467 | 0.0017605 | 0.34291 | 0 | 0 | 7.7776 | 0 | 17.3048 | 0 | 357.9568 | 39.7453 | 397.7021 | 550.704 | 70.8054 | 621.5093
2006 | Outpatient Healthcare | 0B | 3804.01 | 86.5446 | 37.7124 | 216.8216 | 40.7939 | 16.5987 | 135.355 | 13.7552 | 0 | 92.041 | 0.21907 | 0.0017605 | 0.21731 | 0 | 0.037241 | 8.9796 | 0 | 17.3048 | 0 | 404.6414 | 37.7124 | 442.3538 | 597.3915 | 68.7732 | 666.1647
2006 | Outpatient Healthcare | 1A | 3804.01 | 61.9069 | 37.0669 | 178.2841 | 40.7939 | 16.6009 | 135.355 | 13.7552 | 0 | 77.7958 | 0.33736 | 0.0017605 | 0.3356 | 0 | 0 | 7.3599 | 0 | 17.3048 | 0 | 325.6823 | 37.0669 | 362.7492 | 518.4339 | 68.1269 | 586.5608
2006 | Outpatient Healthcare | 1B | 3804.01 | 89.7605 | 30.8403 | 186.6181 | 40.7939 | 16.5797 | 135.355 | 13.7552 | 0 | 90.0636 | 0.26288 | 0.0017605 | 0.26112 | 0 | 0.030669 | 8.8452 | 0 | 17.3048 | 0 | 375.5792 | 30.8403 | 406.4195 | 568.3104 | 61.9011 | 630.2114
2006 | Outpatient Healthcare | 2A | 3804.01 | 78.8671 | 40.117 | 165.0656 | 40.7939 | 16.5746 | 135.355 | 13.7552 | 0 | 79.3943 | 0.34394 | 0.0017605 | 0.34217 | 0 | 0.91716 | 7.5936 | 0 | 17.3048 | 0 | 332.1799 | 40.117 | 372.2969 | 524.9044 | 71.1771 | 596.0815
2006 | Outpatient Healthcare | 2B | 3804.01 | 108.2827 | 34.7864 | 123.3048 | 40.7939 | 16.5863 | 135.355 | 13.7552 | 0 | 91.711 | 0.30742 | 0.0017605 | 0.30566 | 0 | 14.6833 | 8.973 | 0 | 17.318 | 0 | 347.2604 | 34.7864 | 382.0468 | 539.9981 | 65.8603 | 605.8585
2006 | Outpatient Healthcare | 3A | 3804.01 | 106.9909 | 48.9929 | 119.1141 | 40.7939 | 16.5834 | 135.355 | 13.7552 | 0 | 80.0245 | 0.37607 | 0.0017605 | 0.3743 | 0 | 7.9631 | 7.7148 | 0 | 17.559 | 0 | 322.1816 | 48.9929 | 371.1745 | 514.9157 | 80.3078 | 595.2235
2006 | Outpatient Healthcare | 3B | 3804.01 | 112.6246 | 43.192 | 97.6397 | 40.7939 | 16.5826 | 135.355 | 13.7552 | 0 | 91.4459 | 0.35343 | 0.0017605 | 0.35167 | 0 | 17.6437 | 8.2968 | 0 | 17.4684 | 0 | 328.0023 | 43.192 | 371.1942 | 520.7348 | 74.4156 | 595.1505
2006 | Outpatient Healthcare | 3C | 3804.01 | 91.9505 | 42.7086 | 95.5826 | 40.7939 | 16.5797 | 135.355 | 13.7552 | 0 | 76.3303 | 0.35562 | 0.0017605 | 0.35386 | 0 | 2.3813 | 0 | 0 | 17.3983 | 0 | 266.5985 | 42.7086 | 309.3071 | 459.3296 | 73.8621 | 533.1917
2006 | Outpatient Healthcare | 4A | 3804.01 | 120.6074 | 63.6207 | 96.4311 | 40.7939 | 16.5578 | 135.355 | 13.7552 | 0 | 77.3044 | 0.48268 | 0.0017605 | 0.48092 | 0 | 12.4182 | 7.3994 | 0 | 17.8978 | 0 | 314.6414 | 63.6207 | 378.2621 | 507.3498 | 95.2737 | 602.6236
2006 | Outpatient Healthcare | 4B | 3804.01 | 118.5927 | 43.3935 | 71.1011 | 40.7939 | 16.5702 | 135.355 | 13.7552 | 0 | 93.9549 | 0.34978 | 0.0017605 | 0.34802 | 0 | 24.7904 | 8.5305 | 0 | 17.7795 | 0 | 317.3176 | 43.3935 | 360.7112 | 510.0393 | 74.9282 | 584.9675
2006 | Outpatient Healthcare | 4C | 3804.01 | 106.0745 | 52.9551 | 46.2429 | 40.7939 | 16.5388 | 135.355 | 13.7552 | 0 | 74.5076 | 0.43083 | 0.0017605 | 0.42907 | 0 | 3.3525 | 6.1638 | 0 | 17.9971 | 0 | 236.7703 | 52.9551 | 289.7254 | 429.4598 | 84.7081 | 514.1679
2006 | Outpatient Healthcare | 5A | 3804.01 | 116.1976 | 67.7465 | 52.7842 | 40.7939 | 16.5629 | 135.355 | 13.7552 | 0 | 74.0396 | 0.46661 | 0.0017605 | 0.46485 | 0 | 15.6764 | 5.316 | 0 | 18.3366 | 0 | 264.4786 | 67.7465 | 332.2251 | 457.193 | 99.8391 | 557.0321
2006 | Outpatient Healthcare | 5B | 3804.01 | 115.6141 | 52.0051 | 54.046 | 40.7939 | 16.5637 | 135.355 | 13.7552 | 0 | 89.6758 | 0.38483 | 0.0017605 | 0.38307 | 0 | 23.9236 | 7.966 | 0 | 18.195 | 0 | 291.6086 | 52.0051 | 343.6137 | 484.3222 | 83.9553 | 568.2775
2006 | Outpatient Healthcare | 5C | 3804.01 | 102.6366 | 54.1855 | 32.5497 | 40.7939 | 16.5374 | 135.355 | 13.7552 | 0 | 72.9749 | 0.45201 | 0.0017605 | 0.45025 | 0 | 1.1567 | 6.0404 | 0 | 18.3038 | 0 | 215.8085 | 54.1855 | 269.994 | 408.4973 | 86.2452 | 494.7425
2006 | Outpatient Healthcare | 6A | 3804.01 | 129.1284 | 113.4519 | 55.7044 | 40.7939 | 16.5556 | 135.355 | 13.7552 | 0 | 76.8925 | 0.67765 | 0.0017605 | 0.67589 | 0 | 25.7616 | 6.7173 | 0 | 18.7412 | 0 | 294.88 | 113.4519 | 408.332 | 487.5863 | 145.9491 | 633.5354
2006 | Outpatient Healthcare | 6B | 3804.01 | 129.3993 | 94.5377 | 41.833 | 40.7939 | 16.5432 | 135.355 | 13.7552 | 0 | 84.9549 | 0.60463 | 0.0017605 | 0.60286 | 0 | 31.7457 | 7.4658 | 0 | 18.6426 | 0 | 296.0017 | 94.5377 | 390.5393 | 488.6956 | 126.9355 | 615.631
2006 | Outpatient Healthcare | 7 | 3804.01 | 126.076 | 137.6223 | 66.8637 | 40.7939 | 16.533 | 135.355 | 13.7552 | 0 | 76.3507 | 0.76162 | 0.0017605 | 0.75986 | 0 | 33.4289 | 7.0715 | 0 | 19.2217 | 0 | 310.5506 | 137.6223 | 448.173 | 503.2343 | 170.5999 | 673.8342
2006 | Outpatient Healthcare | 8 | 3804.01 | 149.9682 | 192.2109 | 51.2369 | 40.7939 | 16.4424 | 135.355 | 13.7552 | 0 | 77.3263 | 0.96097 | 0.0017605 | 0.95921 | 0 | 43.4739 | 7.1511 | 0 | 19.8913 | 0 | 330.1155 | 192.2109 | 522.3264 | 522.7094 | 225.8574 | 748.5668
2009 | Outpatient Healthcare | 0A | 3804.01 | 12.4401 | 37.5225 | 201.4942 | 40.7939 | 9.7346 | 135.355 | 13.7552 | 0 | 47.2995 | 0.33079 | 0.0017605 | 0.32903 | 0 | 0 | 0 | 0 | 17.3048 | 0 | 261.5629 | 37.5225 | 299.0854 | 447.4496 | 68.5833 | 516.0329
2009 | Outpatient Healthcare | 0B | 3804.01 | 27.3447 | 36.7565 | 173.6494 | 40.7939 | 9.7368 | 135.355 | 13.7552 | 0 | 42.3924 | 0.27456 | 0.0017605 | 0.2728 | 0 | 0.027748 | 0 | 0 | 17.3048 | 0 | 243.687 | 36.7565 | 280.4435 | 429.5752 | 67.8166 | 497.3918
2009 | Outpatient Healthcare | 1A | 3804.01 | 11.1826 | 35.2172 | 149.4235 | 40.7939 | 9.7383 | 135.355 | 13.7552 | 0 | 36.8076 | 0.32349 | 0.0017605 | 0.32173 | 0 | 0 | 0 | 0 | 17.3048 | 0 | 197.7355 | 35.2172 | 232.9527 | 383.6251 | 66.278 | 449.9032
2009 | Outpatient Healthcare | 1B | 3804.01 | 25.2847 | 27.4469 | 147.8411 | 40.7939 | 9.7258 | 135.355 | 13.7552 | 0 | 40.4011 | 0.19278 | 0.0017605 | 0.19102 | 0 | 0.022637 | 0 | 0 | 17.3048 | 0 | 213.7405 | 27.4469 | 241.1874 | 399.6178 | 58.5077 | 458.1255
2009 | Outpatient Healthcare | 2A | 3804.01 | 23.2562 | 37.7219 | 135.8581 | 40.7939 | 9.7222 | 135.355 | 13.7552 | 0 | 40.1345 | 0.26069 | 0.0017605 | 0.25893 | 0 | 0.70028 | 0 | 0 | 17.3048 | 0 | 200.208 | 37.7219 | 237.9299 | 386.0809 | 68.7827 | 454.8636
2009 | Outpatient Healthcare | 2B | 3804.01 | 32.3022 | 30.2648 | 94.3076 | 40.7939 | 9.7295 | 135.355 | 13.7552 | 0 | 41.0992 | 0.21469 | 0.0017605 | 0.21293 | 0 | 12.4394 | 0 | 0 | 17.3151 | 0 | 180.3613 | 30.2648 | 210.6261 | 366.2422 | 61.3351 | 427.5773
2009 | Outpatient Healthcare | 3A | 3804.01 | 23.852 | 54.8559 | 81.4645 | 40.7939 | 9.7273 | 135.355 | 13.7552 | 0 | 35.2676 | 0.36219 | 0.0017605 | 0.36043 | 0 | 6.4274 | 0 | 0 | 17.559 | 0 | 147.372 | 54.8559 | 202.2278 | 333.2499 | 86.1708 | 419.4207
2009 | Outpatient Healthcare | 3B | 3804.01 | 29.1169 | 29.428 | 71.2085 | 40.7939 | 9.7273 | 135.355 | 13.7552 | 0 | 39.9359 | 0.22418 | 0.0017605 | 0.22242 | 0 | 11.6741 | 0 | 0 | 17.4648 | 0 | 152.1578 | 29.428 | 181.5859 | 338.0366 | 60.6487 | 398.6853
2009 | Outpatient Healthcare | 3C | 3804.01 | 17.7853 | 38.2396 | 62.8321 | 40.7939 | 9.7258 | 135.355 | 13.7552 | 0 | 37.3641 | 0.29939 | 0.0017605 | 0.29763 | 0 | 1.9073 | 0 | 0 | 17.3917 | 0 | 120.1865 | 38.2396 | 158.4261 | 306.063 | 69.3866 | 375.4496
2009 | Outpatient Healthcare | 4A | 3804.01 | 31.5179 | 84.8264 | 60.6918 | 40.7939 | 9.7127 | 135.355 | 13.7552 | 0 | 37.2969 | 0.46004 | 0.0017605 | 0.45828 | 0 | 9.8164 | 0 | 0 | 17.9022 | 0 | 139.7813 | 84.8264 | 224.6077 | 325.6454 | 116.4838 | 442.1292
2009 | Outpatient Healthcare | 4B | 3804.01 | 29.8326 | 31.4354 | 51.7137 | 40.7939 | 9.72 | 135.355 | 13.7552 | 0 | 41.9594 | 0.22929 | 0.0017605 | 0.22753 | 0 | 17.5509 | 0 | 0 | 17.7758 | 0 | 141.2841 | 31.4354 | 172.7195 | 327.1555 | 62.9672 | 390.1227
2009 | Outpatient Healthcare | 4C | 3804.01 | 37.0026 | 37.1297 | 36.2191 | 40.7939 | 9.7018 | 135.355 | 13.7552 | 0 | 53.0916 | 0.31181 | 0.0017605 | 0.31004 | 0 | 1.4634 | 4.4507 | 0 | 17.9883 | 0 | 132.5375 | 37.1297 | 169.6671 | 318.3899 | 68.874 | 387.2638
2009 | Outpatient Healthcare | 5A | 3804.01 | 37.3122 | 105.6546 | 41.5461 | 40.7939 | 9.7156 | 135.355 | 13.7552 | 0 | 36.1074 | 0.53671 | 0.0017605 | 0.53495 | 0 | 12.6372 | 0 | 0 | 18.3352 | 0 | 128.1379 | 105.6546 | 233.7925 | 314.0042 | 137.745 | 451.7492
2009 | Outpatient Healthcare | 5B | 3804.01 | 34.9302 | 50.6578 | 41.7337 | 40.7939 | 9.7164 | 135.355 | 13.7552 | 0 | 41.787 | 0.33955 | 0.0017605 | 0.33779 | 0 | 20.4477 | 0 | 0 | 18.184 | 0 | 139.2365 | 50.6578 | 189.8943 | 325.1036 | 82.597 | 407.7006
2009 | Outpatient Healthcare | 5C | 3804.01 | 45.6835 | 51.4881 | 29.2104 | 40.7939 | 9.701 | 135.355 | 13.7552 | 0 | 70.4804 | 0.43375 | 0.0017605 | 0.43199 | 0 | 0.87627 | 5.3883 | 0 | 18.2994 | 0 | 152.0709 | 51.4881 | 203.559 | 337.9226 | 83.5434 | 421.4661
2009 | Outpatient Healthcare | 6A | 3804.01 | 51.1909 | 143.7839 | 45.0687 | 40.7939 | 9.7112 | 135.355 | 13.7552 | 0 | 39.1743 | 0.72292 | 0.0017605 | 0.72116 | 0 | 21.4007 | 0 | 0 | 18.7419 | 0 | 157.5557 | 143.7839 | 301.3396 | 343.4183 | 176.2811 | 519.6994
2009 | Outpatient Healthcare | 6B | 3804.01 | 43.4227 | 101.6581 | 34.1255 | 40.7939 | 9.7039 | 135.355 | 13.7552 | 0 | 41.4935 | 0.56811 | 0.0017605 | 0.56635 | 0 | 27.0665 | 0 | 0 | 18.6338 | 0 | 146.6746 | 101.6581 | 248.3327 | 332.5299 | 134.0479 | 466.5778
2009 | Outpatient Healthcare | 7 | 3804.01 | 55.2305 | 129.2138 | 51.4055 | 40.7939 | 9.6981 | 135.355 | 13.7552 | 0 | 49.6771 | 0.70905 | 0.0017605 | 0.70729 | 0 | 28.0493 | 5.5351 | 0 | 19.218 | 0 | 190.6048 | 129.2138 | 319.8186 | 376.4536 | 162.1878 | 538.6414
2009 | Outpatient Healthcare | 8 | 3804.01 | 93.1327 | 188.2034 | 43.249 | 40.7939 | 9.6448 | 135.355 | 13.7552 | 0 | 75.1349 | 0.9398 | 0.0017605 | 0.93804 | 0 | 36.2162 | 7.146 | 0 | 19.8898 | 0 | 255.8167 | 188.2034 | 444.0202 | 441.6122 | 221.8492 | 663.4614
2012 | Outpatient Healthcare | 0A | 3804.01 | 30.1137 | 40.5354 | 188.3188 | 32.2167 | 9.7346 | 135.355 | 13.7552 | 0 | 69.3581 | 0.35124 | 0.0017605 | 0.34948 | 0 | 0 | 6.6392 | 0 | 17.3048 | 0 | 294.7793 | 40.5354 | 335.3147 | 472.0881 | 71.5962 | 543.6843
2012 | Outpatient Healthcare | 0B | 3804.01 | 17.6429 | 34.9901 | 155.9108 | 32.2167 | 9.7368 | 135.355 | 13.7552 | 0 | 40.7406 | 0.27822 | 0.0017605 | 0.27645 | 0 | 0.0080325 | 0 | 0 | 17.3048 | 0 | 214.5788 | 34.9901 | 249.5689 | 391.8898 | 66.0509 | 457.9407
2012 | Outpatient Healthcare | 1A | 3804.01 | 48.8286 | 41.1043 | 149.5009 | 32.2167 | 9.7383 | 135.355 | 13.7552 | 0 | 67.6275 | 0.36876 | 0.0017605 | 0.367 | 0 | 0 | 6.423 | 0 | 17.3048 | 0 | 272.747 | 41.1043 | 313.8513 | 450.0587 | 72.1643 | 522.223
2012 | Outpatient Healthcare | 1B | 3804.01 | 16.5929 | 39.7147 | 134.4429 | 32.2167 | 9.7258 | 135.355 | 13.7552 | 0 | 39.7636 | 0.29574 | 0.0017605 | 0.29398 | 0 | 0.062069 | 0 | 0 | 17.3048 | 0 | 191.1554 | 39.7147 | 230.8701 | 368.4555 | 70.7747 | 439.2302
2012 | Outpatient Healthcare | 2A | 3804.01 | 30.6314 | 36.2746 | 119.5252 | 32.2167 | 9.7222 | 135.355 | 13.7552 | 0 | 47.6318 | 0.30596 | 0.0017605 | 0.3042 | 0 | 0.70028 | 4.8129 | 0 | 17.3048 | 0 | 203.6057 | 36.2746 | 239.8803 | 380.9029 | 67.3354 | 448.2382
2012 | Outpatient Healthcare | 2B | 3804.01 | 27.6857 | 28.6744 | 85.5953 | 32.2167 | 9.7295 | 135.355 | 13.7552 | 0 | 38.4236 | 0.24243 | 0.0017605 | 0.24067 | 0 | 12.2824 | 0 | 0 | 17.3151 | 0 | 164.2277 | 28.6744 | 192.9021 | 341.5314 | 59.7454 | 401.2768
2012 | Outpatient Healthcare | 3A | 3804.01 | 33.7166 | 41.584 | 75.9637 | 32.2167 | 9.7273 | 135.355 | 13.7552 | 0 | 46.1662 | 0.35124 | 0.0017605 | 0.34948 | 0 | 6.4837 | 4.5719 | 0 | 17.5546 | 0 | 167.2516 | 41.584 | 208.8356 | 344.5538 | 72.8946 | 417.4484
2012 | Outpatient Healthcare | 3B | 3804.01 | 26.5064 | 38.9414 | 66.5511 | 32.2167 | 9.7273 | 135.355 | 13.7552 | 0 | 38.1294 | 0.29866 | 0.0017605 | 0.2969 | 0 | 14.7118 | 0 | 0 | 17.4655 | 0 | 146.1956 | 38.9414 | 185.1369 | 323.4963 | 70.1628 | 393.6591
2012 | Outpatient Healthcare | 3C | 3804.01 | 45.9019 | 38.0264 | 70.893 | 32.2167 | 9.7258 | 135.355 | 13.7552 | 0 | 67.2894 | 0.3359 | 0.0017605 | 0.33414 | 0 | 1.8869 | 3.7826 | 0 | 17.391 | 0 | 190.0878 | 38.0264 | 228.1142 | 367.3872 | 69.1726 | 436.5598
2012 | Outpatient Healthcare | 4A | 3804.01 | 31.9392 | 48.3364 | 55.4079 | 32.2167 | 9.7127 | 135.355 | 13.7552 | 0 | 43.7134 | 0.39286 | 0.0017605 | 0.3911 | 0 | 9.6207 | 4.3572 | 0 | 17.8912 | 0 | 145.4296 | 48.3364 | 193.766 | 322.7165 | 79.9836 | 402.7
2012 | Outpatient Healthcare | 4B | 3804.01 | 26.4209 | 44.4305 | 49.1141 | 32.2167 | 9.72 | 135.355 | 13.7552 | 0 | 40.5121 | 0.31181 | 0.0017605 | 0.31004 | 0 | 21.1531 | 0 | 0 | 17.7773 | 0 | 137.5103 | 44.4305 | 181.9407 | 314.8052 | 75.9637 | 390.7689
2012 | Outpatient Healthcare | 4C | 3804.01 | 43.9266 | 45.9281 | 37.4875 | 32.2167 | 9.7018 | 135.355 | 13.7552 | 0 | 68.549 | 0.41988 | 0.0017605 | 0.41812 | 0 | 1.4802 | 6.583 | 0 | 17.9927 | 0 | 158.4443 | 45.9281 | 204.3725 | 335.7203 | 77.6761 | 413.3964
2012 | Outpatient Healthcare | 5A | 3804.01 | 56.6245 | 60.2361 | 44.9781 | 32.2167 | 9.7156 | 135.355 | 13.7552 | 0 | 68.2847 | 0.44544 | 0.0017605 | 0.44368 | 0 | 12.3174 | 5.4278 | 0 | 18.3352 | 0 | 188.0761 | 60.2361 | 248.3122 | 365.3652 | 92.3273 | 457.6925
2012 | Outpatient Healthcare | 5B | 3804.01 | 31.6099 | 60.0207 | 38.907 | 32.2167 | 9.7164 | 135.355 | 13.7552 | 0 | 40.1557 | 0.36219 | 0.0017605 | 0.36043 | 0 | 20.5646 | 0 | 0 | 18.184 | 0 | 131.5977 | 60.0207 | 191.6184 | 308.8875 | 91.96 | 400.8475
2012 | Outpatient Healthcare | 5C | 3804.01 | 38.9202 | 43.4549 | 26.4545 | 32.2167 | 9.701 | 135.355 | 13.7552 | 0 | 67.6771 | 0.41112 | 0.0017605 | 0.40936 | 0 | 0.88649 | 5.1327 | 0 | 18.2994 | 0 | 139.4804 | 43.4549 | 182.9353 | 316.7564 | 75.5102 | 392.2666
2012 | Outpatient Healthcare | 6A | 3804.01 | 63.5762 | 97.6083 | 46.6795 | 32.2167 | 9.7112 | 135.355 | 13.7552 | 0 | 69.7999 | 0.61923 | 0.0017605 | 0.61747 | 0 | 21.3612 | 5.6636 | 0 | 18.7383 | 0 | 207.6979 | 97.6083 | 305.3062 | 384.9834 | 130.1017 | 515.0851
2012 | Outpatient Healthcare | 6B | 3804.01 | 47.6164 | 82.505 | 33.2945 | 32.2167 | 9.7039 | 135.355 | 13.7552 | 0 | 58.5683 | 0.57103 | 0.0017605 | 0.56927 | 0 | 26.7189 | 5.373 | 0 | 18.6331 | 0 | 172.1404 | 82.505 | 254.6455 | 349.4186 | 114.8941 | 464.3127
2012 | Outpatient Healthcare | 7 | 3804.01 | 65.0133 | 119.6749 | 38.1593 | 32.2167 | 9.6981 | 135.355 | 13.7552 | 0 | 70.2132 | 0.70028 | 0.0017605 | 0.69852 | 0 | 28.0274 | 5.6863 | 0 | 19.2195 | 0 | 207.798 | 119.6749 | 327.4728 | 385.0703 | 152.6503 | 537.7206
2012 | Outpatient Healthcare | 8 | 3804.01 | 78.905 | 168.1573 | 21.5416 | 32.2167 | 9.6448 | 135.355 | 13.7552 | 0 | 71.3312 | 0.88649 | 0.0017605 | 0.88473 | 0 | 36.4498 | 6.3004 | 0 | 19.8898 | 0 | 215.4127 | 168.1573 | 383.5701 | 392.631 | 201.8031 | 594.4341
2015 | Outpatient Healthcare | 0A | 3804.01 | 10.3341 | 28.605 | 149.5805 | 33.0842 | 9.6857 | 134.4247 | 13.7552 | 0 | 29.8501 | 0.24682 | 0.0017605 | 0.24506 | 0 | 0 | 2.206 | 0 | 13.0002 | 0 | 192.2157 | 28.605 | 220.8208 | 369.4113 | 55.3612 | 424.7725
2015 | Outpatient Healthcare | 0B | 3804.01 | 12.5474 | 28.9797 | 136.4445 | 33.0835 | 9.6871 | 134.4247 | 13.7552 | 0 | 29.3784 | 0.24755 | 0.0017605 | 0.24579 | 0 | 0.035781 | 0 | 0 | 13.0571 | 0 | 178.6518 | 28.9797 | 207.6315 | 355.8474 | 55.792 | 411.6394
2015 | Outpatient Healthcare | 1A | 3804.01 | 11.7252 | 29.1644 | 112.3807 | 33.1281 | 9.6886 | 134.4247 | 13.7552 | 0 | 28.911 | 0.26507 | 0.0017605 | 0.26331 | 0 | 0 | 2.206 | 0 | 13.0002 | 0 | 155.4862 | 29.1644 | 184.6506 | 332.7286 | 55.9198 | 388.6484
2015 | Outpatient Healthcare | 1B | 3804.01 | 13.396 | 28.4846 | 117.3856 | 33.112 | 9.6762 | 134.4247 | 13.7552 | 0 | 28.459 | 0.22053 | 0.0017605 | 0.21877 | 0 | 0.16868 | 0 | 0 | 13.247 | 0 | 159.628 | 28.4846 | 188.1126 | 336.8426 | 55.4868 | 392.3294
2015 | Outpatient Healthcare | 2A | 3804.01 | 15.3033 | 29.7668 | 99.9143 | 33.1222 | 9.6725 | 134.4247 | 13.7552 | 0 | 28.3458 | 0.23878 | 0.0017605 | 0.23702 | 0 | 1.5941 | 1.8394 | 0 | 13.366 | 0 | 147.2339 | 29.7668 | 177.0008 | 324.4551 | 56.8888 | 381.3439
2015 | Outpatient Healthcare | 2B | 3804.01 | 21.3138 | 21.8892 | 74.975 | 33.147 | 9.6798 | 134.4247 | 13.7552 | 0 | 29.4543 | 0.18037 | 0.0017605 | 0.1786 | 0 | 18.9902 | 0 | 0 | 13.4456 | 0 | 144.9118 | 21.8892 | 166.801 | 322.1651 | 49.0907 | 371.2559
2015 | Outpatient Healthcare | 3A | 3804.01 | 18.8996 | 26.2428 | 64.0311 | 33.1434 | 9.6777 | 134.4247 | 13.7552 | 0 | 29.393 | 0.20665 | 0.0017605 | 0.20489 | 0 | 7.1219 | 1.5619 | 0 | 14.048 | 0 | 121.2124 | 26.2428 | 147.4552 | 298.4606 | 54.046 | 352.5067
2015 | Outpatient Healthcare | 3B | 3804.01 | 19.2056 | 23.1101 | 56.7121 | 33.131 | 9.6777 | 134.4247 | 13.7552 | 0 | 29.2776 | 0.18694 | 0.0017605 | 0.18518 | 0 | 17.8123 | 0 | 0 | 13.8487 | 0 | 123.1928 | 23.1101 | 146.3029 | 300.4271 | 50.714 | 351.1411
2015 | Outpatient Healthcare | 3C | 3804.01 | 13.7757 | 29.991 | 51.4727 | 33.1237 | 9.6762 | 134.4247 | 13.7552 | 0 | 28.0567 | 0.24901 | 0.0017605 | 0.24725 | 0 | 3.1568 | 0 | 0 | 14.1108 | 0 | 96.709 | 29.991 | 126.7001 | 273.9346 | 57.8578 | 331.7924
2015 | Outpatient Healthcare | 4A | 3804.01 | 22.2273 | 37.2575 | 48.4591 | 33.0799 | 9.663 | 134.4247 | 13.7552 | 0 | 29.9238 | 0.28917 | 0.0017605 | 0.28741 | 0 | 11.5981 | 1.5408 | 0 | 14.6746 | 0 | 114.0365 | 37.2575 | 151.294 | 291.2066 | 65.688 | 356.8946
2015 | Outpatient Healthcare | 4B | 3804.01 | 19.4802 | 24.2507 | 42.6619 | 33.058 | 9.6704 | 134.4247 | 13.7552 | 0 | 32.151 | 0.18767 | 0.0017605 | 0.18591 | 0 | 24.8875 | 0 | 0 | 14.4854 | 0 | 119.3664 | 24.2507 | 143.6172 | 296.5204 | 52.4914 | 349.0118
2015 | Outpatient Healthcare | 4C | 3804.01 | 15.0769 | 36.8361 | 28.987 | 33.1134 | 9.6521 | 134.4247 | 13.7552 | 0 | 29.604 | 0.28917 | 0.0017605 | 0.28741 | 0 | 2.4601 | 0 | 0 | 14.8659 | 0 | 76.4154 | 36.8361 | 113.2515 | 253.6066 | 65.4572 | 319.0639
2015 | Outpatient Healthcare | 5A | 3804.01 | 25.3541 | 46.0537 | 34.3169 | 33.082 | 9.666 | 134.4247 | 13.7552 | 0 | 29.8603 | 0.32641 | 0.0017605 | 0.32465 | 0 | 14.5906 | 1.4656 | 0 | 15.2259 | 0 | 105.9121 | 46.0537 | 151.9658 | 283.0865 | 75.0356 | 358.1221
2015 | Outpatient Healthcare | 5B | 3804.01 | 23.3445 | 33.5195 | 34.2073 | 33.0682 | 9.6667 | 134.4247 | 13.7552 | 0 | 32.66 | 0.23002 | 0.0017605 | 0.22826 | 0 | 24.6356 | 0 | 0 | 15.066 | 0 | 115.0756 | 33.5195 | 148.5951 | 292.2362 | 62.3406 | 354.5769
2015 | Outpatient Healthcare | 5C | 3804.01 | 13.8881 | 36.3469 | 21.4481 | 33.1076 | 9.6514 | 134.4247 | 13.7552 | 0 | 30.6197 | 0.2972 | 0.0017605 | 0.29544 | 0 | 1.6737 | 0 | 0 | 15.1916 | 0 | 67.9251 | 36.3469 | 104.272 | 245.1098 | 65.2944 | 310.4042
2015 | Outpatient Healthcare | 6A | 3804.01 | 30.5066 | 78.3785 | 35.9562 | 33.0857 | 9.6616 | 134.4247 | 13.7552 | 0 | 31.4756 | 0.51043 | 0.0017605 | 0.50867 | 0 | 25.8492 | 1.5305 | 0 | 15.6428 | 0 | 125.8267 | 78.3785 | 204.2053 | 303.0004 | 107.7773 | 410.7778
2015 | Outpatient Healthcare | 6B | 3804.01 | 27.7609 | 71.797 | 27.8222 | 33.0842 | 9.655 | 134.4247 | 13.7552 | 0 | 33.0981 | 0.49655 | 0.0017605 | 0.49479 | 0 | 33.2668 | 0 | 0 | 15.5362 | 0 | 122.4429 | 71.797 | 194.2399 | 299.6078 | 101.0892 | 400.697
2015 | Outpatient Healthcare | 7 | 3804.01 | 31.9451 | 94.886 | 29.9034 | 33.0755 | 9.6492 | 134.4247 | 13.7552 | 0 | 32.3672 | 0.57688 | 0.0017605 | 0.57512 | 0 | 33.5684 | 1.54 | 0 | 16.1423 | 0 | 129.8992 | 94.886 | 224.7852 | 307.0488 | 124.7835 | 431.8323
2015 | Outpatient Healthcare | 8 | 3804.01 | 38.8457 | 127.332 | 17.5334 | 33.1843 | 9.5959 | 134.4247 | 13.7552 | 0 | 32.6067 | 0.69809 | 0.0017605 | 0.69633 | 0 | 42.3537 | 1.4991 | 0 | 16.8287 | 0 | 133.535 | 127.332 | 260.867 | 310.7423 | 157.9167 | 468.659
2018 | Outpatient Healthcare | 0A | 3804.01 | 9.1125 | 25.9478 | 146.0929 | 30.2407 | 6.5282 | 134.4247 | 13.7552 | 0 | 29.1461 | 0.22856 | 0.0017605 | 0.2268 | 0 | 0 | 2.206 | 0 | 13.0002 | 0 | 186.7843 | 25.9478 | 212.7321 | 357.9804 | 52.7032 | 410.6836
2018 | Outpatient Healthcare | 0B | 3804.01 | 10.6751 | 26.1026 | 133.7828 | 30.24 | 6.5297 | 134.4247 | 13.7552 | 0 | 28.2275 | 0.22929 | 0.0017605 | 0.22753 | 0 | 0.06645 | 0 | 0 | 13.0571 | 0 | 172.9794 | 26.1026 | 199.082 | 344.1755 | 52.9157 | 397.0912
2018 | Outpatient Healthcare | 1A | 3804.01 | 10.4006 | 26.8416 | 109.5949 | 30.2795 | 6.5304 | 134.4247 | 13.7552 | 0 | 27.7266 | 0.25047 | 0.0017605 | 0.24871 | 0 | 0 | 2.206 | 0 | 13.0002 | 0 | 150.1767 | 26.8416 | 177.0183 | 321.4123 | 53.5969 | 375.0092
2018 | Outpatient Healthcare | 1B | 3804.01 | 11.7179 | 25.3336 | 114.9817 | 30.2663 | 6.5224 | 134.4247 | 13.7552 | 0 | 27.1928 | 0.20592 | 0.0017605 | 0.20416 | 0 | 0.35343 | 0 | 0 | 13.247 | 0 | 154.45 | 25.3336 | 179.7837 | 325.6644 | 52.3366 | 378.001
2018 | Outpatient Healthcare | 2A | 3804.01 | 13.8136 | 26.3925 | 97.0467 | 30.2751 | 6.5194 | 134.4247 | 13.7552 | 0 | 26.8825 | 0.21688 | 0.0017605 | 0.21512 | 0 | 1.9811 | 1.8175 | 0 | 13.3653 | 0 | 141.7565 | 26.3925 | 168.149 | 312.9775 | 53.5137 | 366.4912
2018 | Outpatient Healthcare | 2B | 3804.01 | 18.9457 | 19.2465 | 73.0245 | 30.297 | 6.5245 | 134.4247 | 13.7552 | 0 | 27.8989 | 0.16795 | 0.0017605 | 0.16619 | 0 | 21.3758 | 0 | 0 | 13.4456 | 0 | 141.4111 | 19.2465 | 160.6576 | 312.6584 | 46.4481 | 359.1064
2018 | Outpatient Healthcare | 3A | 3804.01 | 17.1654 | 23.5234 | 62.0128 | 30.2941 | 6.5231 | 134.4247 | 13.7552 | 0 | 27.8128 | 0.19497 | 0.0017605 | 0.19321 | 0 | 8.0113 | 1.4918 | 0 | 14.048 | 0 | 116.6872 | 23.5234 | 140.2107 | 287.9308 | 51.3267 | 339.2575
2018 | Outpatient Healthcare | 3B | 3804.01 | 17.2924 | 21.2269 | 54.9895 | 30.2816 | 6.5231 | 134.4247 | 13.7552 | 0 | 27.6565 | 0.17744 | 0.0017605 | 0.17568 | 0 | 20.2301 | 0 | 0 | 13.848 | 0 | 120.3442 | 21.2269 | 141.5711 | 291.5746 | 48.8301 | 340.4047
2018 | Outpatient Healthcare | 3C | 3804.01 | 12.4386 | 26.8861 | 49.5771 | 30.2758 | 6.5224 | 134.4247 | 13.7552 | 0 | 26.4764 | 0.22345 | 0.0017605 | 0.22169 | 0 | 3.6993 | 0 | 0 | 14.1108 | 0 | 92.4131 | 26.8861 | 119.2992 | 263.6377 | 54.7522 | 318.3899
2018 | Outpatient Healthcare | 4A | 3804.01 | 20.3243 | 36.4703 | 46.459 | 30.2517 | 6.5136 | 134.4247 | 13.7552 | 0 | 27.8398 | 0.28844 | 0.0017605 | 0.28668 | 0 | 12.5058 | 1.4385 | 0 | 14.6746 | 0 | 108.8541 | 36.4703 | 145.3244 | 280.0451 | 64.9001 | 344.9452
2018 | Outpatient Healthcare | 4B | 3804.01 | 17.6137 | 23.6483 | 40.8158 | 30.2327 | 6.518 | 134.4247 | 13.7552 | 0 | 30.0166 | 0.18548 | 0.0017605 | 0.18372 | 0 | 27.3337 | 0 | 0 | 14.4854 | 0 | 115.9636 | 23.6483 | 139.6119 | 287.1407 | 51.889 | 339.0297
2018 | Outpatient Healthcare | 4C | 3804.01 | 13.5588 | 34.7024 | 27.1139 | 30.2846 | 6.5056 | 134.4247 | 13.7552 | 0 | 27.6156 | 0.27675 | 0.0017605 | 0.27499 | 0 | 3.0063 | 0 | 0 | 14.8659 | 0 | 71.5696 | 34.7024 | 106.2721 | 242.7862 | 63.3235 | 306.1097
2018 | Outpatient Healthcare | 5A | 3804.01 | 23.2481 | 45.2614 | 32.8148 | 30.2466 | 6.5151 | 134.4247 | 13.7552 | 0 | 27.7229 | 0.33006 | 0.0017605 | 0.3283 | 0 | 15.5647 | 1.3641 | 0 | 15.2259 | 0 | 101.0429 | 45.2614 | 146.3044 | 272.2303 | 74.2433 | 346.4736
2018 | Outpatient Healthcare | 5B | 3804.01 | 21.2648 | 33.461 | 32.8535 | 30.2327 | 6.5158 | 134.4247 | 13.7552 | 0 | 30.4562 | 0.23221 | 0.0017605 | 0.23045 | 0 | 27.184 | 0 | 0 | 15.066 | 0 | 111.989 | 33.461 | 145.45 | 283.1639 | 62.283 | 345.4469
2018 | Outpatient Healthcare | 5C | 3804.01 | 12.5832 | 35.1814 | 19.9767 | 30.27 | 6.5056 | 134.4247 | 13.7552 | 0 | 28.6584 | 0.29136 | 0.0017605 | 0.2896 | 0 | 2.1279 | 0 | 0 | 15.1916 | 0 | 63.6358 | 35.1814 | 98.8172 | 234.8377 | 64.1282 | 298.9659
2018 | Outpatient Healthcare | 6A | 3804.01 | 27.9712 | 78.0346 | 34.6119 | 30.2422 | 6.5121 | 134.4247 | 13.7552 | 0 | 29.4996 | 0.53379 | 0.0017605 | 0.53203 | 0 | 26.8218 | 1.478 | 0 | 15.6436 | 0 | 120.9145 | 78.0346 | 198.9491 | 292.0953 | 107.4341 | 399.5294
2018 | Outpatient Healthcare | 6B | 3804.01 | 25.9375 | 71.199 | 26.6429 | 30.2407 | 6.5078 | 134.4247 | 13.7552 | 0 | 31.0046 | 0.52211 | 0.0017605 | 0.52035 | 0 | 35.3823 | 0 | 0 | 15.5362 | 0 | 119.4876 | 71.199 | 190.6866 | 290.6618 | 100.4912 | 391.153
2018 | Outpatient Healthcare | 7 | 3804.01 | 29.3075 | 94.3222 | 28.7891 | 30.2327 | 6.5034 | 134.4247 | 13.7552 | 0 | 30.4985 | 0.59805 | 0.0017605 | 0.59629 | 0 | 34.6688 | 1.4772 | 0 | 16.1416 | 0 | 125.3375 | 94.3222 | 219.6597 | 296.5007 | 124.2191 | 420.7198
2018 | Outpatient Healthcare | 8 | 3804.01 | 35.6422 | 127.2232 | 16.8258 | 30.3306 | 6.4676 | 134.4247 | 13.7552 | 0 | 30.6606 | 0.72584 | 0.0017605 | 0.72408 | 0 | 44.1011 | 1.4546 | 0 | 16.8287 | 0 | 129.4085 | 127.2232 | 256.6317 | 300.633 | 157.8072 | 458.4402
2006 | Primary School | 0A | 6871 | 0 | 1.4986 | 151.8342 | 49.4457 | 3.3704 | 52.7887 | 14.5956 | 1.9421 | 52.7454 | 0.01132 | 0.00058078 | 0.010739 | 0 | 0 | 14.522 | 1.0438 | 3.3648 | 3.2116 | 219.1124 | 1.4986 | 220.611 | 330.915 | 19.459 | 350.374
2006 | Primary School | 0B | 6871 | 0 | 5.638 | 129.8505 | 49.4457 | 3.3713 | 52.7887 | 14.5956 | 1.9421 | 49.4567 | 0.029512 | 0.00058078 | 0.028931 | 0 | 0 | 13.5416 | 1.0438 | 3.4582 | 3.18 | 192.8777 | 5.638 | 198.5157 | 304.6492 | 23.6922 | 328.3413
2006 | Primary School | 1A | 6871 | 0 | 0.59267 | 96.1897 | 49.4457 | 3.3713 | 52.7887 | 14.5956 | 1.9421 | 37.3114 | 0.0084898 | 0.00058078 | 0.007909 | 0 | 0 | 10.0915 | 1.0442 | 3.6373 | 3.1533 | 143.6005 | 0.59267 | 144.1932 | 255.3461 | 18.8255 | 274.1716
2006 | Primary School | 1B | 6871 | 0 | 15.8306 | 108.4708 | 49.4457 | 3.3672 | 52.7887 | 14.5956 | 1.9421 | 47.8735 | 0.074387 | 0.00058078 | 0.073806 | 0 | 0 | 13.0541 | 1.0442 | 3.7634 | 3.1566 | 169.4722 | 15.8306 | 185.3028 | 281.2174 | 34.1896 | 315.4069
2006 | Primary School | 2A | 6871 | 0 | 8.3111 | 82.0308 | 49.4457 | 3.366 | 52.7887 | 14.5956 | 1.9421 | 37.1121 | 0.042045 | 0.00058078 | 0.041464 | 0 | 0 | 9.9852 | 1.0446 | 3.9926 | 3.1469 | 129.1695 | 8.3111 | 137.4806 | 240.9038 | 26.8997 | 267.8035
2006 | Primary School | 2B | 6871 | 0 | 15.6891 | 62.0486 | 49.4457 | 3.3684 | 52.7887 | 14.5956 | 1.9421 | 41.3586 | 0.0756 | 0.00058078 | 0.075019 | 0 | 0 | 6.4324 | 1.0446 | 4.0521 | 3.081 | 109.9147 | 15.6891 | 125.6038 | 221.5855 | 34.3367 | 255.9222
2006 | Primary School | 3A | 6871 | 0 | 33.7287 | 48.2313 | 49.4457 | 3.368 | 52.7887 | 14.5956 | 1.9421 | 34.0457 | 0.14433 | 0.00058078 | 0.14375 | 0 | 0 | 9.1059 | 1.0451 | 4.5408 | 3.1093 | 91.5266 | 33.7287 | 125.2553 | 203.2253 | 52.8651 | 256.0904
2006 | Primary School | 3B | 6871 | 0 | 24.8512 | 44.9449 | 49.4457 | 3.3676 | 52.7887 | 14.5956 | 1.9421 | 39.0571 | 0.11724 | 0.00058078 | 0.11666 | 0 | 0 | 7.5668 | 1.0451 | 4.409 | 3.0761 | 91.6855 | 24.8512 | 116.5367 | 203.351 | 43.8558 | 247.2069
2006 | Primary School | 3C | 6871 | 0 | 13.9451 | 35.0653 | 49.4457 | 3.3672 | 52.7887 | 14.5956 | 1.9421 | 29.838 | 0.060237 | 0.00058078 | 0.059656 | 0 | 0 | 0 | 1.0451 | 4.502 | 3.1121 | 64.9629 | 13.9451 | 78.908 | 176.664 | 33.0427 | 209.7067
2006 | Primary School | 4A | 6871 | 0 | 62.4295 | 32.5923 | 49.4457 | 3.3628 | 52.7887 | 14.5956 | 1.9421 | 33.0334 | 0.25348 | 0.00058078 | 0.2529 | 0 | 0 | 8.8625 | 1.0455 | 4.9402 | 3.0963 | 74.7411 | 62.4295 | 137.1705 | 186.422 | 81.9653 | 268.3873
2006 | Primary School | 4B | 6871 | 0 | 36.4386 | 30.6316 | 49.4457 | 3.3652 | 52.7887 | 14.5956 | 1.9421 | 38.7171 | 0.16939 | 0.00058078 | 0.16881 | 0 | 0 | 7.1666 | 1.0451 | 4.8206 | 3.0656 | 76.684 | 36.4386 | 113.1226 | 188.3375 | 55.8547 | 244.1922
2006 | Primary School | 4C | 6871 | 0 | 41.6646 | 12.6126 | 49.4457 | 3.3587 | 52.7887 | 14.5956 | 1.9421 | 28.233 | 0.18314 | 0.00058078 | 0.18256 | 0 | 0 | 4.2954 | 1.0455 | 4.996 | 3.0786 | 45.3236 | 41.6646 | 86.9882 | 156.9835 | 61.2558 | 218.2393
2006 | Primary School | 5A | 6871 | 0 | 71.3732 | 18.0513 | 49.4457 | 3.3636 | 52.7887 | 14.5956 | 1.9421 | 31.2052 | 0.28542 | 0.00058078 | 0.28484 | 0 | 0 | 5.7411 | 1.0455 | 5.2653 | 3.0786 | 55.2825 | 71.3732 | 126.6557 | 166.9472 | 91.2341 | 258.1813
2006 | Primary School | 5B | 6871 | 0 | 49.0843 | 21.028 | 49.4457 | 3.364 | 52.7887 | 14.5956 | 1.9421 | 36.1091 | 0.22882 | 0.00058078 | 0.22824 | 0 | 0 | 6.4842 | 1.0455 | 5.1586 | 3.0628 | 63.8495 | 49.0843 | 112.9338 | 175.4985 | 68.8384 | 244.3369
2006 | Primary School | 5C | 6871 | 0 | 44.0761 | 7.8239 | 49.4457 | 3.3587 | 52.7887 | 14.5956 | 1.9421 | 26.5775 | 0.1888 | 0.00058078 | 0.18822 | 0 | 0 | 5.5604 | 1.0459 | 5.1699 | 3.0737 | 40.1501 | 44.0761 | 84.2262 | 151.8051 | 63.8416 | 215.6467
2006 | Primary School | 6A | 6871 | 0 | 112.4646 | 19.4396 | 49.4457 | 3.3624 | 52.7887 | 14.5956 | 1.9421 | 34.403 | 0.44592 | 0.00058078 | 0.44534 | 0 | 0 | 5.6603 | 1.0459 | 5.5321 | 3.0685 | 59.9482 | 112.4646 | 172.4129 | 171.6013 | 132.5923 | 304.1936
2006 | Primary School | 6B | 6871 | 0 | 86.3379 | 13.4381 | 49.4457 | 3.3599 | 52.7887 | 14.5956 | 1.9421 | 35.4408 | 0.35657 | 0.00058078 | 0.35599 | 0 | 0 | 6.47 | 1.0459 | 5.4541 | 3.0499 | 55.705 | 86.3379 | 142.0429 | 167.3378 | 106.3872 | 273.7249
2006 | Primary School | 7 | 6871 | 0 | 162.5604 | 15.5573 | 49.4457 | 3.3575 | 52.7887 | 14.5956 | 1.9421 | 33.544 | 0.59833 | 0.00058078 | 0.59775 | 0 | 0 | 9.1273 | 1.0459 | 5.8183 | 3.0652 | 58.8264 | 162.5604 | 221.3868 | 170.4721 | 182.9747 | 353.4469
2006 | Primary School | 8 | 6871 | 0 | 270.7697 | 7.752 | 49.4457 | 3.3393 | 52.7887 | 14.5956 | 1.9421 | 37.0814 | 0.99128 | 0.00058078 | 0.9907 | 0 | 0 | 10.1881 | 1.0463 | 6.1717 | 3.0438 | 56.0122 | 270.7697 | 326.7819 | 167.6183 | 291.5369 | 459.1552
2009 | Primary School | 0A | 6871 | 0 | 1.8799 | 146.7355 | 49.4457 | 2.1516 | 52.7887 | 14.5956 | 1.9421 | 46.5277 | 0.012937 | 0.00058078 | 0.012356 | 0 | 0 | 12.4759 | 1.0438 | 3.3668 | 3.2112 | 205.7515 | 1.8799 | 207.6313 | 316.3348 | 19.8418 | 336.1766
2009 | Primary School | 0B | 6871 | 0 | 4.8368 | 123.8308 | 49.4457 | 2.152 | 52.7887 | 14.5956 | 1.9421 | 43.2502 | 0.025874 | 0.00058078 | 0.025293 | 0 | 0 | 11.6536 | 1.0438 | 3.4586 | 3.18 | 178.76 | 4.8368 | 183.5967 | 289.313 | 22.8909 | 312.2039
2009 | Primary School | 1A | 6871 | 0 | 0.60277 | 92.1114 | 49.4457 | 2.1524 | 52.7887 | 14.5956 | 1.9421 | 32.5288 | 0.0080855 | 0.00058078 | 0.0075047 | 0 | 0 | 8.436 | 1.0442 | 3.6369 | 3.1533 | 133.0837 | 0.60277 | 133.6865 | 243.6112 | 18.8352 | 262.4464
2009 | Primary School | 1B | 6871 | 0 | 11.0428 | 104.3156 | 49.4457 | 2.1495 | 52.7887 | 14.5956 | 1.9421 | 42.6757 | 0.052152 | 0.00058078 | 0.051571 | 0 | 0 | 11.3234 | 1.0442 | 3.763 | 3.1562 | 158.3663 | 11.0428 | 169.4091 | 268.893 | 29.4013 | 298.2944
2009 | Primary School | 2A | 6871 | 0 | 2.9124 | 74.5472 | 49.4457 | 2.1487 | 52.7887 | 14.5956 | 1.9421 | 30.9109 | 0.01981 | 0.00058078 | 0.019229 | 0 | 0 | 7.9622 | 1.0446 | 3.9886 | 3.1461 | 113.4396 | 2.9124 | 116.352 | 223.9558 | 21.4965 | 245.4523
2009 | Primary School | 2B | 6871 | 0 | 6.4397 | 55.3902 | 49.4457 | 2.1503 | 52.7887 | 14.5956 | 1.9421 | 34.4107 | 0.035172 | 0.00058078 | 0.034591 | 0 | 0 | 5.7007 | 1.0446 | 4.0468 | 3.0806 | 95.5362 | 6.4397 | 101.9759 | 205.9885 | 25.0825 | 231.071
2009 | Primary School | 3A | 6871 | 0 | 14.2895 | 39.7314 | 49.4457 | 2.1499 | 52.7887 | 14.5956 | 1.9421 | 27.3687 | 0.076408 | 0.00058078 | 0.075827 | 0 | 0 | 5.1092 | 1.0451 | 4.5331 | 3.1077 | 72.2851 | 14.2895 | 86.5746 | 182.7641 | 33.4182 | 216.1823
2009 | Primary School | 3B | 6871 | 0 | 9.2668 | 38.8161 | 49.4457 | 2.1499 | 52.7887 | 14.5956 | 1.9421 | 31.8654 | 0.057811 | 0.00058078 | 0.057231 | 0 | 0 | 5.5285 | 1.0451 | 4.4005 | 3.0745 | 76.2672 | 9.2668 | 85.534 | 186.7135 | 28.2629 | 214.9764
2009 | Primary School | 3C | 6871 | 0 | 5.7007 | 28.5718 | 49.4457 | 2.1495 | 52.7887 | 14.5956 | 1.9421 | 24.5133 | 0.037193 | 0.00058078 | 0.036613 | 0 | 0 | 0 | 1.0451 | 4.4939 | 3.1121 | 53.1216 | 5.7007 | 58.8223 | 163.6047 | 24.7902 | 188.3949
2009 | Primary School | 4A | 6871 | 0 | 28.5253 | 26.5912 | 49.4457 | 2.1467 | 52.7887 | 14.5956 | 1.9421 | 26.1611 | 0.14271 | 0.00058078 | 0.14213 | 0 | 0 | 4.8602 | 1.0455 | 4.9289 | 3.0939 | 57.7546 | 28.5253 | 86.2799 | 168.2171 | 48.0498 | 216.2668
2009 | Primary School | 4B | 6871 | 0 | 13.8149 | 26.0624 | 49.4457 | 2.1483 | 52.7887 | 14.5956 | 1.9421 | 31.2841 | 0.076004 | 0.00058078 | 0.075423 | 0 | 0 | 6.468 | 1.0451 | 4.8101 | 3.0632 | 63.8899 | 13.8149 | 77.7048 | 174.3241 | 33.2201 | 207.5442
2009 | Primary School | 4C | 6871 | 0 | 22.9131 | 10.0317 | 49.4457 | 2.1443 | 52.7887 | 14.5956 | 1.9421 | 24.4215 | 0.11279 | 0.00058078 | 0.11221 | 0 | 0 | 4.1996 | 1.0455 | 4.9875 | 3.0778 | 38.765 | 22.9131 | 61.6781 | 149.2092 | 42.4962 | 191.7055
2009 | Primary School | 5A | 6871 | 0 | 46.8341 | 16.2539 | 49.4457 | 2.1471 | 52.7887 | 14.5956 | 1.9421 | 26.7307 | 0.22114 | 0.00058078 | 0.22056 | 0 | 0 | 3.9518 | 1.0455 | 5.2564 | 3.0794 | 47.157 | 46.8341 | 93.9911 | 157.606 | 66.6861 | 224.2921
2009 | Primary School | 5B | 6871 | 0 | 29.6455 | 19.1097 | 49.4457 | 2.1475 | 52.7887 | 14.5956 | 1.9421 | 31.2072 | 0.17101 | 0.00058078 | 0.17043 | 0 | 0 | 5.4715 | 1.0455 | 5.1505 | 3.0624 | 55.9588 | 29.6455 | 85.6044 | 166.3905 | 49.3916 | 215.7821
2009 | Primary School | 5C | 6871 | 0 | 24.134 | 5.6093 | 49.4457 | 2.1439 | 52.7887 | 14.5956 | 1.9421 | 23.0425 | 0.13301 | 0.00058078 | 0.13243 | 0 | 0 | 3.9542 | 1.0455 | 5.1614 | 3.0729 | 32.7385 | 24.134 | 56.8725 | 143.1774 | 43.891 | 187.0684
2009 | Primary School | 6A | 6871 | 0 | 79.9536 | 17.8686 | 49.4457 | 2.1463 | 52.7887 | 14.5956 | 1.9421 | 29.8319 | 0.32989 | 0.00058078 | 0.32931 | 0 | 0 | 4.5315 | 1.0459 | 5.5228 | 3.0705 | 52.5613 | 79.9536 | 132.5149 | 163.0003 | 100.072 | 263.0723
2009 | Primary School | 6B | 6871 | 0 | 57.3465 | 12.2964 | 49.4457 | 2.1447 | 52.7887 | 14.5956 | 1.9421 | 30.8317 | 0.26076 | 0.00058078 | 0.26018 | 0 | 0 | 5.4197 | 1.0459 | 5.4456 | 3.0507 | 48.808 | 57.3465 | 106.1545 | 159.226 | 77.3877 | 236.6136
2009 | Primary School | 7 | 6871 | 0 | 138.6338 | 15.0419 | 49.4457 | 2.1435 | 52.7887 | 14.5956 | 1.9421 | 29.3577 | 0.5672 | 0.00058078 | 0.56662 | 0 | 0 | 7.7297 | 1.0459 | 5.8074 | 3.0676 | 52.6959 | 138.6338 | 191.3297 | 163.1293 | 159.0368 | 322.166
2009 | Primary School | 8 | 6871 | 0 | 240.0298 | 6.9168 | 49.4457 | 2.1317 | 52.7887 | 14.5956 | 1.9421 | 32.0971 | 0.98118 | 0.00058078 | 0.9806 | 0 | 0 | 8.6301 | 1.0463 | 6.1632 | 3.047 | 48.6245 | 240.0298 | 288.6542 | 159.0271 | 260.7881 | 419.8152
2012 | Primary School | 0A | 6871 | 0 | 0.64563 | 109.515 | 35.1295 | 2.1516 | 52.7887 | 14.5956 | 1.1073 | 36.234 | 0.0084898 | 0.00058078 | 0.007909 | 0 | 0 | 10.4663 | 1.0438 | 3.3628 | 3.212 | 156.2232 | 0.64563 | 156.8689 | 251.6567 | 18.604 | 270.2607
2012 | Primary School | 0B | 6871 | 0 | 0.5013 | 88.1438 | 35.1324 | 2.152 | 52.7887 | 14.5956 | 1.1073 | 31.6463 | 0.0084898 | 0.00058078 | 0.007909 | 0 | 0 | 8.263 | 1.0438 | 3.4537 | 3.1816 | 128.061 | 0.5013 | 128.5623 | 223.4678 | 18.551 | 242.0188
2012 | Primary School | 1A | 6871 | 0 | 0.023044 | 66.8005 | 35.0935 | 2.1524 | 52.7887 | 14.5956 | 1.1073 | 24.8023 | 0.0060641 | 0.00058078 | 0.0054834 | 0 | 0 | 6.9742 | 1.0442 | 3.6328 | 3.157 | 98.5824 | 0.023044 | 98.6055 | 193.9262 | 18.251 | 212.1772
2012 | Primary School | 1B | 6871 | 0 | 2.633 | 74.24 | 35.1004 | 2.1495 | 52.7887 | 14.5956 | 1.1073 | 31.4886 | 0.018192 | 0.00058078 | 0.017612 | 0 | 0 | 8.1199 | 1.0442 | 3.759 | 3.1582 | 113.8661 | 2.633 | 116.4991 | 209.2155 | 20.9876 | 230.203
2012 | Primary School | 2A | 6871 | 0 | 1.4202 | 52.8231 | 35.1178 | 2.1487 | 52.7887 | 14.5956 | 1.1073 | 24.2214 | 0.016575 | 0.00058078 | 0.015995 | 0 | 0 | 4.3355 | 1.0446 | 3.987 | 3.1521 | 81.3959 | 1.4202 | 82.8161 | 176.7554 | 20.0027 | 196.7581
2012 | Primary School | 2B | 6871 | 0 | 2.6436 | 42.6236 | 35.0442 | 2.1503 | 52.7887 | 14.5956 | 1.1073 | 27.0925 | 0.020618 | 0.00058078 | 0.020037 | 0 | 0 | 4.6589 | 1.0446 | 4.046 | 3.0842 | 74.395 | 2.6436 | 77.0386 | 169.615 | 21.2851 | 190.9002
2012 | Primary School | 3A | 6871 | 0 | 9.8029 | 31.2412 | 35.1061 | 2.1499 | 52.7887 | 14.5956 | 1.1073 | 22.2586 | 0.061046 | 0.00058078 | 0.060465 | 0 | 0 | 4.1216 | 1.0451 | 4.5311 | 3.1109 | 57.6819 | 9.8029 | 67.4847 | 152.99 | 28.9296 | 181.9196
2012 | Primary School | 3B | 6871 | 0 | 5.5511 | 30.3482 | 35.0333 | 2.1499 | 52.7887 | 14.5956 | 1.1073 | 25.6012 | 0.037598 | 0.00058078 | 0.037017 | 0 | 0 | 5.1315 | 1.0451 | 4.3981 | 3.0782 | 61.1178 | 5.5511 | 66.6689 | 156.3204 | 24.5448 | 180.8652
2012 | Primary School | 3C | 6871 | 0 | 2.4762 | 20.0375 | 35.0741 | 2.1495 | 52.7887 | 14.5956 | 1.1073 | 20.063 | 0.023044 | 0.00058078 | 0.022463 | 0 | 0 | 1.7436 | 1.0446 | 4.4935 | 3.1162 | 41.8666 | 2.4762 | 44.3428 | 137.1481 | 21.5653 | 158.7134
2012 | Primary School | 4A | 6871 | 0 | 17.2747 | 22.2307 | 35.0709 | 2.1467 | 52.7887 | 14.5956 | 1.1073 | 22.168 | 0.095409 | 0.00058078 | 0.094828 | 0 | 0 | 4.5501 | 1.0451 | 4.9249 | 3.0963 | 49.0437 | 17.2747 | 66.3184 | 144.2997 | 36.7951 | 181.0949
2012 | Primary School | 4B | 6871 | 0 | 7.4641 | 21.8584 | 34.9391 | 2.1483 | 52.7887 | 14.5956 | 1.1073 | 26.7897 | 0.063067 | 0.00058078 | 0.062486 | 0 | 0 | 4.5865 | 1.0451 | 4.8064 | 3.0664 | 53.2971 | 7.4641 | 60.7612 | 148.3926 | 26.8661 | 175.2587
2012 | Primary School | 4C | 6871 | 0 | 14.1796 | 8.3928 | 35.0871 | 2.1443 | 52.7887 | 14.5956 | 1.1073 | 21.0163 | 0.083685 | 0.00058078 | 0.083104 | 0 | 0 | 3.6813 | 1.0455 | 4.9839 | 3.0794 | 33.1735 | 14.1796 | 47.353 | 128.4258 | 33.759 | 162.1849
2012 | Primary School | 5A | 6871 | 0 | 30.8216 | 13.5291 | 35.0778 | 2.1471 | 52.7887 | 14.5956 | 1.1073 | 22.371 | 0.14837 | 0.00058078 | 0.14779 | 0 | 0 | 4.2607 | 1.0455 | 5.2503 | 3.0846 | 40.3085 | 30.8216 | 71.1301 | 135.5605 | 50.6675 | 186.2279
2012 | Primary School | 5B | 6871 | 0 | 18.8328 | 16.1071 | 35.0244 | 2.1475 | 52.7887 | 14.5956 | 1.1073 | 26.1445 | 0.10915 | 0.00058078 | 0.10857 | 0 | 0 | 5.2932 | 1.0451 | 5.1456 | 3.066 | 47.6534 | 18.8328 | 66.4862 | 142.833 | 38.574 | 181.407
2012 | Primary School | 5C | 6871 | 0 | 15.9713 | 4.6237 | 35.0822 | 2.1439 | 52.7887 | 14.5956 | 1.1073 | 20.1612 | 0.095813 | 0.00058078 | 0.095233 | 0 | 0 | 3.5204 | 1.0455 | 5.1577 | 3.0745 | 28.4006 | 15.9713 | 44.3719 | 123.6441 | 35.7246 | 159.3687
2012 | Primary School | 6A | 6871 | 0 | 50.9052 | 14.1367 | 35.1324 | 2.1463 | 52.7887 | 14.5956 | 1.1073 | 23.6998 | 0.23003 | 0.00058078 | 0.22945 | 0 | 0 | 4.6831 | 1.0455 | 5.5147 | 3.0834 | 42.7491 | 50.9052 | 93.6543 | 138.0533 | 71.0159 | 209.0691
2012 | Primary School | 6B | 6871 | 0 | 33.9689 | 9.8635 | 35.1324 | 2.1447 | 52.7887 | 14.5956 | 1.1073 | 24.4461 | 0.17707 | 0.00058078 | 0.17649 | 0 | 0 | 4.4373 | 1.0455 | 5.4355 | 3.0571 | 38.9235 | 33.9689 | 72.8923 | 134.2001 | 54.0003 | 188.2004
2012 | Primary School | 7 | 6871 | 0 | 58.8367 | 11.6735 | 35.1324 | 2.1435 | 52.7887 | 14.5956 | 1.1073 | 23.9327 | 0.25752 | 0.00058078 | 0.25694 | 0 | 0 | 4.6217 | 1.0455 | 5.7989 | 3.0757 | 40.4848 | 58.8367 | 99.3214 | 135.778 | 79.2307 | 215.0087
2012 | Primary School | 8 | 6871 | 0 | 111.4269 | 4.8529 | 35.1324 | 2.1317 | 52.7887 | 14.5956 | 1.1073 | 25.7544 | 0.43621 | 0.00058078 | 0.43563 | 0 | 0 | 4.675 | 1.0459 | 6.1535 | 3.0583 | 35.718 | 111.4269 | 147.1448 | 130.9829 | 132.1759 | 263.1588
2015 | Primary School | 0A | 6871 | 0 | 0.1981 | 90.2816 | 30.1865 | 1.7833 | 52.2809 | 14.5956 | 1.0948 | 19.2411 | 0.0012128 | 0.00058078 | 0.00063205 | 0 | 0 | 6.1563 | 1.0442 | 3.2318 | 2.625 | 115.6797 | 0.1981 | 115.8777 | 204.6953 | 18.0254 | 222.7207
2015 | Primary School | 0B | 6871 | 0 | 0.18152 | 79.3577 | 30.2778 | 1.7833 | 52.2809 | 14.5956 | 1.0952 | 22.9936 | 0.0016171 | 0.00058078 | 0.0010363 | 0 | 0 | 5.3251 | 1.0438 | 3.3074 | 2.6068 | 107.6774 | 0.18152 | 107.8589 | 196.7654 | 18.0845 | 214.8499
2015 | Primary School | 1A | 6871 | 0 | 0.0080855 | 59.1936 | 30.4092 | 1.7833 | 52.2809 | 14.5956 | 1.0952 | 18.665 | 0.00080855 | 0.00058078 | 0.00022777 | 0 | 0 | 5.2422 | 1.0442 | 3.4933 | 2.5979 | 83.1011 | 0.0080855 | 83.1092 | 172.312 | 18.097 | 190.409
2015 | Primary School | 1B | 6871 | 0 | 0.78632 | 64.5737 | 30.3959 | 1.7808 | 52.2809 | 14.5956 | 1.0952 | 18.5603 | 0.0036385 | 0.00058078 | 0.0030577 | 0 | 0 | 4.7882 | 1.0442 | 3.6114 | 2.5922 | 87.9253 | 0.78632 | 88.7116 | 177.1148 | 18.9933 | 196.108
2015 | Primary School | 2A | 6871 | 0 | 0.52192 | 45.1446 | 30.4314 | 1.78 | 52.2809 | 14.5956 | 1.0952 | 17.4227 | 0.0068727 | 0.00058078 | 0.0062919 | 0 | 0 | 2.9981 | 1.0442 | 3.8467 | 2.5934 | 65.5717 | 0.52192 | 66.0936 | 154.7975 | 18.9642 | 173.7617
2015 | Primary School | 2B | 6871 | 0 | 1.0079 | 37.8131 | 30.5167 | 1.7816 | 52.2809 | 14.5956 | 1.0952 | 18.7713 | 0.0080855 | 0.00058078 | 0.0075047 | 0 | 0 | 2.5599 | 1.0446 | 3.8984 | 2.5469 | 59.1518 | 1.0079 | 60.1597 | 148.4181 | 19.5023 | 167.9203
2015 | Primary School | 3A | 6871 | 0 | 4.0145 | 26.3838 | 30.5649 | 1.7812 | 52.2809 | 14.5956 | 1.0952 | 14.7573 | 0.032746 | 0.00058078 | 0.032166 | 0 | 0 | 2.5684 | 1.0446 | 4.3912 | 2.57 | 43.7416 | 4.0145 | 47.7561 | 133.0786 | 23.0009 | 156.0795
2015 | Primary School | 3B | 6871 | 0 | 3.5726 | 27.1439 | 30.4953 | 1.7808 | 52.2809 | 14.5956 | 1.0952 | 17.4008 | 0.020618 | 0.00058078 | 0.020037 | 0 | 0 | 0 | 1.0446 | 4.255 | 2.5441 | 44.5647 | 3.5726 | 48.1373 | 133.8063 | 22.4236 | 156.2299
2015 | Primary School | 3C | 6871 | 0 | 1.5981 | 17.6871 | 30.4893 | 1.7841 | 52.2809 | 14.5956 | 1.0952 | 13.696 | 0.012128 | 0.00058078 | 0.011547 | 0 | 0 | 0 | 1.0446 | 4.3565 | 2.5708 | 31.3947 | 1.5981 | 32.9928 | 120.6593 | 20.5505 | 141.2098
2015 | Primary School | 4A | 6871 | 0 | 8.8823 | 19.0228 | 30.4213 | 1.7845 | 52.2809 | 14.5956 | 1.0952 | 14.5511 | 0.071557 | 0.00058078 | 0.070976 | 0 | 0 | 2.929 | 1.0446 | 4.787 | 2.5667 | 36.5738 | 8.8823 | 45.4562 | 125.7665 | 28.2653 | 154.0318
2015 | Primary School | 4B | 6871 | 0 | 7.3008 | 19.3405 | 30.2932 | 1.7804 | 52.2809 | 14.5956 | 1.0952 | 17.9858 | 0.039215 | 0.00058078 | 0.038634 | 0 | 0 | 0 | 1.0446 | 4.6637 | 2.5389 | 37.365 | 7.3008 | 44.6658 | 126.398 | 26.5597 | 152.9577
2015 | Primary School | 4C | 6871 | 0 | 18.4483 | 7.3978 | 30.6065 | 1.7841 | 52.2809 | 14.5956 | 1.0952 | 13.8327 | 0.10188 | 0.00058078 | 0.1013 | 0 | 0 | 0 | 1.0446 | 4.8448 | 2.5615 | 21.3318 | 18.4483 | 39.7801 | 110.7048 | 37.8887 | 148.5935
2015 | Primary School | 5A | 6871 | 0 | 18.756 | 11.7373 | 30.4302 | 1.7816 | 52.2809 | 14.5956 | 1.0952 | 14.089 | 0.098643 | 0.00058078 | 0.098062 | 0 | 0 | 2.8477 | 1.0446 | 5.1145 | 2.5647 | 28.7721 | 18.756 | 47.5281 | 117.9692 | 38.4664 | 156.4357
2015 | Primary School | 5B | 6871 | 0 | 19.5807 | 14.1986 | 30.385 | 1.7833 | 52.2809 | 14.5956 | 1.0952 | 17.0713 | 0.098239 | 0.00058078 | 0.097658 | 0 | 0 | 0 | 1.0446 | 5.0078 | 2.5433 | 31.3676 | 19.5807 | 50.9483 | 120.5 | 39.184 | 159.684
2015 | Primary School | 5C | 6871 | 0 | 12.0818 | 4.3977 | 30.5697 | 1.7833 | 52.2809 | 14.5956 | 1.0952 | 13.373 | 0.076004 | 0.00058078 | 0.075423 | 0 | 0 | 2.5089 | 1.0446 | 5.026 | 2.5627 | 20.3551 | 12.0818 | 32.4369 | 109.6917 | 31.7029 | 141.3946
2015 | Primary School | 6A | 6871 | 0 | 38.1636 | 12.6534 | 30.4597 | 1.7825 | 52.2809 | 14.5956 | 1.0952 | 15.5824 | 0.18233 | 0.00058078 | 0.18175 | 0 | 0 | 3.1303 | 1.0446 | 5.3821 | 2.5647 | 31.5479 | 38.1636 | 69.7115 | 120.7761 | 58.1413 | 178.9174
2015 | Primary School | 6B | 6871 | 0 | 29.6629 | 8.8334 | 30.4662 | 1.7804 | 52.2809 | 14.5956 | 1.0952 | 16.4002 | 0.1609 | 0.00058078 | 0.16032 | 0 | 0 | 2.6909 | 1.0446 | 5.3017 | 2.5445 | 28.0849 | 29.6629 | 57.7478 | 117.2973 | 49.5601 | 166.8575
2015 | Primary School | 7 | 6871 | 0 | 45.627 | 10.3523 | 30.4456 | 1.7833 | 52.2809 | 14.5956 | 1.0952 | 15.7433 | 0.20537 | 0.00058078 | 0.20479 | 0 | 0 | 3.0616 | 1.0446 | 5.6675 | 2.5611 | 29.362 | 45.627 | 74.9889 | 118.5728 | 65.8901 | 184.4629
2015 | Primary School | 8 | 6871 | 0 | 89.0591 | 4.4284 | 31.037 | 1.7942 | 52.2809 | 14.5956 | 1.0956 | 17.2614 | 0.37759 | 0.00058078 | 0.37701 | 0 | 0 | 3.1905 | 1.0451 | 6.0237 | 2.5481 | 25.2573 | 89.0591 | 114.3164 | 115.0581 | 109.6784 | 224.7364
2018 | Primary School | 0A | 6871 | 0 | 0.30078 | 79.8618 | 24.2525 | 1.2419 | 52.2809 | 14.5956 | 0.78551 | 18.2543 | 0.0016171 | 0.00058078 | 0.0010363 | 0 | 0 | 6.0565 | 1.0442 | 3.2294 | 2.6254 | 104.1736 | 0.30078 | 104.4743 | 186.4042 | 18.1257 | 204.5299
2018 | Primary School | 0B | 6871 | 0 | 0.2179 | 73.4726 | 24.3216 | 1.2419 | 52.2809 | 14.5956 | 0.78551 | 21.8596 | 0.0016171 | 0.00058078 | 0.0010363 | 0 | 0 | 4.9281 | 1.0438 | 3.307 | 2.6076 | 100.2614 | 0.2179 | 100.4793 | 182.5434 | 18.1208 | 200.6642
2018 | Primary School | 1A | 6871 | 0 | 0.0080855 | 53.522 | 24.4231 | 1.2419 | 52.2809 | 14.5956 | 0.78551 | 17.7825 | 0.00080855 | 0.00058078 | 0.00022777 | 0 | 0 | 4.8412 | 1.0442 | 3.4966 | 2.5979 | 76.1459 | 0.0080855 | 76.154 | 158.5197 | 18.1002 | 176.6199
2018 | Primary School | 1B | 6871 | 0 | 1.1053 | 60.7861 | 24.4114 | 1.2399 | 52.2809 | 14.5956 | 0.78551 | 18.6011 | 0.0048513 | 0.00058078 | 0.0042705 | 0 | 0 | 4.6467 | 1.0442 | 3.611 | 2.5926 | 84.0382 | 1.1053 | 85.1435 | 166.3934 | 19.3118 | 185.7052
2018 | Primary School | 2A | 6871 | 0 | 0.54698 | 44.216 | 24.4381 | 1.2395 | 52.2809 | 14.5956 | 0.78551 | 16.9642 | 0.0076812 | 0.00058078 | 0.0071005 | 0 | 0 | 3.8034 | 1.0442 | 3.8527 | 2.5938 | 64.9908 | 0.54698 | 65.5378 | 147.3734 | 18.9953 | 166.3687
2018 | Primary School | 2B | 6871 | 0 | 1.0972 | 36.0865 | 24.5027 | 1.2407 | 52.2809 | 14.5956 | 0.78551 | 17.8949 | 0.0068727 | 0.00058078 | 0.0062919 | 0 | 0 | 2.6266 | 1.0446 | 3.8992 | 2.5465 | 56.6142 | 1.0972 | 57.7114 | 139.0158 | 19.592 | 158.6078
2018 | Primary School | 3A | 6871 | 0 | 4.8412 | 24.7477 | 24.5399 | 1.2403 | 52.2809 | 14.5956 | 0.78551 | 14.0599 | 0.042853 | 0.00058078 | 0.042272 | 0 | 0 | 2.853 | 1.0446 | 4.4005 | 2.5708 | 41.7029 | 4.8412 | 46.5441 | 124.1652 | 23.8373 | 148.0025
2018 | Primary School | 3B | 6871 | 0 | 4.2073 | 25.963 | 24.4866 | 1.2403 | 52.2809 | 14.5956 | 0.78551 | 16.3622 | 0.024257 | 0.00058078 | 0.023676 | 0 | 0 | 0 | 1.0446 | 4.257 | 2.5441 | 42.3489 | 4.2073 | 46.5562 | 124.7312 | 23.0599 | 147.791
2018 | Primary School | 3C | 6871 | 0 | 1.7542 | 16.5866 | 24.4817 | 1.2423 | 52.2809 | 14.5956 | 0.78551 | 13.0456 | 0.012937 | 0.00058078 | 0.012356 | 0 | 0 | 0 | 1.0446 | 4.3609 | 2.5708 | 29.6445 | 1.7542 | 31.3987 | 112.0506 | 20.7106 | 132.7613
2018 | Primary School | 4A | 6871 | 0 | 11.2376 | 17.4287 | 24.4744 | 1.2427 | 52.2809 | 14.5956 | 0.78551 | 13.6221 | 0.070748 | 0.00058078 | 0.070167 | 0 | 0 | 3.5156 | 1.0446 | 4.7975 | 2.568 | 34.6365 | 11.2376 | 45.8742 | 117.0329 | 30.6308 | 147.6637
2018 | Primary School | 4B | 6871 | 0 | 8.7954 | 18.0788 | 24.3835 | 1.2399 | 52.2809 | 14.5956 | 0.78551 | 16.6206 | 0.047705 | 0.00058078 | 0.047124 | 0 | 0 | 0 | 1.0446 | 4.6653 | 2.5393 | 34.7465 | 8.7954 | 43.5419 | 117.0204 | 28.0559 | 145.0763
2018 | Primary School | 4C | 6871 | 0 | 21.4464 | 6.671 | 24.6248 | 1.2427 | 52.2809 | 14.5956 | 0.78551 | 12.9186 | 0.1225 | 0.00058078 | 0.12191 | 0 | 0 | 0 | 1.0446 | 4.8582 | 2.5623 | 19.7115 | 21.4464 | 41.1579 | 102.253 | 40.9002 | 143.1532
2018 | Primary School | 5A | 6871 | 0 | 24.0677 | 10.7545 | 24.4579 | 1.2407 | 52.2809 | 14.5956 | 0.78551 | 13.3888 | 0.1415 | 0.00058078 | 0.14092 | 0 | 0 | 3.1578 | 1.0446 | 5.1262 | 2.5659 | 27.4421 | 24.0677 | 51.5098 | 109.8182 | 43.7895 | 153.6078
2018 | Primary School | 5B | 6871 | 0 | 22.0815 | 13.1078 | 24.4235 | 1.2419 | 52.2809 | 14.5956 | 0.78551 | 15.8678 | 0.11279 | 0.00058078 | 0.11221 | 0 | 0 | 0 | 1.0446 | 5.0106 | 2.5437 | 29.0879 | 22.0815 | 51.1694 | 111.4087 | 41.6877 | 153.0963
2018 | Primary School | 5C | 6871 | 0 | 13.6253 | 4.1163 | 24.565 | 1.2419 | 52.2809 | 14.5956 | 0.78551 | 12.6583 | 0.10552 | 0.00058078 | 0.10494 | 0 | 0 | 2.9112 | 1.0446 | 5.0336 | 2.5635 | 19.7907 | 13.6253 | 33.416 | 102.2724 | 33.2545 | 135.5269
2018 | Primary School | 6A | 6871 | 0 | 53.2395 | 11.5574 | 24.4554 | 1.2415 | 52.2809 | 14.5956 | 0.78551 | 14.8333 | 0.29391 | 0.00058078 | 0.29333 | 0 | 0 | 4.0581 | 1.0446 | 5.3934 | 2.5647 | 30.7422 | 53.2395 | 83.9816 | 113.1151 | 73.2285 | 186.3436
2018 | Primary School | 6B | 6871 | 0 | 34.6214 | 8.1195 | 24.4603 | 1.2399 | 52.2809 | 14.5956 | 0.78551 | 15.5703 | 0.19122 | 0.00058078 | 0.19064 | 0 | 0 | 3.4315 | 1.0446 | 5.3118 | 2.5453 | 27.3119 | 34.6214 | 61.9332 | 109.6691 | 54.5287 | 164.1978
2018 | Primary School | 7 | 6871 | 0 | 70.9956 | 9.6646 | 24.4437 | 1.2419 | 52.2809 | 14.5956 | 0.78551 | 15.1506 | 0.085302 | 0.00058078 | 0.084721 | 0 | 0 | 4.0189 | 1.0446 | 5.6789 | 2.5611 | 28.9189 | 70.9956 | 99.9145 | 111.2769 | 91.2697 | 202.5465
2018 | Primary School | 8 | 6871 | 0 | 130.0417 | 4.2219 | 24.9014 | 1.25 | 52.2809 | 14.5956 | 0.78591 | 16.7815 | 0.18435 | 0.00058078 | 0.18377 | 0 | 0 | 4.8173 | 1.0451 | 6.035 | 2.5469 | 26.0044 | 130.0417 | 156.0462 | 108.8148 | 150.6719 | 259.4867
2006 | Quick Service Restaurant | 0A | 232.34 | 0 | 0 | 599.3611 | 76.1575 | 32.7824 | 331.0283 | 570.4762 | 0 | 178.9403 | 0 | 0 | 0 | 0 | 0 | 0 | 0 | 148.9795 | 83.6537 | 778.3014 | 0 | 778.3014 | 1301.9354 | 719.4557 | 2021.3911
2006 | Quick Service Restaurant | 0B | 232.34 | 0 | 0.49018 | 543.301 | 76.1575 | 32.7944 | 331.0283 | 570.4762 | 0 | 208.0046 | 0 | 0 | 0 | 0 | 0 | 0 | 0 | 148.286 | 83.0321 | 751.3056 | 0.49018 | 751.7957 | 1274.3298 | 719.2405 | 1993.5702
2006 | Quick Service Restaurant | 1A | 232.34 | 0 | 0.023911 | 384.9363 | 76.1575 | 32.7944 | 331.0283 | 570.4762 | 0 | 164.5936 | 0 | 0 | 0 | 0 | 0 | 0 | 0 | 162.3339 | 82.3864 | 549.5299 | 0.023911 | 549.5538 | 1071.9085 | 732.8221 | 1804.7306
2006 | Quick Service Restaurant | 1B | 232.34 | 0 | 18.8063 | 438.9998 | 76.1575 | 32.7585 | 331.0283 | 570.4762 | 0 | 203.031 | 0 | 0 | 0 | 0 | 0 | 0 | 0 | 162.6807 | 82.2191 | 642.0308 | 18.8063 | 660.8371 | 1164.1942 | 751.9631 | 1916.1574
2006 | Quick Service Restaurant | 2A | 232.34 | 0 | 45.3359 | 329.9284 | 76.1575 | 32.7465 | 331.0283 | 570.4762 | 0 | 170.5236 | 0 | 0 | 0 | 0 | 0 | 0 | 0 | 177.4578 | 81.8484 | 500.4519 | 45.3359 | 545.7878 | 1022.2327 | 793.258 | 1815.4907
2006 | Quick Service Restaurant | 2B | 232.34 | 0 | 38.7722 | 223.4752 | 76.1575 | 32.7705 | 331.0283 | 570.4762 | 0 | 200.341 | 0 | 0 | 0 | 0 | 0 | 0 | 0 | 178.4502 | 80.4377 | 423.8162 | 38.7722 | 462.5884 | 944.2101 | 787.6866 | 1731.8967
2006 | Quick Service Restaurant | 3A | 232.34 | 0 | 192.3546 | 185.7909 | 76.1575 | 32.7585 | 331.0283 | 570.4762 | 0 | 170.2127 | 0 | 0 | 0 | 0 | 0 | 0 | 0 | 203.557 | 79.7323 | 356.0037 | 192.3546 | 548.3582 | 875.6803 | 966.3879 | 1842.0681
2006 | Quick Service Restaurant | 3B | 232.34 | 0 | 101.0134 | 155.3518 | 76.1575 | 32.7585 | 331.0283 | 570.4762 | 0 | 193.4545 | 0 | 0 | 0 | 0 | 0 | 0 | 0 | 196.826 | 79.804 | 348.8063 | 101.0134 | 449.8197 | 868.5667 | 868.3036 | 1736.8703
2006 | Quick Service Restaurant | 3C | 232.34 | 0 | 67.143 | 48.4443 | 76.1575 | 32.7585 | 331.0283 | 570.4762 | 0 | 157.5158 | 0 | 0 | 0 | 0 | 0 | 0 | 0 | 206.2232 | 80.9159 | 205.9601 | 67.143 | 273.1031 | 726.8204 | 843.8304 | 1570.6508
2006 | Quick Service Restaurant | 4A | 232.34 | 0 | 409.1585 | 115.3841 | 76.1575 | 32.7107 | 331.0283 | 570.4762 | 0 | 158.0658 | 0 | 0 | 0 | 0 | 0 | 0 | 0 | 224.2762 | 77.6998 | 273.4498 | 409.1585 | 682.6083 | 791.0462 | 1203.9109 | 1994.9571
2006 | Quick Service Restaurant | 4B | 232.34 | 0 | 208.0285 | 88.9501 | 76.1575 | 32.7346 | 331.0283 | 570.4762 | 0 | 186.7354 | 0 | 0 | 0 | 0 | 0 | 0 | 0 | 218.2147 | 78.4411 | 275.6855 | 208.0285 | 483.714 | 794.047 | 996.7194 | 1790.7664
2006 | Quick Service Restaurant | 4C | 232.34 | 0 | 324.9429 | 21.0898 | 76.1575 | 32.6748 | 331.0283 | 570.4762 | 0 | 149.2903 | 0 | 0 | 0 | 0 | 0 | 0 | 0 | 230.3616 | 77.8074 | 170.3801 | 324.9429 | 495.3229 | 688.0482 | 1125.7807 | 1813.8289
2006 | Quick Service Restaurant | 5A | 232.34 | 0 | 614.4491 | 64.3095 | 76.1575 | 32.7226 | 331.0283 | 570.4762 | 0 | 151.0837 | 0 | 0 | 0 | 0 | 0 | 0 | 0 | 241.6478 | 76.588 | 215.3931 | 614.4491 | 829.8423 | 731.8896 | 1426.5731 | 2158.4627
2006 | Quick Service Restaurant | 5B | 232.34 | 0 | 391.2131 | 59.4555 | 76.1575 | 32.7226 | 331.0283 | 570.4762 | 0 | 179.837 | 0 | 0 | 0 | 0 | 0 | 0 | 0 | 236.5786 | 77.1738 | 239.2925 | 391.2131 | 630.5056 | 756.3628 | 1198.2679 | 1954.6307
2006 | Quick Service Restaurant | 5C | 232.34 | 0 | 427.4746 | 6.48 | 76.1575 | 32.6748 | 331.0283 | 570.4762 | 0 | 136.3065 | 0 | 0 | 0 | 0 | 0 | 0 | 0 | 240.3327 | 76.8629 | 142.7864 | 427.4746 | 570.261 | 659.51 | 1238.2835 | 1897.7935
2006 | Quick Service Restaurant | 6A | 232.34 | 0 | 856.2643 | 69.833 | 76.1575 | 32.6987 | 331.0283 | 570.4762 | 0 | 156.0094 | 0 | 0 | 0 | 0 | 0 | 0 | 0 | 254.4523 | 76.0739 | 225.8424 | 856.2643 | 1082.1067 | 741.8008 | 1681.1928 | 2422.9936
2006 | Quick Service Restaurant | 6B | 232.34 | 0 | 627.4688 | 37.1701 | 76.1575 | 32.6748 | 331.0283 | 570.4762 | 0 | 171.3365 | 0 | 0 | 0 | 0 | 0 | 0 | 0 | 251.1286 | 75.9902 | 208.5067 | 627.4688 | 835.9755 | 724.3575 | 1449.0617 | 2173.4192
2006 | Quick Service Restaurant | 7 | 232.34 | 0 | 1090.1528 | 51.4332 | 76.1575 | 32.6629 | 331.0283 | 570.4762 | 0 | 151.0837 | 0 | 0 | 0 | 0 | 0 | 0 | 0 | 269.7077 | 75.3207 | 202.5169 | 1090.1528 | 1292.6697 | 717.6862 | 1930.3368 | 2648.023
2006 | Quick Service Restaurant | 8 | 232.34 | 0 | 1489.2208 | 18.7465 | 76.1575 | 32.4835 | 331.0283 | 570.4762 | 0 | 141.8658 | 0 | 0 | 0 | 0 | 0 | 0 | 0 | 290.2236 | 74.3044 | 160.6123 | 1489.2208 | 1649.8331 | 674.5981 | 2349.9087 | 3024.5067
2009 | Quick Service Restaurant | 0A | 232.34 | 0 | 0 | 559.4411 | 76.1575 | 21.7713 | 331.0283 | 570.4762 | 0 | 178.7371 | 0 | 0 | 0 | 0 | 0 | 0 | 0 | 148.7523 | 84.4189 | 738.1782 | 0 | 738.1782 | 1251.5542 | 719.2285 | 1970.7828
2009 | Quick Service Restaurant | 0B | 232.34 | 0 | 0 | 499.352 | 76.1575 | 21.7713 | 331.0283 | 570.4762 | 0 | 207.5502 | 0 | 0 | 0 | 0 | 0 | 0 | 0 | 148.1904 | 83.4864 | 706.9022 | 0 | 706.9022 | 1219.3576 | 718.6666 | 1938.0243
2009 | Quick Service Restaurant | 1A | 232.34 | 0 | 0 | 369.7288 | 76.1575 | 21.7713 | 331.0283 | 570.4762 | 0 | 164.5577 | 0 | 0 | 0 | 0 | 0 | 0 | 0 | 162.3339 | 82.4582 | 534.2864 | 0 | 534.2864 | 1045.7137 | 732.8102 | 1778.5238
2009 | Quick Service Restaurant | 1B | 232.34 | 0 | 5.2964 | 399.5342 | 76.1575 | 21.7473 | 331.0283 | 570.4762 | 0 | 202.5289 | 0 | 0 | 0 | 0 | 0 | 0 | 0 | 162.7046 | 82.1952 | 602.0631 | 5.2964 | 607.3594 | 1113.1794 | 738.4771 | 1851.6566
2009 | Quick Service Restaurant | 2A | 232.34 | 0 | 24.2819 | 310.1657 | 76.1575 | 21.7354 | 331.0283 | 570.4762 | 0 | 169.8421 | 0 | 0 | 0 | 0 | 0 | 0 | 0 | 177.5774 | 81.4539 | 480.0077 | 24.2819 | 504.2897 | 990.3948 | 772.3356 | 1762.7304
2009 | Quick Service Restaurant | 2B | 232.34 | 0 | 14.2751 | 211.376 | 76.1575 | 21.7593 | 331.0283 | 570.4762 | 0 | 199.3367 | 0 | 0 | 0 | 0 | 0 | 0 | 0 | 178.6893 | 79.4932 | 410.7127 | 14.2751 | 424.9878 | 919.1511 | 763.4286 | 1682.5796
2009 | Quick Service Restaurant | 3A | 232.34 | 0 | 155.1725 | 158.8668 | 76.1575 | 21.7473 | 331.0283 | 570.4762 | 0 | 170.0214 | 0 | 0 | 0 | 0 | 0 | 0 | 0 | 203.844 | 78.6682 | 328.8882 | 155.1725 | 484.0607 | 836.4896 | 929.4927 | 1765.9823
2009 | Quick Service Restaurant | 3B | 232.34 | 0 | 63.64 | 148.3697 | 76.1575 | 21.7473 | 331.0283 | 570.4762 | 0 | 192.7133 | 0 | 0 | 0 | 0 | 0 | 0 | 0 | 197.1608 | 78.4172 | 341.083 | 63.64 | 404.723 | 848.4453 | 831.265 | 1679.7103
2009 | Quick Service Restaurant | 3C | 232.34 | 0 | 20.9224 | 46.113 | 76.1575 | 21.7473 | 331.0283 | 570.4762 | 0 | 156.2605 | 0 | 0 | 0 | 0 | 0 | 0 | 0 | 206.6655 | 79.278 | 202.3734 | 20.9224 | 223.2958 | 710.5846 | 798.0522 | 1508.6368
2009 | Quick Service Restaurant | 4A | 232.34 | 0 | 360.9174 | 96.9365 | 76.1575 | 21.7234 | 331.0283 | 570.4762 | 0 | 157.8147 | 0 | 0 | 0 | 0 | 0 | 0 | 0 | 224.5631 | 76.588 | 254.7512 | 360.9174 | 615.6686 | 760.2484 | 1155.9448 | 1916.1932
2009 | Quick Service Restaurant | 4B | 232.34 | 0 | 169.2084 | 86.9535 | 76.1575 | 21.7354 | 331.0283 | 570.4762 | 0 | 186.1377 | 0 | 0 | 0 | 0 | 0 | 0 | 0 | 218.6092 | 76.839 | 273.0912 | 169.2084 | 442.2996 | 778.8514 | 958.2819 | 1737.1333
2009 | Quick Service Restaurant | 4C | 232.34 | 0 | 236.8416 | 19.5953 | 76.1575 | 21.6876 | 331.0283 | 570.4762 | 0 | 147.8915 | 0 | 0 | 0 | 0 | 0 | 0 | 0 | 230.8996 | 75.7271 | 167.4868 | 236.8416 | 404.3284 | 672.0993 | 1038.2055 | 1710.3048
2009 | Quick Service Restaurant | 5A | 232.34 | 0 | 556.0218 | 49.891 | 76.1575 | 21.7234 | 331.0283 | 570.4762 | 0 | 150.5576 | 0 | 0 | 0 | 0 | 0 | 0 | 0 | 241.9347 | 75.4641 | 200.4486 | 556.0218 | 756.4704 | 704.8339 | 1368.4208 | 2073.2547
2009 | Quick Service Restaurant | 5B | 232.34 | 0 | 338.8114 | 58.0567 | 76.1575 | 21.7234 | 331.0283 | 570.4762 | 0 | 178.7849 | 0 | 0 | 0 | 0 | 0 | 0 | 0 | 236.9014 | 75.775 | 236.8416 | 338.8114 | 575.653 | 741.5258 | 1146.189 | 1887.7148
2009 | Quick Service Restaurant | 5C | 232.34 | 0 | 326.2699 | 5.4637 | 76.1575 | 21.6876 | 331.0283 | 570.4762 | 0 | 135.075 | 0 | 0 | 0 | 0 | 0 | 0 | 0 | 240.8946 | 74.675 | 140.5388 | 326.2699 | 466.8087 | 644.0992 | 1137.6407 | 1781.7399
2009 | Quick Service Restaurant | 6A | 232.34 | 0 | 770.2433 | 57.4469 | 76.1575 | 21.7115 | 331.0283 | 570.4762 | 0 | 156.7626 | 0 | 0 | 0 | 0 | 0 | 0 | 0 | 254.6675 | 75.2011 | 214.2095 | 770.2433 | 984.4529 | 718.3199 | 1595.387 | 2313.7069
2009 | Quick Service Restaurant | 6B | 232.34 | 0 | 543.7434 | 35.1496 | 76.1575 | 21.6995 | 331.0283 | 570.4762 | 0 | 169.7106 | 0 | 0 | 0 | 0 | 0 | 0 | 0 | 251.4395 | 74.675 | 204.8602 | 543.7434 | 748.6036 | 708.4326 | 1365.659 | 2074.0916
2009 | Quick Service Restaurant | 7 | 232.34 | 0 | 984.2855 | 47.5477 | 76.1575 | 21.6876 | 331.0283 | 570.4762 | 0 | 152.2314 | 0 | 0 | 0 | 0 | 0 | 0 | 0 | 269.899 | 74.4718 | 199.7791 | 984.2855 | 1184.0645 | 703.1123 | 1824.6607 | 2527.773
2009 | Quick Service Restaurant | 8 | 232.34 | 0 | 1419.8899 | 14.1316 | 76.1575 | 21.568 | 331.0283 | 570.4762 | 0 | 142.105 | 0 | 0 | 0 | 0 | 0 | 0 | 0 | 290.4627 | 73.2523 | 156.2365 | 1419.8899 | 1576.1265 | 658.2427 | 2280.8289 | 2939.0716
2012 | Quick Service Restaurant | 0A | 232.34 | 0 | 0 | 476.4569 | 45.6108 | 21.7713 | 331.0283 | 570.4762 | 0 | 167.0445 | 0 | 0 | 0 | 0 | 0 | 0 | 0 | 148.6806 | 84.5863 | 643.5014 | 0 | 643.5014 | 1126.4861 | 719.1568 | 1845.6429
2012 | Quick Service Restaurant | 0B | 232.34 | 0 | 0 | 440.6736 | 45.6108 | 21.7713 | 331.0283 | 570.4762 | 0 | 193.6817 | 0 | 0 | 0 | 0 | 0 | 0 | 0 | 148.1306 | 83.6657 | 634.3553 | 0 | 634.3553 | 1116.4314 | 718.6068 | 1835.0382
2012 | Quick Service Restaurant | 1A | 232.34 | 0 | 0 | 315.6653 | 45.6108 | 21.7713 | 331.0283 | 570.4762 | 0 | 154.5867 | 0 | 0 | 0 | 0 | 0 | 0 | 0 | 162.2742 | 82.6973 | 470.2519 | 0 | 470.2519 | 951.3596 | 732.7504 | 1684.11
2012 | Quick Service Restaurant | 1B | 232.34 | 0 | 5.2246 | 334.7584 | 45.6108 | 21.7473 | 331.0283 | 570.4762 | 0 | 189.4374 | 0 | 0 | 0 | 0 | 0 | 0 | 0 | 162.6328 | 82.4701 | 524.1959 | 5.2246 | 529.4205 | 1005.0525 | 738.3337 | 1743.3861
2012 | Quick Service Restaurant | 2A | 232.34 | 0 | 25.2982 | 253.5437 | 45.6108 | 21.7354 | 331.0283 | 570.4762 | 0 | 161.0427 | 0 | 0 | 0 | 0 | 0 | 0 | 0 | 177.5296 | 81.7169 | 414.5864 | 25.2982 | 439.8846 | 894.6659 | 773.292 | 1667.9579
2012 | Quick Service Restaurant | 2B | 232.34 | 0 | 13.9523 | 181.8934 | 45.6108 | 21.7593 | 331.0283 | 570.4762 | 0 | 190.5971 | 0 | 0 | 0 | 0 | 0 | 0 | 0 | 178.6295 | 79.7323 | 372.4905 | 13.9523 | 386.4428 | 850.6093 | 763.058 | 1613.6672
2012 | Quick Service Restaurant | 3A | 232.34 | 0 | 152.8292 | 135.1707 | 45.6108 | 21.7473 | 331.0283 | 570.4762 | 0 | 161.1862 | 0 | 0 | 0 | 0 | 0 | 0 | 0 | 203.8081 | 78.8356 | 296.3569 | 152.8292 | 449.1861 | 773.579 | 927.1135 | 1700.6925
2012 | Quick Service Restaurant | 3B | 232.34 | 0 | 63.2574 | 127.3636 | 45.6108 | 21.7473 | 331.0283 | 570.4762 | 0 | 182.5988 | 0 | 0 | 0 | 0 | 0 | 0 | 0 | 197.1129 | 78.6085 | 309.9624 | 63.2574 | 373.2198 | 786.9573 | 830.8346 | 1617.7919
2012 | Quick Service Restaurant | 3C | 232.34 | 0 | 23.8157 | 40.1112 | 45.6108 | 21.7473 | 331.0283 | 570.4762 | 0 | 148.298 | 0 | 0 | 0 | 0 | 0 | 0 | 0 | 206.6297 | 79.4334 | 188.4092 | 23.8157 | 212.2249 | 666.2171 | 800.9215 | 1467.1387
2012 | Quick Service Restaurant | 4A | 232.34 | 0 | 350.3486 | 84.0005 | 45.6108 | 21.7234 | 331.0283 | 570.4762 | 0 | 150.8087 | 0 | 0 | 0 | 0 | 0 | 0 | 0 | 224.5153 | 76.8032 | 234.8091 | 350.3486 | 585.1578 | 709.9748 | 1145.3282 | 1855.3031
2012 | Quick Service Restaurant | 4B | 232.34 | 0 | 156.2365 | 75.7391 | 45.6108 | 21.7354 | 331.0283 | 570.4762 | 0 | 177.1709 | 0 | 0 | 0 | 0 | 0 | 0 | 0 | 218.5375 | 77.0781 | 252.91 | 156.2365 | 409.1466 | 728.3626 | 945.2503 | 1673.6129
2012 | Quick Service Restaurant | 4C | 232.34 | 0 | 241.3848 | 17.4314 | 45.6108 | 21.6876 | 331.0283 | 570.4762 | 0 | 141.6626 | 0 | 0 | 0 | 0 | 0 | 0 | 0 | 230.8638 | 75.8826 | 159.094 | 241.3848 | 400.4787 | 633.3152 | 1042.7247 | 1676.0399
2012 | Quick Service Restaurant | 5A | 232.34 | 0 | 548.6213 | 43.6142 | 45.6108 | 21.7234 | 331.0283 | 570.4762 | 0 | 144.4244 | 0 | 0 | 0 | 0 | 0 | 0 | 0 | 241.8869 | 75.6554 | 188.0386 | 548.6213 | 736.6599 | 662.0446 | 1360.9724 | 2023.017
2012 | Quick Service Restaurant | 5B | 232.34 | 0 | 329.8925 | 50.6083 | 45.6108 | 21.7234 | 331.0283 | 570.4762 | 0 | 171.4561 | 0 | 0 | 0 | 0 | 0 | 0 | 0 | 236.8655 | 75.9543 | 222.0644 | 329.8925 | 551.9569 | 696.3813 | 1137.2342 | 1833.6155
2012 | Quick Service Restaurant | 5C | 232.34 | 0 | 333.2401 | 4.8899 | 45.6108 | 21.6876 | 331.0283 | 570.4762 | 0 | 130.9384 | 0 | 0 | 0 | 0 | 0 | 0 | 0 | 240.8707 | 74.8066 | 135.8282 | 333.2401 | 469.0683 | 608.9615 | 1144.575 | 1753.5365
2012 | Quick Service Restaurant | 6A | 232.34 | 0 | 758.5029 | 49.3051 | 45.6108 | 21.7115 | 331.0283 | 570.4762 | 0 | 148.4175 | 0 | 0 | 0 | 0 | 0 | 0 | 0 | 254.6316 | 75.3685 | 197.7227 | 758.5029 | 956.2256 | 671.4298 | 1583.6107 | 2255.0405
2012 | Quick Service Restaurant | 6B | 232.34 | 0 | 535.6016 | 30.9412 | 45.6108 | 21.6995 | 331.0283 | 570.4762 | 0 | 162.597 | 0 | 0 | 0 | 0 | 0 | 0 | 0 | 251.4156 | 74.8305 | 193.5382 | 535.6016 | 729.1398 | 666.6954 | 1357.4814 | 2024.1767
2012 | Quick Service Restaurant | 7 | 232.34 | 0 | 965.5749 | 33.0574 | 45.6108 | 21.6876 | 331.0283 | 570.4762 | 0 | 145.1417 | 0 | 0 | 0 | 0 | 0 | 0 | 0 | 269.8631 | 74.675 | 178.1991 | 965.5749 | 1143.774 | 651.2008 | 1805.9142 | 2457.1151
2012 | Quick Service Restaurant | 8 | 232.34 | 0 | 1394.2689 | 8.6439 | 45.6108 | 21.568 | 331.0283 | 570.4762 | 0 | 135.7565 | 0 | 0 | 0 | 0 | 0 | 0 | 0 | 290.4269 | 73.4197 | 144.4004 | 1394.2689 | 1538.6694 | 616.0273 | 2255.1601 | 2871.1873
2015 | Quick Service Restaurant | 0A | 232.34 | 0 | 0 | 427.7137 | 38.0788 | 18.0411 | 318.1999 | 570.4762 | 0 | 93.8758 | 0 | 0 | 0 | 0 | 0 | 0 | 0 | 148.7284 | 70.1678 | 521.5895 | 0 | 521.5895 | 966.077 | 719.2046 | 1685.2816
2015 | Quick Service Restaurant | 0B | 232.34 | 0 | 0.059778 | 381.804 | 38.0549 | 18.0291 | 318.1999 | 570.4762 | 0 | 93.4933 | 0 | 0 | 0 | 0 | 0 | 0 | 0 | 148.1426 | 69.3189 | 475.2972 | 0.059778 | 475.357 | 918.9 | 718.6786 | 1637.5785
2015 | Quick Service Restaurant | 1A | 232.34 | 0 | 0 | 269.5762 | 38.0549 | 18.0291 | 318.1999 | 570.4762 | 0 | 71.4351 | 0 | 0 | 0 | 0 | 0 | 0 | 0 | 162.2861 | 68.2668 | 341.0113 | 0 | 341.0113 | 783.5739 | 732.7504 | 1516.3243
2015 | Quick Service Restaurant | 1B | 232.34 | 0 | 9.6243 | 290.4627 | 38.1266 | 18.0052 | 318.1999 | 570.4762 | 0 | 88.9979 | 0 | 0 | 0 | 0 | 0 | 0 | 0 | 162.597 | 68.2788 | 379.4607 | 9.6243 | 389.085 | 822.0591 | 742.6975 | 1564.7566
2015 | Quick Service Restaurant | 2A | 232.34 | 0 | 27.9045 | 227.8629 | 38.031 | 18.0052 | 318.1999 | 570.4762 | 0 | 76.2532 | 0 | 0 | 0 | 0 | 0 | 0 | 0 | 177.4578 | 67.5614 | 304.1161 | 27.9045 | 332.0206 | 745.9016 | 775.8386 | 1521.7402
2015 | Quick Service Restaurant | 2B | 232.34 | 0 | 23.0864 | 155.3399 | 38.007 | 18.0172 | 318.1999 | 570.4762 | 0 | 79.9834 | 0 | 0 | 0 | 0 | 0 | 0 | 0 | 178.5817 | 65.4811 | 235.3232 | 23.0864 | 258.4096 | 675.0404 | 772.1443 | 1447.1847
2015 | Quick Service Restaurant | 3A | 232.34 | 0 | 147.2818 | 121.1586 | 38.0668 | 18.0052 | 318.1999 | 570.4762 | 0 | 70.7895 | 0 | 0 | 0 | 0 | 0 | 0 | 0 | 203.7005 | 64.7638 | 191.9481 | 147.2818 | 339.2299 | 630.9958 | 921.4585 | 1552.4543
2015 | Quick Service Restaurant | 3B | 232.34 | 0 | 77.8792 | 107.9835 | 38.0668 | 18.0052 | 318.1999 | 570.4762 | 0 | 75.3804 | 0 | 0 | 0 | 0 | 0 | 0 | 0 | 197.0651 | 64.2975 | 183.3639 | 77.8792 | 261.2431 | 621.9334 | 845.4205 | 1467.3539
2015 | Quick Service Restaurant | 3C | 232.34 | 0 | 35.2572 | 44.5827 | 38.1625 | 18.0411 | 318.1999 | 570.4762 | 0 | 60.4 | 0 | 0 | 0 | 0 | 0 | 0 | 0 | 206.3786 | 65.8996 | 104.9826 | 35.2572 | 140.2399 | 545.2976 | 812.1001 | 1357.3977
2015 | Quick Service Restaurant | 4A | 232.34 | 0 | 315.8805 | 76.7553 | 38.1386 | 18.053 | 318.1999 | 570.4762 | 0 | 66.9517 | 0 | 0 | 0 | 0 | 0 | 0 | 0 | 224.3958 | 62.6955 | 143.707 | 315.8805 | 459.5875 | 580.794 | 1110.7524 | 1691.5464
2015 | Quick Service Restaurant | 4B | 232.34 | 0 | 183.1487 | 65.254 | 38.019 | 18.0052 | 318.1999 | 570.4762 | 0 | 74.3283 | 0 | 0 | 0 | 0 | 0 | 0 | 0 | 218.5494 | 62.5161 | 139.5823 | 183.1487 | 322.7311 | 576.3345 | 972.1744 | 1548.5089
2015 | Quick Service Restaurant | 4C | 232.34 | 0 | 226.0935 | 19.1051 | 38.1625 | 18.053 | 318.1999 | 570.4762 | 0 | 60.0413 | 0 | 0 | 0 | 0 | 0 | 0 | 0 | 230.6127 | 62.289 | 79.1465 | 226.0935 | 305.2399 | 515.8508 | 1027.1824 | 1543.0332
2015 | Quick Service Restaurant | 5A | 232.34 | 0 | 496.4109 | 41.4742 | 38.0788 | 18.0172 | 318.1999 | 570.4762 | 0 | 64.5725 | 0 | 0 | 0 | 0 | 0 | 0 | 0 | 241.7793 | 61.4999 | 106.0467 | 496.4109 | 602.4576 | 541.8544 | 1308.6545 | 1850.5088
2015 | Quick Service Restaurant | 5B | 232.34 | 0 | 360.6305 | 44.3196 | 38.0668 | 18.0411 | 318.1999 | 570.4762 | 0 | 74.2207 | 0 | 0 | 0 | 0 | 0 | 0 | 0 | 236.8655 | 61.3445 | 118.5404 | 360.6305 | 479.1709 | 554.1926 | 1167.9722 | 1722.1648
2015 | Quick Service Restaurant | 5C | 232.34 | 0 | 298.2459 | 7.556 | 38.1625 | 18.0411 | 318.1999 | 570.4762 | 0 | 56.5742 | 0 | 0 | 0 | 0 | 0 | 0 | 0 | 240.5957 | 61.2608 | 64.1302 | 298.2459 | 362.376 | 499.8063 | 1109.3178 | 1609.1241
2015 | Quick Service Restaurant | 6A | 232.34 | 0 | 702.0961 | 45.8619 | 38.0907 | 18.0291 | 318.1999 | 570.4762 | 0 | 68.4103 | 0 | 0 | 0 | 0 | 0 | 0 | 0 | 254.5479 | 61.0934 | 114.2722 | 702.0961 | 816.3683 | 549.6853 | 1527.1083 | 2076.7936
2015 | Quick Service Restaurant | 6B | 232.34 | 0 | 534.8364 | 27.8447 | 38.031 | 18.0052 | 318.1999 | 570.4762 | 0 | 71.9252 | 0 | 0 | 0 | 0 | 0 | 0 | 0 | 251.3558 | 60.4478 | 99.77 | 534.8364 | 634.6064 | 534.4658 | 1356.6564 | 1891.1222
2015 | Quick Service Restaurant | 7 | 232.34 | 0 | 888.1381 | 32.3401 | 38.0549 | 18.0411 | 318.1999 | 570.4762 | 0 | 67.9321 | 0 | 0 | 0 | 0 | 0 | 0 | 0 | 269.7794 | 60.3641 | 100.2721 | 888.1381 | 988.4102 | 534.932 | 1728.3937 | 2263.3258
2015 | Quick Service Restaurant | 8 | 232.34 | 0 | 1241.368 | 10.0188 | 38.3896 | 18.1606 | 318.1999 | 570.4762 | 0 | 65.3377 | 0 | 0 | 0 | 0 | 0 | 0 | 0 | 290.3193 | 59.2044 | 75.3565 | 1241.368 | 1316.7245 | 509.323 | 2102.1635 | 2611.4865
2018 | Quick Service Restaurant | 0A | 232.34 | 0 | 0 | 425.7291 | 34.4443 | 11.7165 | 318.1999 | 570.4762 | 0 | 93.565 | 0 | 0 | 0 | 0 | 0 | 0 | 0 | 148.7164 | 70.1797 | 519.294 | 0 | 519.294 | 953.8344 | 719.1927 | 1673.0271
2018 | Quick Service Restaurant | 0B | 232.34 | 0 | 0.059778 | 380.2139 | 34.4203 | 11.7046 | 318.1999 | 570.4762 | 0 | 93.2183 | 0 | 0 | 0 | 0 | 0 | 0 | 0 | 148.1426 | 69.3189 | 473.4321 | 0.059778 | 473.4919 | 907.0758 | 718.6786 | 1625.7544
2018 | Quick Service Restaurant | 1A | 232.34 | 0 | 0 | 268.1893 | 34.4203 | 11.7046 | 318.1999 | 570.4762 | 0 | 71.172 | 0 | 0 | 0 | 0 | 0 | 0 | 0 | 162.2861 | 68.2788 | 339.3614 | 0 | 339.3614 | 771.9769 | 732.7504 | 1504.7273
2018 | Quick Service Restaurant | 1B | 232.34 | 0 | 9.6721 | 289.0998 | 34.4921 | 11.6926 | 318.1999 | 570.4762 | 0 | 88.6871 | 0 | 0 | 0 | 0 | 0 | 0 | 0 | 162.597 | 68.2907 | 377.7869 | 9.6721 | 387.459 | 810.4622 | 742.7453 | 1553.2075
2018 | Quick Service Restaurant | 2A | 232.34 | 0 | 27.9404 | 226.7391 | 34.3964 | 11.6926 | 318.1999 | 570.4762 | 0 | 75.9782 | 0 | 0 | 0 | 0 | 0 | 0 | 0 | 177.4578 | 67.5734 | 302.7173 | 27.9404 | 330.6577 | 734.5796 | 775.8744 | 1510.454
2018 | Quick Service Restaurant | 2B | 232.34 | 0 | 23.1462 | 154.6345 | 34.3845 | 11.6926 | 318.1999 | 570.4762 | 0 | 79.7562 | 0 | 0 | 0 | 0 | 0 | 0 | 0 | 178.5817 | 65.4811 | 234.3907 | 23.1462 | 257.5368 | 664.1608 | 772.204 | 1436.3648
2018 | Quick Service Restaurant | 3A | 232.34 | 0 | 147.1024 | 120.525 | 34.4323 | 11.6926 | 318.1999 | 570.4762 | 0 | 70.5623 | 0 | 0 | 0 | 0 | 0 | 0 | 0 | 203.7005 | 64.7758 | 191.0873 | 147.1024 | 338.1897 | 620.1878 | 921.2792 | 1541.467
2018 | Quick Service Restaurant | 3B | 232.34 | 0 | 77.652 | 107.5651 | 34.4323 | 11.6926 | 318.1999 | 570.4762 | 0 | 75.8945 | 0 | 0 | 0 | 0 | 0 | 0 | 0 | 197.0651 | 64.2975 | 183.4596 | 77.652 | 261.1116 | 612.1058 | 845.1933 | 1457.2992
2018 | Quick Service Restaurant | 3C | 232.34 | 0 | 35.4366 | 44.3077 | 34.5279 | 11.7165 | 318.1999 | 570.4762 | 0 | 60.1848 | 0 | 0 | 0 | 0 | 0 | 0 | 0 | 206.3786 | 65.9115 | 104.4925 | 35.4366 | 139.929 | 534.8484 | 812.2794 | 1347.1278
2018 | Quick Service Restaurant | 4A | 232.34 | 0 | 317.2075 | 75.8108 | 34.5279 | 11.7285 | 318.1999 | 570.4762 | 0 | 66.5093 | 0 | 0 | 0 | 0 | 0 | 0 | 0 | 224.3958 | 62.6955 | 142.3202 | 317.2075 | 459.5277 | 569.4719 | 1112.0676 | 1681.5395
2018 | Quick Service Restaurant | 4B | 232.34 | 0 | 185.0856 | 64.441 | 34.3964 | 11.6926 | 318.1999 | 570.4762 | 0 | 73.8381 | 0 | 0 | 0 | 0 | 0 | 0 | 0 | 218.5494 | 62.5161 | 138.2792 | 185.0856 | 323.3647 | 565.0842 | 974.1112 | 1539.1954
2018 | Quick Service Restaurant | 4C | 232.34 | 0 | 227.9227 | 18.7584 | 34.5638 | 11.7285 | 318.1999 | 570.4762 | 0 | 59.5033 | 0 | 0 | 0 | 0 | 0 | 0 | 0 | 230.6127 | 62.289 | 78.2617 | 227.9227 | 306.1844 | 505.0429 | 1028.9996 | 1534.0425
2018 | Quick Service Restaurant | 5A | 232.34 | 0 | 496.1359 | 41.0557 | 34.4562 | 11.7046 | 318.1999 | 570.4762 | 0 | 64.2378 | 0 | 0 | 0 | 0 | 0 | 0 | 0 | 241.7793 | 61.4999 | 105.2935 | 496.1359 | 601.4294 | 531.166 | 1308.3914 | 1839.5574
2018 | Quick Service Restaurant | 5B | 232.34 | 0 | 361.0489 | 43.9012 | 34.4443 | 11.7165 | 318.1999 | 570.4762 | 0 | 73.8381 | 0 | 0 | 0 | 0 | 0 | 0 | 0 | 236.8655 | 61.3445 | 117.7393 | 361.0489 | 478.7883 | 543.4445 | 1168.3907 | 1711.8351
2018 | Quick Service Restaurant | 5C | 232.34 | 0 | 299.3219 | 7.4364 | 34.5399 | 11.7165 | 318.1999 | 570.4762 | 0 | 56.1916 | 0 | 0 | 0 | 0 | 0 | 0 | 0 | 240.5957 | 61.2728 | 63.628 | 299.3219 | 362.9499 | 489.369 | 1110.3938 | 1599.7628
2018 | Quick Service Restaurant | 6A | 232.34 | 0 | 699.6452 | 45.5869 | 34.4562 | 11.7165 | 318.1999 | 570.4762 | 0 | 68.1712 | 0 | 0 | 0 | 0 | 0 | 0 | 0 | 254.5479 | 61.0934 | 113.7581 | 699.6452 | 813.4033 | 539.2241 | 1524.6574 | 2063.8815
2018 | Quick Service Restaurant | 6B | 232.34 | 0 | 532.9354 | 27.6893 | 34.4084 | 11.6926 | 318.1999 | 570.4762 | 0 | 71.6622 | 0 | 0 | 0 | 0 | 0 | 0 | 0 | 251.3558 | 60.4478 | 99.3515 | 532.9354 | 632.287 | 524.1002 | 1354.7674 | 1878.8677
2018 | Quick Service Restaurant | 7 | 232.34 | 0 | 884.8383 | 32.1368 | 34.4203 | 11.7165 | 318.1999 | 570.4762 | 0 | 67.681 | 0 | 0 | 0 | 0 | 0 | 0 | 0 | 269.7794 | 60.3641 | 99.8178 | 884.8383 | 984.6561 | 524.5187 | 1725.094 | 2249.6126
2018 | Quick Service Restaurant | 8 | 232.34 | 0 | 1237.0162 | 9.9352 | 34.7431 | 11.8122 | 318.1999 | 570.4762 | 0 | 65.1105 | 0 | 0 | 0 | 0 | 0 | 0 | 0 | 290.3193 | 59.2044 | 75.0457 | 1237.0162 | 1312.0618 | 499.0172 | 2097.8116 | 2596.8289
2006 | Secondary School | 0A | 19592 | 0 | 6.5897 | 166.793 | 49.4455 | 3.0779 | 37.1026 | 7.7194 | 1.1273 | 37.3574 | 6.1447 | 0.0010593 | 6.1436 | 0 | 0 | 11.389 | 2.2026 | 4.6384 | 2.3402 | 221.683 | 6.5897 | 228.2727 | 316.9803 | 18.9476 | 335.9279
2006 | Secondary School | 0B | 19592 | 0 | 3.7617 | 136.7989 | 49.4455 | 3.0785 | 37.1026 | 7.7194 | 1.1273 | 34.9837 | 4.9805 | 0.0010593 | 4.9794 | 0 | 0 | 10.6719 | 2.2027 | 4.7648 | 2.3151 | 187.4339 | 3.7617 | 191.1956 | 282.7067 | 16.246 | 298.9527
2006 | Secondary School | 1A | 19592 | 0 | 0.92767 | 99.6131 | 49.4455 | 3.0789 | 37.1026 | 7.7194 | 1.1273 | 31.2302 | 3.4684 | 0.0010593 | 3.4673 | 0 | 0 | 9.6547 | 2.2029 | 5.062 | 2.2937 | 143.9653 | 0.92767 | 144.893 | 239.2174 | 13.7091 | 252.9265
2006 | Secondary School | 1B | 19592 | 0 | 10.1124 | 115.16 | 49.4455 | 3.0751 | 37.1026 | 7.7194 | 1.1273 | 36.2055 | 4.3484 | 0.0010593 | 4.3474 | 0 | 0 | 10.8407 | 2.2027 | 5.2507 | 2.303 | 166.5536 | 10.1124 | 176.666 | 261.8108 | 23.0826 | 284.8934
2006 | Secondary School | 2A | 19592 | 0 | 5.0191 | 88.9535 | 49.4455 | 3.074 | 37.1026 | 7.7194 | 1.1273 | 30.983 | 3.5401 | 0.0010593 | 3.5391 | 0 | 0 | 8.9338 | 2.2029 | 5.6298 | 2.2956 | 132.4094 | 5.0191 | 137.4285 | 227.6584 | 18.3683 | 246.0267
2006 | Secondary School | 2B | 19592 | 0 | 8.0269 | 65.1778 | 49.4455 | 3.0762 | 37.1026 | 7.7194 | 1.1273 | 33.1663 | 2.5124 | 0.0010593 | 2.5113 | 0 | 0 | 6.9176 | 2.203 | 5.7125 | 2.2474 | 107.7731 | 8.0269 | 115.8 | 202.9764 | 21.4589 | 224.4353
2006 | Secondary School | 3A | 19592 | 0 | 20.6269 | 53.0639 | 49.4455 | 3.0757 | 37.1026 | 7.7194 | 1.1273 | 31.4424 | 2.3887 | 0.0010593 | 2.3877 | 0 | 0 | 9.0011 | 2.2029 | 6.4947 | 2.2624 | 95.8951 | 20.6269 | 116.522 | 191.1127 | 34.841 | 225.9538
2006 | Secondary School | 3B | 19592 | 0 | 12.0347 | 46.9228 | 49.4455 | 3.0755 | 37.1026 | 7.7194 | 1.1273 | 32.9351 | 1.888 | 0.0010593 | 1.8869 | 0 | 0 | 6.255 | 2.203 | 6.2823 | 2.2434 | 87.9997 | 12.0347 | 100.0344 | 183.1981 | 26.0364 | 209.2345
2006 | Secondary School | 3C | 19592 | 0 | 9.3869 | 33.2796 | 49.4455 | 3.0751 | 37.1026 | 7.7194 | 1.1273 | 28.3419 | 1.526 | 0.0010593 | 1.5249 | 0 | 0 | 0 | 2.2029 | 6.4394 | 2.2694 | 63.1465 | 9.3869 | 72.5334 | 158.3703 | 23.5457 | 181.9161
2006 | Secondary School | 4A | 19592 | 0 | 36.2596 | 35.5766 | 49.4455 | 3.071 | 37.1026 | 7.7194 | 1.1273 | 31.8312 | 1.7441 | 0.0010593 | 1.743 | 0 | 0 | 9.7638 | 2.203 | 7.1261 | 2.2511 | 78.9145 | 36.2596 | 115.1741 | 174.1159 | 51.105 | 225.2209
2006 | Secondary School | 4B | 19592 | 0 | 19.4456 | 31.8367 | 49.4455 | 3.0732 | 37.1026 | 7.7194 | 1.1273 | 33.6875 | 1.3862 | 0.0010593 | 1.3851 | 0 | 0 | 7.0576 | 2.203 | 6.9382 | 2.2353 | 73.9669 | 19.4456 | 93.4125 | 169.1551 | 34.1032 | 203.2583
2006 | Secondary School | 4C | 19592 | 0 | 21.2531 | 13.1057 | 49.4455 | 3.0674 | 37.1026 | 7.7194 | 1.1273 | 28.1731 | 0.83906 | 0.0010593 | 0.838 | 0 | 0 | 6.1279 | 2.203 | 7.2182 | 2.2433 | 48.2447 | 21.2531 | 69.4978 | 143.4348 | 36.1908 | 179.6256
2006 | Secondary School | 5A | 19592 | 0 | 41.9251 | 20.6545 | 49.4455 | 3.0718 | 37.1026 | 7.7194 | 1.1273 | 31.1464 | 1.2292 | 0.0010593 | 1.2282 | 0 | 0 | 7.3024 | 2.203 | 7.6413 | 2.2423 | 60.3315 | 41.9251 | 102.2567 | 155.5254 | 57.2859 | 212.8112
2006 | Secondary School | 5B | 19592 | 0 | 28.8471 | 22.6958 | 49.4455 | 3.072 | 37.1026 | 7.7194 | 1.1273 | 33.7798 | 1.0685 | 0.0010593 | 1.0674 | 0 | 0 | 6.604 | 2.203 | 7.4777 | 2.2323 | 64.147 | 28.8471 | 92.9941 | 159.3309 | 44.0442 | 203.3751
2006 | Secondary School | 5C | 19592 | 0 | 22.5459 | 7.6861 | 49.4455 | 3.0672 | 37.1026 | 7.7194 | 1.1273 | 27.1853 | 0.58669 | 0.0010593 | 0.58563 | 0 | 0 | 6.2782 | 2.203 | 7.4941 | 2.239 | 41.7352 | 22.5459 | 64.2811 | 136.921 | 37.7593 | 174.6803
2006 | Secondary School | 6A | 19592 | 0 | 74.1514 | 22.5242 | 49.4455 | 3.0704 | 37.1026 | 7.7194 | 1.1273 | 33.4229 | 1.4591 | 0.0010593 | 1.458 | 0 | 0 | 7.0288 | 2.2031 | 8.063 | 2.2399 | 64.434 | 74.1514 | 138.5854 | 159.6241 | 89.9338 | 249.5579
2006 | Secondary School | 6B | 19592 | 0 | 56.6958 | 14.7811 | 49.4455 | 3.0683 | 37.1026 | 7.7194 | 1.1273 | 33.3874 | 0.9125 | 0.0010593 | 0.91144 | 0 | 0 | 6.9389 | 2.2031 | 7.9413 | 2.2262 | 56.0188 | 56.6958 | 112.7146 | 151.1929 | 72.3565 | 223.5494
2006 | Secondary School | 7 | 19592 | 0 | 116.7923 | 17.6455 | 49.4455 | 3.0663 | 37.1026 | 7.7194 | 1.1273 | 32.9711 | 1.262 | 0.0010593 | 1.2609 | 0 | 0 | 10.2694 | 2.2031 | 8.5174 | 2.237 | 62.1469 | 116.7923 | 178.9392 | 157.3301 | 133.0292 | 290.3593
2006 | Secondary School | 8 | 19592 | 0 | 204.1996 | 8.0759 | 49.4455 | 3.0494 | 37.1026 | 7.7194 | 1.1273 | 35.6323 | 1.1032 | 0.0010593 | 1.1021 | 0 | 0 | 11.129 | 2.2031 | 9.0744 | 2.2298 | 55.9393 | 204.1996 | 260.1389 | 151.0982 | 220.9934 | 372.0916
2009 | Secondary School | 0A | 19592 | 0 | 6.3694 | 144.9634 | 49.4455 | 2.0068 | 37.1026 | 7.7194 | 1.1273 | 31.8391 | 5.7308 | 0.0010593 | 5.7297 | 0 | 0 | 5.5496 | 2.2026 | 4.6113 | 2.3412 | 188.0818 | 6.3694 | 194.4512 | 282.3088 | 18.7001 | 301.0089
2009 | Secondary School | 0B | 19592 | 0 | 2.2288 | 117.7805 | 49.4455 | 2.0071 | 37.1026 | 7.7194 | 1.1273 | 27.0116 | 4.5393 | 0.0010593 | 4.5382 | 0 | 0 | 6.0087 | 2.2027 | 4.7354 | 2.3163 | 155.339 | 2.2288 | 157.5678 | 249.5416 | 14.6836 | 264.2252
2009 | Secondary School | 1A | 19592 | 0 | 0.66183 | 83.1096 | 49.4455 | 2.0073 | 37.1026 | 7.7194 | 1.1273 | 23.3945 | 3.1921 | 0.0010593 | 3.191 | 0 | 0 | 6.1699 | 2.2029 | 5.0505 | 2.2947 | 115.865 | 0.66183 | 116.5268 | 210.0463 | 13.4319 | 223.4783
2009 | Secondary School | 1B | 19592 | 0 | 5.633 | 100.8317 | 49.4455 | 2.0048 | 37.1026 | 7.7194 | 1.1273 | 29.7899 | 3.7467 | 0.0010593 | 3.7457 | 0 | 0 | 5.0288 | 2.2027 | 5.2184 | 2.3038 | 139.3961 | 5.633 | 145.0291 | 233.584 | 18.5708 | 252.1548
2009 | Secondary School | 2A | 19592 | 0 | 1.7242 | 73.7216 | 49.4455 | 2.0041 | 37.1026 | 7.7194 | 1.1273 | 24.3006 | 3.2077 | 0.0010593 | 3.2066 | 0 | 0 | 6.2927 | 2.2029 | 5.6263 | 2.2959 | 107.5214 | 1.7242 | 109.2456 | 201.7008 | 15.0699 | 216.7707
2009 | Secondary School | 2B | 19592 | 0 | 2.7602 | 53.2692 | 49.4455 | 2.0056 | 37.1026 | 7.7194 | 1.1273 | 24.5229 | 2.0191 | 0.0010593 | 2.018 | 0 | 0 | 3.1169 | 2.203 | 5.6876 | 2.2485 | 82.9271 | 2.7602 | 85.6873 | 177.0608 | 16.167 | 193.2278
2009 | Secondary School | 3A | 19592 | 0 | 6.9307 | 41.5599 | 49.4455 | 2.0052 | 37.1026 | 7.7194 | 1.1273 | 23.9936 | 1.9837 | 0.0010593 | 1.9826 | 0 | 0 | 4.2132 | 2.2029 | 6.4876 | 2.2637 | 71.7493 | 6.9307 | 78.68 | 165.8975 | 21.1377 | 187.0352
2009 | Secondary School | 3B | 19592 | 0 | 4.9208 | 37.4538 | 49.4455 | 2.0051 | 37.1026 | 7.7194 | 1.1273 | 23.2937 | 1.4669 | 0.0010593 | 1.4658 | 0 | 0 | 3.2389 | 2.203 | 6.2584 | 2.2447 | 65.4521 | 4.9208 | 70.3729 | 159.5816 | 18.8986 | 178.4802
2009 | Secondary School | 3C | 19592 | 0 | 3.7018 | 27.4376 | 49.4455 | 2.0048 | 37.1026 | 7.7194 | 1.1273 | 21.8934 | 1.2093 | 0.0010593 | 1.2082 | 0 | 0 | 0 | 2.2029 | 6.4339 | 2.2702 | 50.5393 | 3.7018 | 54.241 | 144.6937 | 17.8549 | 162.5486
2009 | Secondary School | 4A | 19592 | 0 | 14.7202 | 28.3289 | 49.4455 | 2.0021 | 37.1026 | 7.7194 | 1.1273 | 23.7679 | 1.3999 | 0.0010593 | 1.3989 | 0 | 0 | 4.5859 | 2.203 | 7.116 | 2.2512 | 58.0816 | 14.7202 | 72.8018 | 152.2143 | 29.5556 | 181.7699
2009 | Secondary School | 4B | 19592 | 0 | 7.5952 | 25.5298 | 49.4455 | 2.0037 | 37.1026 | 7.7194 | 1.1273 | 23.537 | 1.0865 | 0.0010593 | 1.0854 | 0 | 0 | 2.9608 | 2.203 | 6.9079 | 2.2369 | 53.113 | 7.5952 | 60.7082 | 147.233 | 22.2225 | 169.4555
2009 | Secondary School | 4C | 19592 | 0 | 10.2162 | 10.8885 | 49.4455 | 1.9998 | 37.1026 | 7.7194 | 1.1273 | 22.4669 | 0.60342 | 0.0010593 | 0.60236 | 0 | 0 | 4.5753 | 2.203 | 7.2117 | 2.2433 | 38.5331 | 10.2162 | 48.7493 | 132.6556 | 25.1473 | 157.8029
2009 | Secondary School | 5A | 19592 | 0 | 26.9652 | 17.7994 | 49.4455 | 2.0028 | 37.1026 | 7.7194 | 1.1273 | 24.9648 | 1.0391 | 0.0010593 | 1.0381 | 0 | 0 | 4.0528 | 2.203 | 7.6335 | 2.2414 | 47.8551 | 26.9652 | 74.8203 | 141.9787 | 42.3182 | 184.2969
2009 | Secondary School | 5B | 19592 | 0 | 19.0103 | 18.913 | 49.4455 | 2.0028 | 37.1026 | 7.7194 | 1.1273 | 23.7896 | 0.83764 | 0.0010593 | 0.83658 | 0 | 0 | 3.5661 | 2.203 | 7.4503 | 2.2326 | 47.1053 | 19.0103 | 66.1156 | 141.2203 | 34.1802 | 175.4005
2009 | Secondary School | 5C | 19592 | 0 | 10.2753 | 6.3641 | 49.4455 | 1.9997 | 37.1026 | 7.7194 | 1.1273 | 21.4677 | 0.45568 | 0.0010593 | 0.45463 | 0 | 0 | 3.9625 | 2.203 | 7.4865 | 2.2392 | 32.2489 | 10.2753 | 42.5242 | 126.3673 | 25.4812 | 151.8485
2009 | Secondary School | 6A | 19592 | 0 | 51.5017 | 19.3448 | 49.4455 | 2.0018 | 37.1026 | 7.7194 | 1.1273 | 27.1629 | 1.2205 | 0.0010593 | 1.2194 | 0 | 0 | 4.2685 | 2.2031 | 8.0547 | 2.2401 | 51.9955 | 51.5017 | 103.4973 | 146.1172 | 67.2759 | 213.3931
2009 | Secondary School | 6B | 19592 | 0 | 42.8725 | 12.4895 | 49.4455 | 2.0004 | 37.1026 | 7.7194 | 1.1273 | 23.8446 | 0.75683 | 0.0010593 | 0.75577 | 0 | 0 | 3.2974 | 2.203 | 7.9212 | 2.2265 | 40.3873 | 42.8725 | 83.2598 | 134.494 | 58.5133 | 193.0072
2009 | Secondary School | 7 | 19592 | 0 | 98.3329 | 16.2554 | 49.4455 | 1.9991 | 37.1026 | 7.7194 | 1.1273 | 26.8427 | 1.132 | 0.0010593 | 1.1309 | 0 | 0 | 7.177 | 2.203 | 8.5096 | 2.2367 | 51.406 | 98.3329 | 149.7389 | 145.5216 | 114.5619 | 260.0835
2009 | Secondary School | 8 | 19592 | 0 | 174.0387 | 7.4957 | 49.4455 | 1.9882 | 37.1026 | 7.7194 | 1.1273 | 29.0403 | 1.0072 | 0.0010593 | 1.0062 | 0 | 0 | 7.9515 | 2.2031 | 9.0658 | 2.2301 | 45.4937 | 174.0387 | 219.5324 | 139.5918 | 190.8241 | 330.4159
2012 | Secondary School | 0A | 19592 | 0 | 3.898 | 114.868 | 33.6146 | 2.0068 | 37.1026 | 7.7194 | 0.63504 | 28.3041 | 4.6636 | 0.0010593 | 4.6626 | 0 | 0 | 7.6745 | 2.2024 | 4.637 | 2.3428 | 155.5091 | 3.898 | 159.4071 | 233.4144 | 16.2542 | 249.6687
2012 | Secondary School | 0B | 19592 | 0 | 0.22217 | 89.3498 | 33.729 | 2.0071 | 37.1026 | 7.7194 | 0.63518 | 22.8456 | 3.504 | 0.0010593 | 3.5029 | 0 | 0 | 6.0702 | 2.2024 | 4.7592 | 2.3201 | 121.7686 | 0.22217 | 121.9908 | 199.7663 | 12.7008 | 212.4671
2012 | Secondary School | 1A | 19592 | 0 | 0.063943 | 67.3829 | 33.8764 | 2.0073 | 37.1026 | 7.7194 | 0.63518 | 19.7558 | 2.5586 | 0.0010593 | 2.5575 | 0 | 0 | 5.8991 | 2.2026 | 5.0572 | 2.3007 | 95.5954 | 0.063943 | 95.6593 | 173.7211 | 12.8406 | 186.5617
2012 | Secondary School | 1B | 19592 | 0 | 1.4499 | 79.5907 | 33.8849 | 2.0048 | 37.1026 | 7.7194 | 0.63518 | 26.6879 | 3.0439 | 0.0010593 | 3.0428 | 0 | 0 | 5.274 | 2.2026 | 5.246 | 2.3079 | 114.5955 | 1.4499 | 116.0453 | 192.7346 | 14.4153 | 207.1499
2012 | Secondary School | 2A | 19592 | 0 | 0.47298 | 58.0608 | 34.0146 | 2.0041 | 37.1026 | 7.7194 | 0.63532 | 19.8156 | 2.5464 | 0.0010593 | 2.5453 | 0 | 0 | 4.2085 | 2.2027 | 5.6245 | 2.3054 | 84.6303 | 0.47298 | 85.1033 | 162.8961 | 13.8169 | 176.713
2012 | Secondary School | 2B | 19592 | 0 | 0.9281 | 45.1338 | 34.1748 | 2.0056 | 37.1026 | 7.7194 | 0.63546 | 22.4878 | 1.7802 | 0.0010593 | 1.7791 | 0 | 0 | 3.8074 | 2.203 | 5.7067 | 2.2543 | 73.2081 | 0.9281 | 74.1362 | 151.585 | 14.3542 | 165.9392
2012 | Secondary School | 3A | 19592 | 0 | 3.935 | 35.0799 | 34.2005 | 2.0052 | 37.1026 | 7.7194 | 0.63546 | 19.9395 | 1.6427 | 0.0010593 | 1.6416 | 0 | 0 | 4.1298 | 2.2029 | 6.4848 | 2.2701 | 60.7909 | 3.935 | 64.7259 | 139.2086 | 18.1392 | 157.3478
2012 | Secondary School | 3B | 19592 | 0 | 1.8396 | 32.4851 | 34.0848 | 2.0051 | 37.1026 | 7.7194 | 0.63532 | 22.0524 | 1.3055 | 0.0010593 | 1.3045 | 0 | 0 | 3.8153 | 2.2029 | 6.2745 | 2.2508 | 59.6572 | 1.8396 | 61.4968 | 137.9399 | 15.8336 | 153.7735
2012 | Secondary School | 3C | 19592 | 0 | 1.4489 | 23.117 | 34.1239 | 2.0048 | 37.1026 | 7.7194 | 0.63546 | 18.5128 | 0.99133 | 0.0010593 | 0.99028 | 0 | 0 | 2.2879 | 2.2029 | 6.4326 | 2.2769 | 44.908 | 1.4489 | 46.3569 | 123.2555 | 15.6009 | 138.8564
2012 | Secondary School | 4A | 19592 | 0 | 6.7097 | 24.9806 | 34.3699 | 2.0021 | 37.1026 | 7.7194 | 0.63561 | 20.0007 | 1.2809 | 0.0010593 | 1.2798 | 0 | 0 | 4.1324 | 2.2029 | 7.1113 | 2.2577 | 50.3934 | 6.7097 | 57.103 | 128.9652 | 21.5404 | 150.5056
2012 | Secondary School | 4B | 19592 | 0 | 2.2455 | 23.1231 | 34.2173 | 2.0037 | 37.1026 | 7.7194 | 0.63546 | 21.5048 | 0.98339 | 0.0010593 | 0.98234 | 0 | 0 | 3.6022 | 2.2029 | 6.9192 | 2.244 | 49.2125 | 2.2455 | 51.458 | 127.6197 | 16.8842 | 144.5039
2012 | Secondary School | 4C | 19592 | 0 | 6.2646 | 10.0363 | 34.6841 | 1.9998 | 37.1026 | 7.7194 | 0.63575 | 19.2794 | 0.56457 | 0.0010593 | 0.56351 | 0 | 0 | 3.3655 | 2.2029 | 7.2086 | 2.2499 | 33.2447 | 6.2646 | 39.5093 | 112.1209 | 21.1926 | 133.3135
2012 | Secondary School | 5A | 19592 | 0 | 14.1781 | 16.0735 | 34.4218 | 2.0028 | 37.1026 | 7.7194 | 0.63561 | 20.7396 | 0.89705 | 0.0010593 | 0.89599 | 0 | 0 | 3.8869 | 2.2029 | 7.629 | 2.2474 | 41.596 | 14.1781 | 55.7741 | 120.2102 | 29.5264 | 149.7366
2012 | Secondary School | 5B | 19592 | 0 | 8.4931 | 17.3373 | 34.3646 | 2.0028 | 37.1026 | 7.7194 | 0.63561 | 21.8245 | 0.76363 | 0.0010593 | 0.76257 | 0 | 0 | 4.1851 | 2.2029 | 7.4615 | 2.2393 | 44.1095 | 8.4931 | 52.6026 | 122.6583 | 23.6741 | 146.3324
2012 | Secondary School | 5C | 19592 | 0 | 6.9596 | 5.9215 | 34.6007 | 1.9997 | 37.1026 | 7.7194 | 0.63575 | 18.8298 | 0.34141 | 0.0010593 | 0.34035 | 0 | 0 | 3.8233 | 2.2029 | 7.4836 | 2.2458 | 28.9149 | 6.9596 | 35.8746 | 107.7034 | 22.1627 | 129.8661
2012 | Secondary School | 6A | 19592 | 0 | 29.5869 | 17.3543 | 36.2872 | 2.0018 | 37.1026 | 7.7194 | 0.63674 | 22.5751 | 1.0051 | 0.0010593 | 1.004 | 0 | 0 | 4.3603 | 2.2029 | 8.0491 | 2.2475 | 45.2938 | 29.5869 | 74.8807 | 125.7736 | 45.3554 | 171.1289
2012 | Secondary School | 6B | 19592 | 0 | 17.2898 | 11.6801 | 36.2872 | 2.0004 | 37.1026 | 7.7194 | 0.63674 | 23.1213 | 0.58811 | 0.0010593 | 0.58705 | 0 | 0 | 4.4362 | 2.2029 | 7.926 | 2.2333 | 39.8246 | 17.2898 | 57.1144 | 120.289 | 32.9352 | 153.2242
2012 | Secondary School | 7 | 19592 | 0 | 36.6815 | 13.6615 | 36.2872 | 1.9991 | 37.1026 | 7.7194 | 0.63674 | 22.5554 | 0.82205 | 0.0010593 | 0.82099 | 0 | 0 | 4.501 | 2.2029 | 8.5022 | 2.2418 | 41.5389 | 36.6815 | 78.2204 | 122.0103 | 52.9031 | 174.9134
2012 | Secondary School | 8 | 19592 | 0 | 75.7225 | 6.0085 | 36.2872 | 1.9882 | 37.1026 | 7.7194 | 0.63674 | 23.9296 | 0.55933 | 0.0010593 | 0.55827 | 0 | 0 | 4.7494 | 2.203 | 9.0597 | 2.2318 | 35.2458 | 75.7225 | 110.9683 | 115.696 | 92.5016 | 208.1976
2015 | Secondary School | 0A | 19592 | 0 | 2.5516 | 93.5984 | 26.5339 | 1.659 | 36.7833 | 7.7194 | 0.62653 | 20.6838 | 2.0021 | 0.0010593 | 2.001 | 0 | 0 | 5.859 | 2.2026 | 4.5793 | 1.9369 | 122.1422 | 2.5516 | 124.6938 | 191.8856 | 14.8502 | 206.7357
2015 | Secondary School | 0B | 19592 | 0 | 0.08918 | 75.6983 | 26.6535 | 1.6587 | 36.7833 | 7.7194 | 0.62653 | 17.2361 | 1.7602 | 0.0010593 | 1.7592 | 0 | 0 | 4.3004 | 2.2026 | 4.7047 | 1.9245 | 98.9939 | 0.08918 | 99.083 | 168.8441 | 12.5133 | 181.3575
2015 | Secondary School | 1A | 19592 | 0 | 0.046788 | 57.1989 | 26.8212 | 1.659 | 36.7833 | 7.7194 | 0.62667 | 15.3755 | 1.2141 | 0.0010593 | 1.213 | 0 | 0 | 4.6185 | 2.2026 | 5.0023 | 1.917 | 78.4059 | 0.046788 | 78.4527 | 148.4166 | 12.7685 | 161.1851
2015 | Secondary School | 1B | 19592 | 0 | 0.66907 | 65.3743 | 26.81 | 1.6564 | 36.7833 | 7.7194 | 0.62667 | 18.0479 | 1.524 | 0.0010593 | 1.5229 | 0 | 0 | 3.8563 | 2.2027 | 5.1905 | 1.9092 | 88.8015 | 0.66907 | 89.4706 | 158.7909 | 13.579 | 172.3698
2015 | Secondary School | 2A | 19592 | 0 | 0.19566 | 48.5001 | 26.8807 | 1.6557 | 36.7833 | 7.7194 | 0.62667 | 14.5908 | 1.1433 | 0.0010593 | 1.1423 | 0 | 0 | 3.2919 | 2.2027 | 5.5693 | 1.9114 | 67.5251 | 0.19566 | 67.7207 | 137.5868 | 13.4842 | 151.071
2015 | Secondary School | 2B | 19592 | 0 | 0.27874 | 37.7128 | 27.0075 | 1.6571 | 36.7833 | 7.7194 | 0.62681 | 15.2099 | 0.72337 | 0.0010593 | 0.72231 | 0 | 0 | 2.5304 | 2.2029 | 5.6517 | 1.8779 | 56.1754 | 0.27874 | 56.4541 | 126.332 | 13.6497 | 139.9817
2015 | Secondary School | 3A | 19592 | 0 | 2.1727 | 29.4166 | 27.0577 | 1.6569 | 36.7833 | 7.7194 | 0.62681 | 13.3009 | 0.71117 | 0.0010593 | 0.71012 | 0 | 0 | 2.9169 | 2.2029 | 6.4311 | 1.8882 | 46.3445 | 2.1727 | 48.5172 | 116.5612 | 16.3231 | 132.8843
2015 | Secondary School | 3B | 19592 | 0 | 3.8253 | 27.9916 | 26.9573 | 1.6567 | 36.7833 | 7.7194 | 0.62667 | 14.5778 | 0.58683 | 0.0010593 | 0.58577 | 0 | 0 | 0 | 2.2029 | 6.2194 | 1.8755 | 43.1552 | 3.8253 | 46.9804 | 113.2584 | 17.7641 | 131.0224
2015 | Secondary School | 3C | 19592 | 0 | 1.3232 | 20.6796 | 26.9613 | 1.6594 | 36.7833 | 7.7194 | 0.62681 | 12.3765 | 0.90343 | 0.0010593 | 0.90237 | 0 | 0 | 0 | 2.2029 | 6.3779 | 1.8905 | 33.9585 | 1.3232 | 35.2818 | 104.0836 | 15.4206 | 119.5041
2015 | Secondary School | 4A | 19592 | 0 | 5.5831 | 21.3412 | 27.068 | 1.6598 | 36.7833 | 7.7194 | 0.62681 | 13.1183 | 0.55805 | 0.0010593 | 0.55699 | 0 | 0 | 3.3679 | 2.2029 | 7.0583 | 1.8837 | 38.3844 | 5.5831 | 43.9674 | 108.6101 | 20.3608 | 128.9709
2015 | Secondary School | 4B | 19592 | 0 | 8.5288 | 20.4277 | 26.9027 | 1.6561 | 36.7833 | 7.7194 | 0.62667 | 15.2287 | 0.8375 | 0.0010593 | 0.83644 | 0 | 0 | 0 | 2.2029 | 6.8714 | 1.8711 | 36.4929 | 8.5288 | 45.0217 | 106.5367 | 23.1197 | 129.6564
2015 | Secondary School | 4C | 19592 | 0 | 13.9645 | 9.5653 | 27.3598 | 1.6595 | 36.7833 | 7.7194 | 0.62696 | 12.0096 | 0.49694 | 0.0010593 | 0.49588 | 0 | 0 | 0 | 2.2029 | 7.1574 | 1.8799 | 22.0707 | 13.9645 | 36.0352 | 92.5843 | 28.8413 | 121.4256
2015 | Secondary School | 5A | 19592 | 0 | 12.3243 | 14.2547 | 27.0911 | 1.6573 | 36.7833 | 7.7194 | 0.62681 | 13.0773 | 0.43626 | 0.0010593 | 0.4352 | 0 | 0 | 3.1088 | 2.2029 | 7.5762 | 1.8813 | 30.8761 | 12.3243 | 43.2004 | 101.1198 | 27.62 | 128.7398
2015 | Secondary School | 5B | 19592 | 0 | 19.4178 | 15.2345 | 27.0415 | 1.659 | 36.7833 | 7.7194 | 0.62681 | 14.8482 | 0.69841 | 0.0010593 | 0.69736 | 0 | 0 | 0 | 2.2029 | 7.4129 | 1.8709 | 30.7801 | 19.4178 | 50.1979 | 100.9657 | 34.55 | 135.5156
2015 | Secondary School | 5C | 19592 | 0 | 5.0982 | 6.3936 | 27.2954 | 1.6587 | 36.7833 | 7.7194 | 0.62696 | 11.7154 | 0.33319 | 0.0010593 | 0.33213 | 0 | 0 | 2.7813 | 2.2029 | 7.4323 | 1.88 | 21.2225 | 5.0982 | 26.3206 | 91.6708 | 20.2499 | 111.9207
2015 | Secondary School | 6A | 19592 | 0 | 27.7155 | 15.0623 | 27.1507 | 1.6581 | 36.7833 | 7.7194 | 0.62696 | 14.2923 | 0.49425 | 0.0010593 | 0.49319 | 0 | 0 | 3.1529 | 2.2029 | 7.997 | 1.8846 | 33.0006 | 27.7155 | 60.7162 | 103.308 | 43.432 | 146.74
2015 | Secondary School | 6B | 19592 | 0 | 15.826 | 10.4661 | 27.1688 | 1.6561 | 36.7833 | 7.7194 | 0.62696 | 14.2034 | 0.52374 | 0.0010593 | 0.52268 | 0 | 0 | 3.3582 | 2.2029 | 7.8748 | 1.8704 | 28.5504 | 15.826 | 44.3765 | 98.8598 | 31.4201 | 130.2799
2015 | Secondary School | 7 | 19592 | 0 | 33.4547 | 12.3382 | 27.1925 | 1.6588 | 36.7833 | 7.7194 | 0.62696 | 14.3423 | 0.44505 | 0.0010593 | 0.44399 | 0 | 0 | 3.1935 | 2.2029 | 8.4489 | 1.882 | 30.318 | 33.4547 | 63.7727 | 100.6655 | 49.6229 | 150.2884
2015 | Secondary School | 8 | 19592 | 0 | 65.4984 | 5.8858 | 27.956 | 1.6692 | 36.7833 | 7.7194 | 0.62752 | 15.098 | 0.49184 | 0.0010593 | 0.49078 | 0 | 0 | 3.3795 | 2.2029 | 9.0045 | 1.879 | 24.854 | 65.4984 | 90.3524 | 95.973 | 82.2222 | 178.1952
2018 | Secondary School | 0A | 19592 | 0 | 2.6176 | 85.2447 | 21.7898 | 1.169 | 36.7833 | 7.7194 | 0.45625 | 20.5048 | 1.8067 | 0.0010593 | 1.8057 | 0 | 0 | 5.7572 | 2.2026 | 4.5773 | 1.9374 | 113.3123 | 2.6176 | 115.9299 | 177.6517 | 14.9143 | 192.566
2018 | Secondary School | 0B | 19592 | 0 | 0.095277 | 73.8954 | 21.8764 | 1.1687 | 36.7833 | 7.7194 | 0.45625 | 16.7007 | 1.7216 | 0.0010593 | 1.7206 | 0 | 0 | 4.183 | 2.2026 | 4.7032 | 1.9252 | 96.4996 | 0.095277 | 96.5949 | 160.9133 | 12.518 | 173.4313
2018 | Secondary School | 1A | 19592 | 0 | 0.068339 | 55.0552 | 21.9992 | 1.1688 | 36.7833 | 7.7194 | 0.45625 | 14.9715 | 1.1575 | 0.0010593 | 1.1564 | 0 | 0 | 4.5427 | 2.2026 | 5.0005 | 1.9176 | 75.7259 | 0.068339 | 75.7942 | 140.2548 | 12.7882 | 153.0431
2018 | Secondary School | 1B | 19592 | 0 | 0.67545 | 63.5186 | 21.9903 | 1.1671 | 36.7833 | 7.7194 | 0.45625 | 17.5191 | 1.4772 | 0.0010593 | 1.4762 | 0 | 0 | 3.7467 | 2.2027 | 5.1886 | 1.9097 | 86.2605 | 0.67545 | 86.9359 | 150.7709 | 13.5835 | 164.3544
2018 | Secondary School | 2A | 19592 | 0 | 0.21508 | 46.8906 | 22.0402 | 1.1667 | 36.7833 | 7.7194 | 0.45639 | 14.1793 | 1.0936 | 0.0010593 | 1.0925 | 0 | 0 | 3.4795 | 2.2027 | 5.5685 | 1.9119 | 65.6418 | 0.21508 | 65.8569 | 130.2039 | 13.5028 | 143.7068
2018 | Secondary School | 2B | 19592 | 0 | 0.31008 | 36.458 | 22.1318 | 1.1677 | 36.7833 | 7.7194 | 0.45639 | 14.6748 | 0.69118 | 0.0010593 | 0.69012 | 0 | 0 | 2.8852 | 2.2029 | 5.6511 | 1.878 | 54.7082 | 0.31008 | 55.0183 | 119.3293 | 13.6806 | 133.0099
2018 | Secondary School | 3A | 19592 | 0 | 2.394 | 28.477 | 22.1689 | 1.1674 | 36.7833 | 7.7194 | 0.45639 | 12.9833 | 0.67601 | 0.0010593 | 0.67495 | 0 | 0 | 3.3604 | 2.2029 | 6.4315 | 1.8884 | 45.4957 | 2.394 | 47.8897 | 110.1639 | 16.5449 | 126.7087
2018 | Secondary School | 3B | 19592 | 0 | 3.8937 | 27.0468 | 22.0953 | 1.1673 | 36.7833 | 7.7194 | 0.45639 | 14.007 | 0.56018 | 0.0010593 | 0.55912 | 0 | 0 | 0 | 2.2029 | 6.2195 | 1.8753 | 41.6129 | 3.8937 | 45.5066 | 106.1943 | 17.8327 | 124.027
2018 | Secondary School | 3C | 19592 | 0 | 1.5373 | 19.9999 | 22.0979 | 1.1694 | 36.7833 | 7.7194 | 0.45639 | 12.0249 | 0.50644 | 0.0010593 | 0.50538 | 0 | 0 | 0 | 2.2029 | 6.378 | 1.8905 | 32.5302 | 1.5373 | 34.0676 | 97.1315 | 15.6346 | 112.7661
2018 | Secondary School | 4A | 19592 | 0 | 6.0604 | 20.2707 | 22.2027 | 1.1697 | 36.7833 | 7.7194 | 0.45639 | 12.445 | 0.53693 | 0.0010593 | 0.53587 | 0 | 0 | 3.4898 | 2.2029 | 7.0591 | 1.8838 | 36.7414 | 6.0604 | 42.8018 | 101.4413 | 20.839 | 122.2804
2018 | Secondary School | 4B | 19592 | 0 | 8.73 | 19.2209 | 22.0848 | 1.167 | 36.7833 | 7.7194 | 0.45639 | 14.2847 | 0.43172 | 0.0010593 | 0.43066 | 0 | 0 | 0 | 2.2029 | 6.872 | 1.8709 | 33.9363 | 8.73 | 42.6663 | 98.5025 | 23.3213 | 121.8238
2018 | Secondary School | 4C | 19592 | 0 | 14.9876 | 9.0527 | 22.4201 | 1.1696 | 36.7833 | 7.7194 | 0.45654 | 11.5046 | 0.29264 | 0.0010593 | 0.29158 | 0 | 0 | 0 | 2.2029 | 7.158 | 1.8799 | 20.8489 | 14.9876 | 35.8364 | 85.7623 | 29.8648 | 115.6271
2018 | Secondary School | 5A | 19592 | 0 | 13.1808 | 13.6891 | 22.2015 | 1.1679 | 36.7833 | 7.7194 | 0.45639 | 12.7777 | 0.33092 | 0.0010593 | 0.32986 | 0 | 0 | 3.3045 | 2.2029 | 7.5764 | 1.8817 | 30.1012 | 13.1808 | 43.2821 | 94.7959 | 28.4766 | 123.2725
2018 | Secondary School | 5B | 19592 | 0 | 20.0297 | 14.473 | 22.1647 | 1.1691 | 36.7833 | 7.7194 | 0.45639 | 14.1584 | 0.37841 | 0.0010593 | 0.37735 | 0 | 0 | 0 | 2.2029 | 7.413 | 1.8709 | 29.0088 | 20.0297 | 49.0385 | 93.6571 | 35.1622 | 128.8193
2018 | Secondary School | 5C | 19592 | 0 | 6.3809 | 6.1173 | 22.351 | 1.169 | 36.7833 | 7.7194 | 0.45654 | 11.3022 | 0.18346 | 0.0010593 | 0.18241 | 0 | 0 | 2.6049 | 2.2029 | 7.4339 | 1.88 | 20.2069 | 6.3809 | 26.5877 | 85.0504 | 21.5342 | 106.5846
2018 | Secondary School | 6A | 19592 | 0 | 28.4657 | 14.609 | 22.2261 | 1.1686 | 36.7833 | 7.7194 | 0.45639 | 14.0322 | 0.37487 | 0.0010593 | 0.37381 | 0 | 0 | 3.4189 | 2.2029 | 7.9965 | 1.8853 | 32.4339 | 28.4657 | 60.8996 | 97.1574 | 44.1816 | 141.339
2018 | Secondary School | 6B | 19592 | 0 | 16.2705 | 10.0751 | 22.2391 | 1.167 | 36.7833 | 7.7194 | 0.45639 | 13.8208 | 0.21778 | 0.0010593 | 0.21672 | 0 | 0 | 3.7209 | 2.2029 | 7.8752 | 1.8707 | 27.8336 | 16.2705 | 44.1041 | 92.5541 | 31.8652 | 124.4193
2018 | Secondary School | 7 | 19592 | 0 | 34.1209 | 11.9697 | 22.2541 | 1.169 | 36.7833 | 7.7194 | 0.45639 | 14.0521 | 0.30384 | 0.0010593 | 0.30278 | 0 | 0 | 3.318 | 2.2029 | 8.449 | 1.8826 | 29.6426 | 34.1209 | 63.7635 | 94.392 | 50.2894 | 144.6814
2018 | Secondary School | 8 | 19592 | 0 | 65.6152 | 5.6771 | 22.8146 | 1.1768 | 36.7833 | 7.7194 | 0.45668 | 14.4651 | 0.29462 | 0.0010593 | 0.29356 | 0 | 0 | 3.4795 | 2.203 | 9.0054 | 1.8797 | 23.9152 | 65.6152 | 89.5304 | 89.2304 | 82.34 | 171.5705
2006 | Small Hotel | 0A | 4013.58 | 0 | 0 | 93.9048 | 40.0176 | 6.6033 | 41.66 | 29.1711 | 0 | 22.7097 | 0.017994 | 0.017994 | 0 | 0 | 0 | 0 | 0 | 31.6578 | 0 | 116.6145 | 0 | 116.6145 | 204.914 | 60.8289 | 265.7429
2006 | Small Hotel | 0B | 4013.58 | 0.0069209 | 0 | 84.5684 | 40.0176 | 6.6047 | 41.66 | 29.1711 | 0 | 23.3485 | 0.017994 | 0.017994 | 0 | 0 | 0 | 0 | 0 | 31.5893 | 0 | 107.9239 | 0 | 107.9239 | 196.2241 | 60.7604 | 256.9845
2006 | Small Hotel | 1A | 4013.58 | 0 | 0 | 68.0343 | 40.0176 | 6.6054 | 41.66 | 29.1711 | 0 | 22.4432 | 0.017994 | 0.017994 | 0 | 0 | 0 | 0 | 0 | 32.9977 | 0 | 90.4776 | 0 | 90.4776 | 178.7792 | 62.1688 | 240.948
2006 | Small Hotel | 1B | 4013.58 | 0.57928 | 0.18617 | 70.2186 | 40.0176 | 6.597 | 41.66 | 29.1711 | 0 | 22.9935 | 0.017994 | 0.017994 | 0 | 0 | 0 | 0 | 0 | 33.0434 | 0 | 93.7913 | 0.18617 | 93.9775 | 182.0846 | 62.4006 | 244.4853
2006 | Small Hotel | 2A | 4013.58 | 1.2928 | 0.66995 | 58.6703 | 40.0176 | 6.595 | 41.66 | 29.1711 | 0 | 22.3796 | 0.017994 | 0.017994 | 0 | 0 | 0 | 0 | 0 | 34.566 | 0 | 82.3427 | 0.66995 | 83.0126 | 170.6332 | 64.407 | 235.0402
2006 | Small Hotel | 2B | 4013.58 | 1.387 | 0.41664 | 45.8741 | 40.0176 | 6.5998 | 41.66 | 29.1711 | 0 | 23.471 | 0.017994 | 0.017994 | 0 | 0 | 0 | 0 | 0 | 34.847 | 0 | 70.7321 | 0.41664 | 71.1487 | 159.0282 | 64.4347 | 223.4629
2006 | Small Hotel | 3A | 4013.58 | 8.9682 | 4.5609 | 37.1717 | 40.0176 | 6.5984 | 41.66 | 29.1711 | 0 | 22.3415 | 0.017994 | 0.017994 | 0 | 0 | 0 | 0 | 0 | 38.378 | 0 | 68.4814 | 4.5609 | 73.0423 | 156.7754 | 72.11 | 228.8854
2006 | Small Hotel | 3B | 4013.58 | 4.2342 | 1.9469 | 35.9467 | 40.0176 | 6.5984 | 41.66 | 29.1711 | 0 | 23.3873 | 0.017994 | 0.017994 | 0 | 0 | 0 | 0 | 0 | 37.351 | 0 | 63.5682 | 1.9469 | 65.5151 | 151.8629 | 68.4689 | 220.3318
2006 | Small Hotel | 3C | 4013.58 | 1.1551 | 0.57721 | 27.1751 | 40.0176 | 6.597 | 41.66 | 29.1711 | 0 | 21.9934 | 0.017994 | 0.017994 | 0 | 0 | 0 | 0 | 0 | 38.2943 | 0 | 50.3236 | 0.57721 | 50.9008 | 138.6162 | 68.0419 | 206.6581
2006 | Small Hotel | 4A | 4013.58 | 20.9725 | 10.8417 | 26.4318 | 40.0176 | 6.5881 | 41.66 | 29.1711 | 0 | 22.0252 | 0.017994 | 0.017994 | 0 | 0 | 0 | 0 | 0 | 41.7008 | 0 | 69.4296 | 10.8417 | 80.2712 | 157.7139 | 81.7136 | 239.4274
2006 | Small Hotel | 4B | 4013.58 | 9.7807 | 4.6294 | 26.6353 | 40.0176 | 6.5936 | 41.66 | 29.1711 | 0 | 23.7762 | 0.017994 | 0.017994 | 0 | 0 | 0 | 0 | 0 | 40.6523 | 0 | 60.1922 | 4.6294 | 64.8216 | 148.4813 | 74.4528 | 222.9341
2006 | Small Hotel | 4C | 4013.58 | 9.6457 | 6.7625 | 15.8573 | 40.0176 | 6.5804 | 41.66 | 29.1711 | 0 | 21.8377 | 0.017994 | 0.017994 | 0 | 0 | 0 | 0 | 0 | 42.7971 | 0 | 47.3407 | 6.7625 | 54.1031 | 135.6174 | 78.7306 | 214.348
2006 | Small Hotel | 5A | 4013.58 | 29.1386 | 15.8504 | 18.9696 | 40.0176 | 6.5901 | 41.66 | 29.1711 | 0 | 21.8896 | 0.017994 | 0.017994 | 0 | 0 | 0 | 0 | 0 | 44.9536 | 0 | 69.9978 | 15.8504 | 85.8481 | 158.2842 | 89.9751 | 248.2592
2006 | Small Hotel | 5B | 4013.58 | 16.7452 | 9.1031 | 20.4189 | 40.0176 | 6.5908 | 41.66 | 29.1711 | 0 | 23.462 | 0.017994 | 0.017994 | 0 | 0 | 0 | 0 | 0 | 43.9812 | 0 | 60.6261 | 9.1031 | 69.7292 | 148.9125 | 82.2555 | 231.168
2006 | Small Hotel | 5C | 4013.58 | 10.7628 | 8.5508 | 12.8626 | 40.0176 | 6.5804 | 41.66 | 29.1711 | 0 | 21.6792 | 0.017994 | 0.017994 | 0 | 0 | 0 | 0 | 0 | 44.654 | 0 | 45.3045 | 8.5508 | 53.8554 | 133.5805 | 82.3759 | 215.9564
2006 | Small Hotel | 6A | 4013.58 | 46.3717 | 23.6302 | 18.8305 | 40.0176 | 6.5874 | 41.66 | 29.1711 | 0 | 22.1533 | 0.017994 | 0.017994 | 0 | 0 | 0 | 0 | 0 | 47.4299 | 0 | 87.3555 | 23.6302 | 110.9857 | 175.6384 | 100.2312 | 275.8697
2006 | Small Hotel | 6B | 4013.58 | 30.7484 | 16.4296 | 14.86 | 40.0176 | 6.5825 | 41.66 | 29.1711 | 0 | 22.853 | 0.017994 | 0.017994 | 0 | 0 | 0 | 0 | 0 | 46.7815 | 0 | 68.4613 | 16.4296 | 84.891 | 156.7394 | 92.3822 | 249.1216
2006 | Small Hotel | 7 | 4013.58 | 51.3313 | 29.2472 | 15.651 | 40.0176 | 6.5784 | 41.66 | 29.1711 | 0 | 21.9789 | 0.017994 | 0.017994 | 0 | 0 | 0 | 0 | 0 | 50.3367 | 0 | 88.9612 | 29.2472 | 118.2084 | 177.2358 | 108.7558 | 285.9916
2006 | Small Hotel | 8 | 4013.58 | 70.159 | 41.2807 | 10.3655 | 40.0176 | 6.5424 | 41.66 | 29.1711 | 0 | 21.8287 | 0.017994 | 0.017994 | 0 | 0 | 0 | 0 | 0 | 54.2817 | 0 | 102.3532 | 41.2807 | 143.6339 | 190.5911 | 124.7335 | 315.3246
2009 | Small Hotel | 0A | 4013.58 | 0 | 0 | 82.6693 | 40.0176 | 4.5616 | 41.66 | 29.1711 | 0 | 22.5789 | 0.017994 | 0.017994 | 0 | 0 | 0 | 0 | 0 | 31.6578 | 0 | 105.2482 | 0 | 105.2482 | 191.5054 | 60.8289 | 252.3343
2009 | Small Hotel | 0B | 4013.58 | 0.0048447 | 0 | 75.9512 | 40.0176 | 4.5623 | 41.66 | 29.1711 | 0 | 23.2184 | 0.017994 | 0.017994 | 0 | 0 | 0 | 0 | 0 | 31.59 | 0 | 99.1744 | 0 | 99.1744 | 185.4323 | 60.7604 | 246.1926
2009 | Small Hotel | 1A | 4013.58 | 0 | 0 | 62.6726 | 40.0176 | 4.563 | 41.66 | 29.1711 | 0 | 22.4107 | 0.017994 | 0.017994 | 0 | 0 | 0 | 0 | 0 | 32.9984 | 0 | 85.0834 | 0 | 85.0834 | 171.3419 | 62.1695 | 233.5114
2009 | Small Hotel | 1B | 4013.58 | 0.26023 | 0.00069209 | 64.0485 | 40.0176 | 4.5568 | 41.66 | 29.1711 | 0 | 22.907 | 0.017994 | 0.017994 | 0 | 0 | 0 | 0 | 0 | 33.0427 | 0 | 87.2157 | 0.00069209 | 87.2164 | 173.468 | 62.2145 | 235.6825
2009 | Small Hotel | 2A | 4013.58 | 0.53014 | 0.051907 | 53.9107 | 40.0176 | 4.5554 | 41.66 | 29.1711 | 0 | 22.3284 | 0.017994 | 0.017994 | 0 | 0 | 0 | 0 | 0 | 34.5639 | 0 | 76.7692 | 0.051907 | 76.8211 | 163.0208 | 63.7876 | 226.8085
2009 | Small Hotel | 2B | 4013.58 | 0.48516 | 0.022839 | 43.1244 | 40.0176 | 4.5588 | 41.66 | 29.1711 | 0 | 23.4627 | 0.017994 | 0.017994 | 0 | 0 | 0 | 0 | 0 | 34.8449 | 0 | 67.0723 | 0.022839 | 67.0951 | 153.3274 | 64.0388 | 217.3662
2009 | Small Hotel | 3A | 4013.58 | 4.8163 | 0.94263 | 34.8511 | 40.0176 | 4.5581 | 41.66 | 29.1711 | 0 | 22.1837 | 0.017994 | 0.017994 | 0 | 0 | 0 | 0 | 0 | 38.3538 | 0 | 61.8511 | 0.94263 | 62.7938 | 148.1048 | 68.4676 | 216.5724
2009 | Small Hotel | 3B | 4013.58 | 1.7932 | 0.14603 | 34.8504 | 40.0176 | 4.5574 | 41.66 | 29.1711 | 0 | 23.2115 | 0.017994 | 0.017994 | 0 | 0 | 0 | 0 | 0 | 37.3295 | 0 | 59.8551 | 0.14603 | 60.0012 | 146.1081 | 66.6467 | 212.7548
2009 | Small Hotel | 3C | 4013.58 | 0.3412 | 0.013842 | 28.2838 | 40.0176 | 4.5568 | 41.66 | 29.1711 | 0 | 21.8799 | 0.017994 | 0.017994 | 0 | 0 | 0 | 0 | 0 | 38.2708 | 0 | 50.5049 | 0.013842 | 50.5188 | 136.7579 | 67.4557 | 204.2136
2009 | Small Hotel | 4A | 4013.58 | 11.9033 | 2.7338 | 25.658 | 40.0176 | 4.5505 | 41.66 | 29.1711 | 0 | 21.8342 | 0.017994 | 0.017994 | 0 | 0 | 0 | 0 | 0 | 41.6579 | 0 | 59.3956 | 2.7338 | 62.1293 | 145.6423 | 73.5628 | 219.2051
2009 | Small Hotel | 4B | 4013.58 | 4.5021 | 0.53707 | 27.1142 | 40.0176 | 4.5547 | 41.66 | 29.1711 | 0 | 23.5423 | 0.017994 | 0.017994 | 0 | 0 | 0 | 0 | 0 | 40.6135 | 0 | 55.1586 | 0.53707 | 55.6956 | 141.4095 | 70.3224 | 211.7319
2009 | Small Hotel | 4C | 4013.58 | 5.6634 | 1.1212 | 17.4581 | 40.0176 | 4.5457 | 41.66 | 29.1711 | 0 | 21.8079 | 0.017994 | 0.017994 | 0 | 0 | 0 | 0 | 0 | 42.7756 | 0 | 44.9294 | 1.1212 | 46.0506 | 131.1706 | 73.0672 | 204.2379
2009 | Small Hotel | 5A | 4013.58 | 20.7947 | 5.2135 | 18.7703 | 40.0176 | 4.5526 | 41.66 | 29.1711 | 0 | 21.8377 | 0.017994 | 0.017994 | 0 | 0 | 0 | 0 | 0 | 44.9315 | 0 | 61.4026 | 5.2135 | 66.6162 | 147.6508 | 79.3161 | 226.9669
2009 | Small Hotel | 5B | 4013.58 | 11.0278 | 2.0977 | 21.2307 | 40.0176 | 4.5526 | 41.66 | 29.1711 | 0 | 23.399 | 0.017994 | 0.017994 | 0 | 0 | 0 | 0 | 0 | 43.9591 | 0 | 55.6576 | 2.0977 | 57.7553 | 141.9057 | 75.2279 | 217.1337
2009 | Small Hotel | 5C | 4013.58 | 5.9845 | 1.488 | 14.9465 | 40.0176 | 4.545 | 41.66 | 29.1711 | 0 | 21.6536 | 0.017994 | 0.017994 | 0 | 0 | 0 | 0 | 0 | 44.6297 | 0 | 42.5846 | 1.488 | 44.0726 | 128.8251 | 75.2888 | 204.114
2009 | Small Hotel | 6A | 4013.58 | 34.1078 | 8.7038 | 18.6713 | 40.0176 | 4.5498 | 41.66 | 29.1711 | 0 | 22.2079 | 0.017994 | 0.017994 | 0 | 0 | 0 | 0 | 0 | 47.3926 | 0 | 74.9871 | 8.7038 | 83.6909 | 161.2332 | 85.2675 | 246.5006
2009 | Small Hotel | 6B | 4013.58 | 21.1663 | 4.8163 | 16.1798 | 40.0176 | 4.5471 | 41.66 | 29.1711 | 0 | 22.9194 | 0.017994 | 0.017994 | 0 | 0 | 0 | 0 | 0 | 46.7448 | 0 | 60.2655 | 4.8163 | 65.0818 | 146.5082 | 80.7322 | 227.2403
2009 | Small Hotel | 7 | 4013.58 | 37.9067 | 11.3054 | 17.3446 | 40.0176 | 4.5443 | 41.66 | 29.1711 | 0 | 22.1311 | 0.017994 | 0.017994 | 0 | 0 | 0 | 0 | 0 | 50.3056 | 0 | 77.3824 | 11.3054 | 88.6878 | 163.6223 | 90.7821 | 254.4044
2009 | Small Hotel | 8 | 4013.58 | 49.7305 | 17.3183 | 11.8314 | 40.0176 | 4.5194 | 41.66 | 29.1711 | 0 | 21.8577 | 0.017994 | 0.017994 | 0 | 0 | 0 | 0 | 0 | 54.2623 | 0 | 83.4196 | 17.3183 | 100.7379 | 169.6345 | 100.7517 | 270.3862
2012 | Small Hotel | 0A | 4013.58 | 0 | 0 | 74.6092 | 35.8284 | 4.5616 | 41.66 | 29.1711 | 0 | 21.8148 | 0.017994 | 0.017994 | 0 | 0 | 0 | 0 | 0 | 31.6357 | 0 | 96.424 | 0 | 96.424 | 178.4919 | 60.8068 | 239.2987
2012 | Small Hotel | 0B | 4013.58 | 0.0055368 | 0 | 68.3873 | 35.8284 | 4.5623 | 41.66 | 29.1711 | 0 | 22.3173 | 0.017994 | 0.017994 | 0 | 0 | 0 | 0 | 0 | 31.5658 | 0 | 90.7101 | 0 | 90.7101 | 172.778 | 60.7369 | 233.5149
2012 | Small Hotel | 1A | 4013.58 | 0.00069209 | 0 | 56.7227 | 35.8284 | 4.563 | 41.66 | 29.1711 | 0 | 21.7103 | 0.017994 | 0.017994 | 0 | 0 | 0 | 0 | 0 | 32.9707 | 0 | 78.4337 | 0 | 78.4337 | 160.5023 | 62.1418 | 222.6441
2012 | Small Hotel | 1B | 4013.58 | 0.15157 | 0 | 57.846 | 35.8284 | 4.5568 | 41.66 | 29.1711 | 0 | 22.0529 | 0.017994 | 0.017994 | 0 | 0 | 0 | 0 | 0 | 33.0164 | 0 | 80.0505 | 0 | 80.0505 | 162.1135 | 62.1875 | 224.301
2012 | Small Hotel | 2A | 4013.58 | 0.50385 | 0.042218 | 48.3753 | 35.8284 | 4.5554 | 41.66 | 29.1711 | 0 | 21.7435 | 0.017994 | 0.017994 | 0 | 0 | 0 | 0 | 0 | 34.5438 | 0 | 70.6227 | 0.042218 | 70.665 | 152.6844 | 63.7572 | 216.4416
2012 | Small Hotel | 2B | 4013.58 | 0.44709 | 0.031836 | 38.9047 | 35.8284 | 4.5588 | 41.66 | 29.1711 | 0 | 22.8267 | 0.017994 | 0.017994 | 0 | 0 | 0 | 0 | 0 | 34.8255 | 0 | 62.1785 | 0.031836 | 62.2103 | 144.2429 | 64.0278 | 208.2707
2012 | Small Hotel | 3A | 4013.58 | 4.7229 | 0.95232 | 31.7332 | 35.8284 | 4.5581 | 41.66 | 29.1711 | 0 | 21.747 | 0.017994 | 0.017994 | 0 | 0 | 0 | 0 | 0 | 38.3427 | 0 | 58.2031 | 0.95232 | 59.1554 | 140.2662 | 68.4662 | 208.7323
2012 | Small Hotel | 3B | 4013.58 | 1.7662 | 0.15295 | 31.4938 | 35.8284 | 4.5574 | 41.66 | 29.1711 | 0 | 22.7789 | 0.017994 | 0.017994 | 0 | 0 | 0 | 0 | 0 | 37.3198 | 0 | 56.0389 | 0.15295 | 56.1919 | 138.1027 | 66.6432 | 204.7459
2012 | Small Hotel | 3C | 4013.58 | 0.33843 | 0.01315 | 25.7674 | 35.8284 | 4.5568 | 41.66 | 29.1711 | 0 | 21.6653 | 0.017994 | 0.017994 | 0 | 0 | 0 | 0 | 0 | 38.2659 | 0 | 47.7712 | 0.01315 | 47.7843 | 129.8342 | 67.4502 | 197.2844
2012 | Small Hotel | 4A | 4013.58 | 8.6886 | 2.5116 | 24.5756 | 35.8284 | 4.5505 | 41.66 | 29.1711 | 0 | 21.5546 | 0.017994 | 0.017994 | 0 | 0 | 0 | 0 | 0 | 41.6288 | 0 | 54.8188 | 2.5116 | 57.3304 | 136.8756 | 73.3115 | 210.1871
2012 | Small Hotel | 4B | 4013.58 | 3.2515 | 0.48447 | 25.8124 | 35.8284 | 4.5547 | 41.66 | 29.1711 | 0 | 23.2876 | 0.017994 | 0.017994 | 0 | 0 | 0 | 0 | 0 | 40.5907 | 0 | 52.3514 | 0.48447 | 52.8359 | 134.4117 | 70.2462 | 204.658
2012 | Small Hotel | 4C | 4013.58 | 4.0979 | 1.0305 | 17.1875 | 35.8284 | 4.5457 | 41.66 | 29.1711 | 0 | 21.6439 | 0.017994 | 0.017994 | 0 | 0 | 0 | 0 | 0 | 42.7479 | 0 | 42.9293 | 1.0305 | 43.9598 | 124.9806 | 72.9503 | 197.9308
2012 | Small Hotel | 5A | 4013.58 | 15.878 | 4.8156 | 18.1765 | 35.8284 | 4.5526 | 41.66 | 29.1711 | 0 | 21.6619 | 0.017994 | 0.017994 | 0 | 0 | 0 | 0 | 0 | 44.8976 | 0 | 55.7164 | 4.8156 | 60.532 | 137.7746 | 78.8843 | 216.6589
2012 | Small Hotel | 5B | 4013.58 | 8.5321 | 1.969 | 20.3995 | 35.8284 | 4.5526 | 41.66 | 29.1711 | 0 | 23.2156 | 0.017994 | 0.017994 | 0 | 0 | 0 | 0 | 0 | 43.9349 | 0 | 52.1473 | 1.969 | 54.1163 | 134.2055 | 75.075 | 209.2805
2012 | Small Hotel | 5C | 4013.58 | 4.7921 | 1.4375 | 14.7949 | 35.8284 | 4.545 | 41.66 | 29.1711 | 0 | 21.4079 | 0.017994 | 0.017994 | 0 | 0 | 0 | 0 | 0 | 44.609 | 0 | 40.9949 | 1.4375 | 42.4323 | 123.0461 | 75.2182 | 198.2644
2012 | Small Hotel | 6A | 4013.58 | 25.7176 | 8.247 | 17.8533 | 35.8284 | 4.5498 | 41.66 | 29.1711 | 0 | 21.8875 | 0.017994 | 0.017994 | 0 | 0 | 0 | 0 | 0 | 47.3684 | 0 | 65.4583 | 8.247 | 73.7053 | 147.5152 | 84.7871 | 232.3023
2012 | Small Hotel | 6B | 4013.58 | 15.8552 | 4.6723 | 15.7313 | 35.8284 | 4.5471 | 41.66 | 29.1711 | 0 | 22.5581 | 0.017994 | 0.017994 | 0 | 0 | 0 | 0 | 0 | 46.7247 | 0 | 54.1447 | 4.6723 | 58.817 | 136.198 | 80.5681 | 216.7662
2012 | Small Hotel | 7 | 4013.58 | 30.1795 | 10.6333 | 15.4296 | 35.8284 | 4.5443 | 41.66 | 29.1711 | 0 | 21.9422 | 0.017994 | 0.017994 | 0 | 0 | 0 | 0 | 0 | 50.2772 | 0 | 67.5512 | 10.6333 | 78.1846 | 149.6011 | 90.0817 | 239.6828
2012 | Small Hotel | 8 | 4013.58 | 42.9099 | 16.0441 | 10.7794 | 35.8284 | 4.5194 | 41.66 | 29.1711 | 0 | 21.5795 | 0.017994 | 0.017994 | 0 | 0 | 0 | 0 | 0 | 54.218 | 0 | 75.2688 | 16.0441 | 91.3129 | 157.2938 | 99.4333 | 256.727
2015 | Small Hotel | 0A | 4013.58 | 0 | 0 | 65.7829 | 18.6111 | 4.4073 | 41.0205 | 29.1711 | 0 | 18.5904 | 0.017994 | 0.017994 | 0 | 0 | 0 | 0 | 0 | 29.322 | 0 | 84.3733 | 0 | 84.3733 | 148.4301 | 58.4931 | 206.9232
2015 | Small Hotel | 0B | 4013.58 | 0.011766 | 0 | 59.7361 | 18.6298 | 4.408 | 41.0205 | 29.1711 | 0 | 18.7786 | 0.017994 | 0.017994 | 0 | 0 | 0 | 0 | 0 | 29.3732 | 0 | 78.5265 | 0 | 78.5265 | 142.6034 | 58.5443 | 201.1477
2015 | Small Hotel | 1A | 4013.58 | 0.0020763 | 0 | 48.909 | 18.6706 | 4.4086 | 41.0205 | 29.1711 | 0 | 18.3564 | 0.017994 | 0.017994 | 0 | 0 | 0 | 0 | 0 | 30.6584 | 0 | 67.2675 | 0 | 67.2675 | 131.3852 | 59.8295 | 191.2147
2015 | Small Hotel | 1B | 4013.58 | 0.24293 | 0.033913 | 50.2322 | 18.6686 | 4.4031 | 41.0205 | 29.1711 | 0 | 18.5821 | 0.017994 | 0.017994 | 0 | 0 | 0 | 0 | 0 | 31.3713 | 0 | 69.0572 | 0.033913 | 69.0911 | 133.1666 | 60.5756 | 193.7422
2015 | Small Hotel | 2A | 4013.58 | 0.53222 | 0.17648 | 42.1022 | 18.6789 | 4.4017 | 41.0205 | 29.1711 | 0 | 18.3357 | 0.017994 | 0.017994 | 0 | 0 | 0 | 0 | 0 | 33.1596 | 0 | 60.9701 | 0.17648 | 61.1466 | 125.0885 | 62.5072 | 187.5958
2015 | Small Hotel | 2B | 4013.58 | 0.57582 | 0.12388 | 33.6344 | 18.726 | 4.4045 | 41.0205 | 29.1711 | 0 | 18.87 | 0.017994 | 0.017994 | 0 | 0 | 0 | 0 | 0 | 33.5292 | 0 | 53.0802 | 0.12388 | 53.2041 | 117.2492 | 62.8242 | 180.0734
2015 | Small Hotel | 3A | 4013.58 | 4.8516 | 1.6894 | 27.4582 | 18.7052 | 4.4038 | 41.0205 | 29.1711 | 0 | 18.2457 | 0.017994 | 0.017994 | 0 | 0 | 0 | 0 | 0 | 37.6936 | 0 | 50.5554 | 1.6894 | 52.2449 | 114.7023 | 68.5548 | 183.257
2015 | Small Hotel | 3B | 4013.58 | 1.9053 | 0.5779 | 27.1765 | 18.7087 | 4.4038 | 41.0205 | 29.1711 | 0 | 18.7039 | 0.017994 | 0.017994 | 0 | 0 | 0 | 0 | 0 | 36.4755 | 0 | 47.7857 | 0.5779 | 48.3636 | 111.9373 | 66.2252 | 178.1625
2015 | Small Hotel | 3C | 4013.58 | 0.37927 | 0.045678 | 21.6806 | 18.7066 | 4.4031 | 41.0205 | 29.1711 | 0 | 20.9691 | 0.017994 | 0.017994 | 0 | 0 | 0 | 0 | 0 | 38.2064 | 0 | 43.0289 | 0.045678 | 43.0746 | 107.1778 | 67.4232 | 174.601
2015 | Small Hotel | 4A | 4013.58 | 11.0998 | 4.3131 | 20.6729 | 18.6291 | 4.3969 | 41.0205 | 29.1711 | 0 | 18.1744 | 0.017994 | 0.017994 | 0 | 0 | 0 | 0 | 0 | 41.5755 | 0 | 49.9471 | 4.3131 | 54.2602 | 114.0115 | 75.0598 | 189.0713
2015 | Small Hotel | 4B | 4013.58 | 4.2827 | 1.4922 | 21.6024 | 18.6395 | 4.4003 | 41.0205 | 29.1711 | 0 | 18.9745 | 0.017994 | 0.017994 | 0 | 0 | 0 | 0 | 0 | 40.446 | 0 | 44.8595 | 1.4922 | 46.3517 | 108.9371 | 71.1093 | 180.0464
2015 | Small Hotel | 4C | 4013.58 | 5.6634 | 1.7891 | 13.6384 | 18.6686 | 4.392 | 41.0205 | 29.1711 | 0 | 21.075 | 0.017994 | 0.017994 | 0 | 0 | 0 | 0 | 0 | 42.7493 | 0 | 40.3768 | 1.7891 | 42.1659 | 104.4752 | 73.7095 | 178.1846
2015 | Small Hotel | 5A | 4013.58 | 19.3371 | 7.1978 | 15.0828 | 18.6305 | 4.3983 | 41.0205 | 29.1711 | 0 | 18.1986 | 0.017994 | 0.017994 | 0 | 0 | 0 | 0 | 0 | 44.9024 | 0 | 52.6186 | 7.1978 | 59.8164 | 116.6858 | 81.2706 | 197.9564
2015 | Small Hotel | 5B | 4013.58 | 10.6936 | 3.7581 | 16.8297 | 18.6436 | 4.399 | 41.0205 | 29.1711 | 0 | 18.9267 | 0.017994 | 0.017994 | 0 | 0 | 0 | 0 | 0 | 43.939 | 0 | 46.4499 | 3.7581 | 50.208 | 110.531 | 76.8682 | 187.3992
2015 | Small Hotel | 5C | 4013.58 | 6.586 | 2.4327 | 11.2964 | 18.6623 | 4.392 | 41.0205 | 29.1711 | 0 | 20.9421 | 0.017994 | 0.017994 | 0 | 0 | 0 | 0 | 0 | 44.6166 | 0 | 38.8244 | 2.4327 | 41.2572 | 102.9166 | 76.2204 | 179.137
2015 | Small Hotel | 6A | 4013.58 | 30.6882 | 11.0777 | 14.9319 | 18.6388 | 4.3962 | 41.0205 | 29.1711 | 0 | 18.3544 | 0.017994 | 0.017994 | 0 | 0 | 0 | 0 | 0 | 47.3607 | 0 | 63.9745 | 11.0777 | 75.0521 | 128.0479 | 87.6102 | 215.6581
2015 | Small Hotel | 6B | 4013.58 | 19.7856 | 7.1486 | 12.7622 | 18.6506 | 4.3934 | 41.0205 | 29.1711 | 0 | 18.6575 | 0.017994 | 0.017994 | 0 | 0 | 0 | 0 | 0 | 46.7254 | 0 | 51.2053 | 7.1486 | 58.354 | 115.2871 | 83.0451 | 198.3322
2015 | Small Hotel | 7 | 4013.58 | 35.6083 | 13.5055 | 12.6916 | 18.6305 | 4.3906 | 41.0205 | 29.1711 | 0 | 19.9801 | 0.017994 | 0.017994 | 0 | 0 | 0 | 0 | 0 | 50.2613 | 0 | 68.28 | 13.5055 | 81.7855 | 132.3389 | 92.9386 | 225.2775
2015 | Small Hotel | 8 | 4013.58 | 49.662 | 18.1737 | 8.5737 | 18.7585 | 4.3664 | 41.0205 | 29.1711 | 0 | 21.0985 | 0.017994 | 0.017994 | 0 | 0 | 0 | 0 | 0 | 54.1862 | 0 | 79.3341 | 18.1737 | 97.5078 | 143.4969 | 101.531 | 245.0279
2018 | Small Hotel | 0A | 4013.58 | 0 | 0 | 57.6875 | 20.086 | 2.9165 | 41.0205 | 29.1711 | 0 | 12.5878 | 0.017994 | 0.017994 | 0 | 0 | 0 | 0 | 0 | 29.3054 | 0 | 70.2753 | 0 | 70.2753 | 134.3162 | 58.4765 | 192.7927
2018 | Small Hotel | 0B | 4013.58 | 0.0069209 | 0 | 53.4207 | 20.1026 | 2.9172 | 41.0205 | 29.1711 | 0 | 12.7359 | 0.017994 | 0.017994 | 0 | 0 | 0 | 0 | 0 | 29.3517 | 0 | 66.1636 | 0 | 66.1636 | 130.2211 | 58.5228 | 188.7439
2018 | Small Hotel | 1A | 4013.58 | 0.00069209 | 0 | 44.2512 | 20.1365 | 2.9179 | 41.0205 | 29.1711 | 0 | 12.1387 | 0.017994 | 0.017994 | 0 | 0 | 0 | 0 | 0 | 30.6404 | 0 | 56.3905 | 0 | 56.3905 | 120.4819 | 59.8115 | 180.2935
2018 | Small Hotel | 1B | 4013.58 | 0.13911 | 0.026992 | 45.4429 | 20.1351 | 2.9137 | 41.0205 | 29.1711 | 0 | 12.41 | 0.017994 | 0.017994 | 0 | 0 | 0 | 0 | 0 | 31.347 | 0 | 57.992 | 0.026992 | 58.019 | 122.0793 | 60.5445 | 182.6237
2018 | Small Hotel | 2A | 4013.58 | 0.28376 | 0.15365 | 38.378 | 20.1434 | 2.913 | 41.0205 | 29.1711 | 0 | 12.0092 | 0.017994 | 0.017994 | 0 | 0 | 0 | 0 | 0 | 33.1375 | 0 | 50.671 | 0.15365 | 50.8247 | 114.7659 | 62.4622 | 177.2282
2018 | Small Hotel | 2B | 4013.58 | 0.32805 | 0.10727 | 31.5436 | 20.1829 | 2.9151 | 41.0205 | 29.1711 | 0 | 12.5504 | 0.017994 | 0.017994 | 0 | 0 | 0 | 0 | 0 | 33.5071 | 0 | 44.4221 | 0.10727 | 44.5294 | 108.5585 | 62.7855 | 171.344
2018 | Small Hotel | 3A | 4013.58 | 2.6493 | 1.6153 | 26.0255 | 20.1663 | 2.9144 | 41.0205 | 29.1711 | 0 | 11.7594 | 0.017994 | 0.017994 | 0 | 0 | 0 | 0 | 0 | 37.6652 | 0 | 40.4343 | 1.6153 | 42.0496 | 104.5541 | 68.4516 | 173.0057
2018 | Small Hotel | 3B | 4013.58 | 0.98208 | 0.5163 | 26.1197 | 20.1676 | 2.9144 | 41.0205 | 29.1711 | 0 | 12.2771 | 0.017994 | 0.017994 | 0 | 0 | 0 | 0 | 0 | 36.4492 | 0 | 39.3788 | 0.5163 | 39.8951 | 103.4993 | 66.1373 | 169.6366
2018 | Small Hotel | 3C | 4013.58 | 0.21317 | 0.12735 | 21.864 | 20.1663 | 2.9137 | 41.0205 | 29.1711 | 0 | 13.0564 | 0.017994 | 0.017994 | 0 | 0 | 0 | 0 | 0 | 38.1829 | 0 | 35.1335 | 0.12735 | 35.2608 | 99.2519 | 67.482 | 166.7339
2018 | Small Hotel | 4A | 4013.58 | 6.2157 | 4.2308 | 19.9026 | 20.1192 | 2.9103 | 41.0205 | 29.1711 | 0 | 11.5732 | 0.017994 | 0.017994 | 0 | 0 | 0 | 0 | 0 | 41.552 | 0 | 37.6915 | 4.2308 | 41.9223 | 101.7587 | 74.9539 | 176.7126
2018 | Small Hotel | 4B | 4013.58 | 2.1926 | 1.425 | 21.1186 | 20.1268 | 2.9123 | 41.0205 | 29.1711 | 0 | 12.4473 | 0.017994 | 0.017994 | 0 | 0 | 0 | 0 | 0 | 40.4204 | 0 | 35.7585 | 1.425 | 37.1835 | 99.8354 | 71.0165 | 170.8519
2018 | Small Hotel | 4C | 4013.58 | 2.7642 | 1.6825 | 14.4046 | 20.1538 | 2.9068 | 41.0205 | 29.1711 | 0 | 14.37 | 0.017994 | 0.017994 | 0 | 0 | 0 | 0 | 0 | 42.7244 | 0 | 31.5388 | 1.6825 | 33.2212 | 95.6371 | 73.578 | 169.2151
2018 | Small Hotel | 5A | 4013.58 | 11.5428 | 6.9805 | 14.9873 | 20.1116 | 2.911 | 41.0205 | 29.1711 | 0 | 13.0799 | 0.017994 | 0.017994 | 0 | 0 | 0 | 0 | 0 | 44.8733 | 0 | 39.61 | 6.9805 | 46.5904 | 103.671 | 81.0249 | 184.6959
2018 | Small Hotel | 5B | 4013.58 | 5.9714 | 3.657 | 16.8795 | 20.122 | 2.911 | 41.0205 | 29.1711 | 0 | 12.3532 | 0.017994 | 0.017994 | 0 | 0 | 0 | 0 | 0 | 43.9113 | 0 | 35.2041 | 3.657 | 38.8611 | 99.2748 | 76.7388 | 176.0135
2018 | Small Hotel | 5C | 4013.58 | 3.075 | 2.2341 | 12.6231 | 20.14 | 2.9068 | 41.0205 | 29.1711 | 0 | 14.2634 | 0.017994 | 0.017994 | 0 | 0 | 0 | 0 | 0 | 44.5903 | 0 | 29.9615 | 2.2341 | 32.1956 | 94.046 | 75.9955 | 170.0415
2018 | Small Hotel | 6A | 4013.58 | 19.8015 | 10.9829 | 14.9008 | 20.1102 | 2.9096 | 41.0205 | 29.1711 | 0 | 11.776 | 0.017994 | 0.017994 | 0 | 0 | 0 | 0 | 0 | 47.3351 | 0 | 46.4783 | 10.9829 | 57.4612 | 110.5358 | 87.4891 | 198.0249
2018 | Small Hotel | 6B | 4013.58 | 11.9636 | 7.004 | 13.2605 | 20.1206 | 2.9075 | 41.0205 | 29.1711 | 0 | 12.0535 | 0.017994 | 0.017994 | 0 | 0 | 0 | 0 | 0 | 46.6963 | 0 | 37.2776 | 7.004 | 44.2816 | 101.3441 | 82.8714 | 184.2156
2018 | Small Hotel | 7 | 4013.58 | 22.2668 | 13.3457 | 13.091 | 20.1033 | 2.9054 | 41.0205 | 29.1711 | 0 | 13.3775 | 0.017994 | 0.017994 | 0 | 0 | 0 | 0 | 0 | 50.2295 | 0 | 48.7352 | 13.3457 | 62.0809 | 112.7824 | 92.7462 | 205.5286
2018 | Small Hotel | 8 | 4013.58 | 30.8058 | 17.9945 | 9.4914 | 20.2147 | 2.8895 | 41.0205 | 29.1711 | 0 | 14.4689 | 0.017994 | 0.017994 | 0 | 0 | 0 | 0 | 0 | 54.1592 | 0 | 54.7662 | 17.9945 | 72.7606 | 118.9095 | 101.3248 | 220.2342
2006 | Small Office | 0A | 511.16 | 0 | 0 | 60.2171 | 39.3278 | 13.5313 | 28.6929 | 0 | 0 | 13.6672 | 0 | 0 | 0 | 0 | 0 | 0 | 9.8034 | 0 | 0 | 73.8842 | 0 | 73.8842 | 165.2396 | 0 | 165.2396
2006 | Small Office | 0B | 511.16 | 0 | 0 | 57.7173 | 39.3278 | 13.5367 | 28.6929 | 0 | 0 | 16.3843 | 0 | 0 | 0 | 0 | 0 | 0 | 9.8034 | 0 | 0 | 74.1016 | 0 | 74.1016 | 165.457 | 0 | 165.457
2006 | Small Office | 1A | 511.16 | 0 | 0 | 43.2404 | 39.3278 | 13.5367 | 28.6929 | 0 | 0 | 12.7596 | 0 | 0 | 0 | 0 | 0 | 0 | 9.8034 | 0 | 0 | 56.0001 | 0 | 56.0001 | 147.3609 | 0 | 147.3609
2006 | Small Office | 1B | 511.16 | 0.027171 | 0 | 46.0173 | 39.3278 | 13.5204 | 28.6929 | 0 | 0 | 15.2648 | 0 | 0 | 0 | 0 | 0 | 0 | 9.8034 | 0 | 0 | 61.3094 | 0 | 61.3094 | 152.6484 | 0 | 152.6484
2006 | Small Office | 2A | 511.16 | 0.21194 | 0 | 35.9476 | 39.3278 | 13.515 | 28.6929 | 0 | 0 | 13.2868 | 0 | 0 | 0 | 0 | 0 | 0 | 9.8034 | 0 | 0 | 49.4464 | 0 | 49.4464 | 140.7854 | 0 | 140.7854
2006 | Small Office | 2B | 511.16 | 0.24454 | 0.0054343 | 32.3067 | 39.3278 | 13.5259 | 28.6929 | 0 | 0 | 15.9822 | 0 | 0 | 0 | 0 | 0 | 0 | 9.8034 | 0 | 0 | 48.5334 | 0.0054343 | 48.5388 | 139.8725 | 0.0054343 | 139.8779
2006 | Small Office | 3A | 511.16 | 3.4345 | 0.82057 | 20.0633 | 39.3278 | 13.5259 | 28.6929 | 0 | 0 | 12.4282 | 0 | 0 | 0 | 0 | 0 | 0 | 9.8034 | 0 | 0 | 35.9259 | 0.82057 | 36.7465 | 127.265 | 0.82057 | 128.0856
2006 | Small Office | 3B | 511.16 | 1.2499 | 0.070645 | 22.1881 | 39.3278 | 13.5204 | 28.6929 | 0 | 0 | 14.5638 | 0 | 0 | 0 | 0 | 0 | 0 | 9.8034 | 0 | 0 | 38.0018 | 0.070645 | 38.0724 | 129.3463 | 0.070645 | 129.417
2006 | Small Office | 3C | 511.16 | 0.12499 | 0 | 15.0692 | 39.3278 | 13.5204 | 28.6929 | 0 | 0 | 11.0098 | 0 | 0 | 0 | 0 | 0 | 0 | 9.8034 | 0 | 0 | 26.204 | 0 | 26.204 | 117.5431 | 0 | 117.5431
2006 | Small Office | 4A | 511.16 | 8.6513 | 3.1953 | 13.8628 | 39.3278 | 13.5041 | 28.6929 | 0 | 0 | 11.6945 | 0 | 0 | 0 | 0 | 0 | 0 | 9.8034 | 0 | 0 | 34.2087 | 3.1953 | 37.404 | 125.526 | 3.1953 | 128.7214
2006 | Small Office | 4B | 511.16 | 3.5649 | 0.57603 | 16.0528 | 39.3278 | 13.515 | 28.6929 | 0 | 0 | 14.5258 | 0 | 0 | 0 | 0 | 0 | 0 | 9.8034 | 0 | 0 | 34.1435 | 0.57603 | 34.7195 | 125.4717 | 0.57603 | 126.0477
2006 | Small Office | 4C | 511.16 | 5.0376 | 0.62494 | 6.5374 | 39.3278 | 13.4878 | 28.6929 | 0 | 0 | 11.8739 | 0 | 0 | 0 | 0 | 0 | 0 | 9.8034 | 0 | 0 | 23.4488 | 0.62494 | 24.0738 | 114.7499 | 0.62494 | 115.3748
2006 | Small Office | 5A | 511.16 | 15.2051 | 12.8846 | 8.1731 | 39.3278 | 13.5096 | 28.6929 | 0 | 0 | 11.8684 | 0 | 0 | 0 | 0 | 0 | 0 | 9.8034 | 0 | 0 | 35.2466 | 12.8846 | 48.1313 | 126.5694 | 12.8846 | 139.4541
2006 | Small Office | 5B | 511.16 | 8.8578 | 6.695 | 11.1185 | 39.3278 | 13.5096 | 28.6929 | 0 | 0 | 14.091 | 0 | 0 | 0 | 0 | 0 | 0 | 9.8034 | 0 | 0 | 34.0674 | 6.695 | 40.7624 | 125.3902 | 6.695 | 132.0852
2006 | Small Office | 5C | 511.16 | 6.1788 | 1.1738 | 4.4724 | 39.3278 | 13.4878 | 28.6929 | 0 | 0 | 11.0153 | 0 | 0 | 0 | 0 | 0 | 0 | 9.8034 | 0 | 0 | 21.6664 | 1.1738 | 22.8402 | 112.9729 | 1.1738 | 114.1467
2006 | Small Office | 6A | 511.16 | 18.0363 | 39.4147 | 8.3688 | 39.3278 | 13.4987 | 28.6929 | 0 | 0 | 13.8954 | 0 | 0 | 0 | 0 | 0 | 0 | 9.8034 | 0 | 0 | 40.3005 | 39.4147 | 79.7152 | 131.6178 | 39.4147 | 171.0326
2006 | Small Office | 6B | 511.16 | 11.7271 | 24.6389 | 6.7222 | 39.3278 | 13.4933 | 28.6929 | 0 | 0 | 14.0095 | 0 | 0 | 0 | 0 | 0 | 0 | 9.8034 | 0 | 0 | 32.4589 | 24.6389 | 57.0978 | 123.7653 | 24.6389 | 148.4043
2006 | Small Office | 7 | 511.16 | 15.504 | 61.2061 | 6.4505 | 39.3278 | 13.4824 | 28.6929 | 0 | 0 | 14.015 | 0 | 0 | 0 | 0 | 0 | 0 | 9.8034 | 0 | 0 | 35.9694 | 61.2061 | 97.1755 | 127.2704 | 61.2061 | 188.4765
2006 | Small Office | 8 | 511.16 | 12.8575 | 93.9856 | 4.4181 | 39.3278 | 13.4063 | 28.6929 | 0 | 0 | 15.042 | 0 | 0 | 0 | 0 | 0 | 0 | 9.8034 | 0 | 0 | 32.3176 | 93.9856 | 126.3031 | 123.548 | 93.9856 | 217.5335
2009 | Small Office | 0A | 511.16 | 0 | 0 | 46.8379 | 39.3278 | 7.7982 | 28.6929 | 0 | 0 | 13.6726 | 0 | 0 | 0 | 0 | 0 | 0 | 9.8034 | 0 | 0 | 60.5105 | 0 | 60.5105 | 146.1273 | 0 | 146.1273
2009 | Small Office | 0B | 511.16 | 0 | 0 | 45.4141 | 39.3278 | 7.7982 | 28.6929 | 0 | 0 | 16.3789 | 0 | 0 | 0 | 0 | 0 | 0 | 9.8034 | 0 | 0 | 61.793 | 0 | 61.793 | 147.4152 | 0 | 147.4152
2009 | Small Office | 1A | 511.16 | 0 | 0 | 34.0674 | 39.3278 | 7.8036 | 28.6929 | 0 | 0 | 12.7596 | 0 | 0 | 0 | 0 | 0 | 0 | 9.8034 | 0 | 0 | 46.827 | 0 | 46.827 | 132.4493 | 0 | 132.4493
2009 | Small Office | 1B | 511.16 | 0.016303 | 0 | 36.3715 | 39.3278 | 7.7927 | 28.6929 | 0 | 0 | 15.2648 | 0 | 0 | 0 | 0 | 0 | 0 | 9.8034 | 0 | 0 | 51.6527 | 0 | 51.6527 | 137.264 | 0 | 137.264
2009 | Small Office | 2A | 511.16 | 0.16303 | 0 | 28.0951 | 39.3278 | 7.7873 | 28.6929 | 0 | 0 | 13.0151 | 0 | 0 | 0 | 0 | 0 | 0 | 9.8034 | 0 | 0 | 41.2732 | 0 | 41.2732 | 126.8792 | 0 | 126.8792
2009 | Small Office | 2B | 511.16 | 0.18476 | 0 | 25.6117 | 39.3278 | 7.7927 | 28.6929 | 0 | 0 | 15.6181 | 0 | 0 | 0 | 0 | 0 | 0 | 9.8034 | 0 | 0 | 41.4145 | 0 | 41.4145 | 127.0259 | 0 | 127.0259
2009 | Small Office | 3A | 511.16 | 2.7117 | 0.71189 | 15.9224 | 39.3278 | 7.7927 | 28.6929 | 0 | 0 | 12.1293 | 0 | 0 | 0 | 0 | 0 | 0 | 9.8034 | 0 | 0 | 30.7634 | 0.71189 | 31.4753 | 116.3747 | 0.71189 | 117.0866
2009 | Small Office | 3B | 511.16 | 0.97817 | 0.054343 | 17.7918 | 39.3278 | 7.7927 | 28.6929 | 0 | 0 | 14.2215 | 0 | 0 | 0 | 0 | 0 | 0 | 9.8034 | 0 | 0 | 32.9914 | 0.054343 | 33.0458 | 118.6028 | 0.054343 | 118.6571
2009 | Small Office | 3C | 511.16 | 0.081514 | 0 | 12.4553 | 39.3278 | 7.7927 | 28.6929 | 0 | 0 | 10.787 | 0 | 0 | 0 | 0 | 0 | 0 | 9.8034 | 0 | 0 | 23.3239 | 0 | 23.3239 | 108.9352 | 0 | 108.9352
2009 | Small Office | 4A | 511.16 | 6.8417 | 2.7715 | 11.0696 | 39.3278 | 7.7819 | 28.6929 | 0 | 0 | 11.4228 | 0 | 0 | 0 | 0 | 0 | 0 | 9.8034 | 0 | 0 | 29.3342 | 2.7715 | 32.1056 | 114.9292 | 2.7715 | 117.7007
2009 | Small Office | 4B | 511.16 | 2.8367 | 0.41844 | 13.064 | 39.3278 | 7.7873 | 28.6929 | 0 | 0 | 14.1997 | 0 | 0 | 0 | 0 | 0 | 0 | 9.8034 | 0 | 0 | 30.1004 | 0.41844 | 30.5188 | 115.7009 | 0.41844 | 116.1193
2009 | Small Office | 4C | 511.16 | 3.3529 | 0.40214 | 5.7712 | 39.3278 | 7.771 | 28.6929 | 0 | 0 | 11.4065 | 0 | 0 | 0 | 0 | 0 | 0 | 9.8034 | 0 | 0 | 20.5306 | 0.40214 | 20.9328 | 106.1203 | 0.40214 | 106.5224
2009 | Small Office | 5A | 511.16 | 11.4283 | 10.2164 | 6.7276 | 39.3278 | 7.7819 | 28.6929 | 0 | 0 | 11.1674 | 0 | 0 | 0 | 0 | 0 | 0 | 9.8034 | 0 | 0 | 29.3233 | 10.2164 | 39.5397 | 114.9292 | 10.2164 | 125.1456
2009 | Small Office | 5B | 511.16 | 6.3744 | 4.8148 | 9.1024 | 39.3278 | 7.7819 | 28.6929 | 0 | 0 | 13.265 | 0 | 0 | 0 | 0 | 0 | 0 | 9.8034 | 0 | 0 | 28.7418 | 4.8148 | 33.5566 | 114.3423 | 4.8148 | 119.1571
2009 | Small Office | 5C | 511.16 | 4.1844 | 0.72819 | 4.1246 | 39.3278 | 7.771 | 28.6929 | 0 | 0 | 10.6349 | 0 | 0 | 0 | 0 | 0 | 0 | 9.8034 | 0 | 0 | 18.9438 | 0.72819 | 19.672 | 104.5335 | 0.72819 | 105.2617
2009 | Small Office | 6A | 511.16 | 12.4119 | 30.6329 | 7.4721 | 39.3278 | 7.7819 | 28.6929 | 0 | 0 | 12.6564 | 0 | 0 | 0 | 0 | 0 | 0 | 9.8034 | 0 | 0 | 32.5404 | 30.6329 | 63.1733 | 118.1354 | 30.6329 | 148.7684
2009 | Small Office | 6B | 511.16 | 7.7112 | 17.2049 | 6.3092 | 39.3278 | 7.7764 | 28.6929 | 0 | 0 | 13.3248 | 0 | 0 | 0 | 0 | 0 | 0 | 9.8034 | 0 | 0 | 27.3452 | 17.2049 | 44.5501 | 112.9403 | 17.2049 | 130.1452
2009 | Small Office | 7 | 511.16 | 10.7001 | 45.2076 | 6.2929 | 39.3278 | 7.771 | 28.6929 | 0 | 0 | 13.0585 | 0 | 0 | 0 | 0 | 0 | 0 | 9.8034 | 0 | 0 | 30.0515 | 45.2076 | 75.2591 | 115.6357 | 45.2076 | 160.8433
2009 | Small Office | 8 | 511.16 | 10.2979 | 78.0578 | 3.9833 | 39.3278 | 7.7275 | 28.6929 | 0 | 0 | 14.2215 | 0 | 0 | 0 | 0 | 0 | 0 | 9.8034 | 0 | 0 | 28.5027 | 78.0578 | 106.5605 | 114.0489 | 78.0578 | 192.1066
2012 | Small Office | 0A | 511.16 | 0 | 0 | 38.3822 | 22.4924 | 7.7982 | 28.6929 | 0 | 0 | 10.2001 | 0 | 0 | 0 | 0 | 0 | 0 | 9.8034 | 0 | 0 | 48.5823 | 0 | 48.5823 | 117.3692 | 0 | 117.3692
2012 | Small Office | 0B | 511.16 | 0 | 0 | 36.8823 | 22.688 | 7.7982 | 28.6929 | 0 | 0 | 11.9391 | 0 | 0 | 0 | 0 | 0 | 0 | 9.8034 | 0 | 0 | 48.8214 | 0 | 48.8214 | 117.8039 | 0 | 117.8039
2012 | Small Office | 1A | 511.16 | 0 | 0 | 28.0517 | 23.6771 | 7.8036 | 28.6929 | 0 | 0 | 9.8904 | 0 | 0 | 0 | 0 | 0 | 0 | 9.8034 | 0 | 0 | 37.942 | 0 | 37.942 | 107.919 | 0 | 107.919
2012 | Small Office | 1B | 511.16 | 0 | 0 | 29.3722 | 23.3456 | 7.7927 | 28.6929 | 0 | 0 | 11.0913 | 0 | 0 | 0 | 0 | 0 | 0 | 9.8034 | 0 | 0 | 40.4635 | 0 | 40.4635 | 110.0927 | 0 | 110.0927
2012 | Small Office | 2A | 511.16 | 0.070645 | 0 | 23.3347 | 23.6499 | 7.7873 | 28.6929 | 0 | 0 | 10.0262 | 0 | 0 | 0 | 0 | 0 | 0 | 9.8034 | 0 | 0 | 33.4316 | 0 | 33.4316 | 103.3651 | 0 | 103.3651
2012 | Small Office | 2B | 511.16 | 0.081514 | 0 | 20.7317 | 24.139 | 7.7927 | 28.6929 | 0 | 0 | 11.7163 | 0 | 0 | 0 | 0 | 0 | 0 | 9.8034 | 0 | 0 | 32.5295 | 0 | 32.5295 | 102.9521 | 0 | 102.9521
2012 | Small Office | 3A | 511.16 | 2.3422 | 0.50539 | 12.7814 | 23.9923 | 7.7927 | 28.6929 | 0 | 0 | 9.5426 | 0 | 0 | 0 | 0 | 0 | 0 | 9.8034 | 0 | 0 | 24.6661 | 0.50539 | 25.1715 | 94.942 | 0.50539 | 95.4474
2012 | Small Office | 3B | 511.16 | 0.59233 | 0.054343 | 14.1889 | 23.9705 | 7.7927 | 28.6929 | 0 | 0 | 11.1565 | 0 | 0 | 0 | 0 | 0 | 0 | 9.8034 | 0 | 0 | 25.9377 | 0.054343 | 25.9921 | 96.1973 | 0.054343 | 96.2517
2012 | Small Office | 3C | 511.16 | 0.027171 | 0 | 9.8686 | 23.8564 | 7.7927 | 28.6929 | 0 | 0 | 8.8578 | 0 | 0 | 0 | 0 | 0 | 0 | 9.8034 | 0 | 0 | 18.7536 | 0 | 18.7536 | 88.8991 | 0 | 88.8991
2012 | Small Office | 4A | 511.16 | 5.2821 | 1.8585 | 9.4067 | 22.1718 | 7.7819 | 28.6929 | 0 | 0 | 9.0426 | 0 | 0 | 0 | 0 | 0 | 0 | 9.8034 | 0 | 0 | 23.7314 | 1.8585 | 25.5899 | 92.176 | 1.8585 | 94.0345
2012 | Small Office | 4B | 511.16 | 1.8585 | 0.1902 | 11.1565 | 21.9436 | 7.7873 | 28.6929 | 0 | 0 | 11.4989 | 0 | 0 | 0 | 0 | 0 | 0 | 9.8034 | 0 | 0 | 24.514 | 0.1902 | 24.7042 | 92.7411 | 0.1902 | 92.9313
2012 | Small Office | 4C | 511.16 | 2.7497 | 0.26628 | 4.8148 | 23.1608 | 7.771 | 28.6929 | 0 | 0 | 9.6404 | 0 | 0 | 0 | 0 | 0 | 0 | 9.8034 | 0 | 0 | 17.2049 | 0.26628 | 17.4712 | 86.633 | 0.26628 | 86.8993
2012 | Small Office | 5A | 511.16 | 9.8251 | 8.6785 | 5.6951 | 22.4761 | 7.7819 | 28.6929 | 0 | 0 | 9.1622 | 0 | 0 | 0 | 0 | 0 | 0 | 9.8034 | 0 | 0 | 24.6824 | 8.6785 | 33.3609 | 93.4367 | 8.6785 | 102.1152
2012 | Small Office | 5B | 511.16 | 5.2821 | 3.717 | 7.684 | 22.0468 | 7.7819 | 28.6929 | 0 | 0 | 11.0696 | 0 | 0 | 0 | 0 | 0 | 0 | 9.8034 | 0 | 0 | 24.0357 | 3.717 | 27.7528 | 92.3553 | 3.717 | 96.0723
2012 | Small Office | 5C | 511.16 | 3.8746 | 0.5706 | 3.2986 | 22.8402 | 7.771 | 28.6929 | 0 | 0 | 9.048 | 0 | 0 | 0 | 0 | 0 | 0 | 9.8034 | 0 | 0 | 16.2213 | 0.5706 | 16.7919 | 85.3234 | 0.5706 | 85.894
2012 | Small Office | 6A | 511.16 | 10.5099 | 24.7096 | 5.8527 | 22.4544 | 7.7819 | 28.6929 | 0 | 0 | 9.6241 | 0 | 0 | 0 | 0 | 0 | 0 | 9.8034 | 0 | 0 | 25.9866 | 24.7096 | 50.6962 | 94.7192 | 24.7096 | 119.4288
2012 | Small Office | 6B | 511.16 | 6.5537 | 14.0584 | 4.9017 | 22.4761 | 7.7764 | 28.6929 | 0 | 0 | 10.3197 | 0 | 0 | 0 | 0 | 0 | 0 | 9.8034 | 0 | 0 | 21.7751 | 14.0584 | 35.8335 | 90.5185 | 14.0584 | 104.577
2012 | Small Office | 7 | 511.16 | 8.7003 | 35.1271 | 5.2984 | 22.0794 | 7.771 | 28.6929 | 0 | 0 | 9.9719 | 0 | 0 | 0 | 0 | 0 | 0 | 9.8034 | 0 | 0 | 23.9705 | 35.1271 | 59.0976 | 92.3064 | 35.1271 | 127.4335
2012 | Small Office | 8 | 511.16 | 8.434 | 63.1353 | 3.4399 | 23.6716 | 7.7275 | 28.6929 | 0 | 0 | 10.9935 | 0 | 0 | 0 | 0 | 0 | 0 | 9.8034 | 0 | 0 | 22.8674 | 63.1353 | 86.0026 | 92.7629 | 63.1353 | 155.8981
2015 | Small Office | 0A | 511.16 | 0 | 0 | 36.2846 | 22.7533 | 6.4233 | 28.6929 | 0 | 0 | 10.2979 | 0 | 0 | 0 | 0 | 0 | 0 | 9.8034 | 0 | 0 | 46.5825 | 0 | 46.5825 | 114.2554 | 0 | 114.2554
2015 | Small Office | 0B | 511.16 | 0 | 0 | 34.763 | 22.813 | 6.4233 | 28.6929 | 0 | 0 | 12.0749 | 0 | 0 | 0 | 0 | 0 | 0 | 9.8034 | 0 | 0 | 46.8379 | 0 | 46.8379 | 114.5706 | 0 | 114.5706
2015 | Small Office | 1A | 511.16 | 0 | 0 | 26.4649 | 22.9543 | 6.4233 | 28.6929 | 0 | 0 | 9.8143 | 0 | 0 | 0 | 0 | 0 | 0 | 9.8034 | 0 | 0 | 36.2791 | 0 | 36.2791 | 104.1476 | 0 | 104.1476
2015 | Small Office | 1B | 511.16 | 0 | 0 | 27.8452 | 22.9326 | 6.4124 | 28.6929 | 0 | 0 | 11.2326 | 0 | 0 | 0 | 0 | 0 | 0 | 9.8034 | 0 | 0 | 39.0778 | 0 | 39.0778 | 106.9137 | 0 | 106.9137
2015 | Small Office | 2A | 511.16 | 0.065211 | 0 | 22.1609 | 22.9543 | 6.4124 | 28.6929 | 0 | 0 | 10.1132 | 0 | 0 | 0 | 0 | 0 | 0 | 9.8034 | 0 | 0 | 32.3393 | 0 | 32.3393 | 100.2024 | 0 | 100.2024
2015 | Small Office | 2B | 511.16 | 0.081514 | 0 | 19.5905 | 23.0684 | 6.4179 | 28.6929 | 0 | 0 | 11.9391 | 0 | 0 | 0 | 0 | 0 | 0 | 9.8034 | 0 | 0 | 31.6111 | 0 | 31.6111 | 99.5883 | 0 | 99.5883
2015 | Small Office | 3A | 511.16 | 2.0378 | 0.3967 | 12.2543 | 23.0141 | 6.4124 | 28.6929 | 0 | 0 | 9.7056 | 0 | 0 | 0 | 0 | 0 | 0 | 9.8034 | 0 | 0 | 23.9977 | 0.3967 | 24.3944 | 91.9151 | 0.3967 | 92.3118
2015 | Small Office | 3B | 511.16 | 0.54343 | 0.032606 | 13.6074 | 23.0304 | 6.4124 | 28.6929 | 0 | 0 | 11.3956 | 0 | 0 | 0 | 0 | 0 | 0 | 9.8034 | 0 | 0 | 25.5465 | 0.032606 | 25.5791 | 93.4856 | 0.032606 | 93.5182
2015 | Small Office | 3C | 511.16 | 0.021737 | 0 | 9.4937 | 23.0087 | 6.4233 | 28.6929 | 0 | 0 | 8.8905 | 0 | 0 | 0 | 0 | 0 | 0 | 9.8034 | 0 | 0 | 18.4058 | 0 | 18.4058 | 86.3341 | 0 | 86.3341
2015 | Small Office | 4A | 511.16 | 5.3147 | 1.6901 | 9.2274 | 22.8239 | 6.4287 | 28.6929 | 0 | 0 | 9.6241 | 0 | 0 | 0 | 0 | 0 | 0 | 9.8034 | 0 | 0 | 24.1662 | 1.6901 | 25.8562 | 91.9097 | 1.6901 | 93.5997
2015 | Small Office | 4B | 511.16 | 1.8585 | 0.15759 | 10.8957 | 22.8076 | 6.4124 | 28.6929 | 0 | 0 | 12.0532 | 0 | 0 | 0 | 0 | 0 | 0 | 9.8034 | 0 | 0 | 24.8074 | 0.15759 | 24.965 | 92.5183 | 0.15759 | 92.6759
2015 | Small Office | 4C | 511.16 | 2.853 | 0.25541 | 4.7224 | 22.938 | 6.4233 | 28.6929 | 0 | 0 | 10.0208 | 0 | 0 | 0 | 0 | 0 | 0 | 9.8034 | 0 | 0 | 17.5961 | 0.25541 | 17.8516 | 85.4592 | 0.25541 | 85.7146
2015 | Small Office | 5A | 511.16 | 9.9719 | 8.2166 | 5.5864 | 22.8348 | 6.4179 | 28.6929 | 0 | 0 | 9.6458 | 0 | 0 | 0 | 0 | 0 | 0 | 9.8034 | 0 | 0 | 25.2041 | 8.2166 | 33.4207 | 92.9476 | 8.2166 | 101.1642
2015 | Small Office | 5B | 511.16 | 5.3038 | 3.6301 | 7.5754 | 22.8293 | 6.4233 | 28.6929 | 0 | 0 | 11.613 | 0 | 0 | 0 | 0 | 0 | 0 | 9.8034 | 0 | 0 | 24.4922 | 3.6301 | 28.1223 | 92.2357 | 3.6301 | 95.8658
2015 | Small Office | 5C | 511.16 | 3.9833 | 0.55429 | 3.3203 | 22.9054 | 6.4233 | 28.6929 | 0 | 0 | 9.4176 | 0 | 0 | 0 | 0 | 0 | 0 | 9.8034 | 0 | 0 | 16.7212 | 0.55429 | 17.2755 | 84.5463 | 0.55429 | 85.1006
2015 | Small Office | 6A | 511.16 | 10.5859 | 24.4107 | 5.7603 | 22.8456 | 6.4179 | 28.6929 | 0 | 0 | 10.124 | 0 | 0 | 0 | 0 | 0 | 0 | 9.8034 | 0 | 0 | 26.4703 | 24.4107 | 50.881 | 94.2301 | 24.4107 | 118.6408
2015 | Small Office | 6B | 511.16 | 6.5755 | 13.9334 | 4.8365 | 22.8619 | 6.4124 | 28.6929 | 0 | 0 | 10.8957 | 0 | 0 | 0 | 0 | 0 | 0 | 9.8034 | 0 | 0 | 22.3076 | 13.9334 | 36.2411 | 90.0729 | 13.9334 | 104.0064
2015 | Small Office | 7 | 511.16 | 8.7655 | 34.9423 | 5.2875 | 22.813 | 6.4233 | 28.6929 | 0 | 0 | 10.5805 | 0 | 0 | 0 | 0 | 0 | 0 | 9.8034 | 0 | 0 | 24.6335 | 34.9423 | 59.5758 | 92.3662 | 34.9423 | 127.3085
2015 | Small Office | 8 | 511.16 | 8.5861 | 64.4232 | 3.5051 | 23.1065 | 6.4613 | 28.6929 | 0 | 0 | 11.7054 | 0 | 0 | 0 | 0 | 0 | 0 | 9.8034 | 0 | 0 | 23.7966 | 64.4232 | 88.2198 | 91.8608 | 64.4232 | 156.284
2018 | Small Office | 0A | 511.16 | 0 | 0 | 36.0129 | 21.6881 | 4.2387 | 28.6929 | 0 | 0 | 10.2001 | 0 | 0 | 0 | 0 | 0 | 0 | 9.8034 | 0 | 0 | 46.213 | 0 | 46.213 | 110.6362 | 0 | 110.6362
2018 | Small Office | 0B | 511.16 | 0 | 0 | 34.4913 | 21.7425 | 4.2387 | 28.6929 | 0 | 0 | 11.9771 | 0 | 0 | 0 | 0 | 0 | 0 | 9.8034 | 0 | 0 | 46.4684 | 0 | 46.4684 | 110.9459 | 0 | 110.9459
2018 | Small Office | 1A | 511.16 | 0 | 0 | 26.2203 | 21.8783 | 4.2387 | 28.6929 | 0 | 0 | 9.711 | 0 | 0 | 0 | 0 | 0 | 0 | 9.8034 | 0 | 0 | 35.9313 | 0 | 35.9313 | 100.5447 | 0 | 100.5447
2018 | Small Office | 1B | 511.16 | 0 | 0 | 27.5843 | 21.8566 | 4.2333 | 28.6929 | 0 | 0 | 11.1294 | 0 | 0 | 0 | 0 | 0 | 0 | 9.8034 | 0 | 0 | 38.7137 | 0 | 38.7137 | 103.2999 | 0 | 103.2999
2018 | Small Office | 2A | 511.16 | 0.065211 | 0 | 21.9327 | 21.8783 | 4.2333 | 28.6929 | 0 | 0 | 10.0153 | 0 | 0 | 0 | 0 | 0 | 0 | 9.8034 | 0 | 0 | 32.0132 | 0 | 32.0132 | 96.6212 | 0 | 96.6212
2018 | Small Office | 2B | 511.16 | 0.081514 | 0 | 19.3568 | 21.987 | 4.2333 | 28.6929 | 0 | 0 | 11.8304 | 0 | 0 | 0 | 0 | 0 | 0 | 9.8034 | 0 | 0 | 31.2687 | 0 | 31.2687 | 95.9854 | 0 | 95.9854
2018 | Small Office | 3A | 511.16 | 2.0868 | 0.413 | 12.0804 | 21.9327 | 4.2333 | 28.6929 | 0 | 0 | 9.6078 | 0 | 0 | 0 | 0 | 0 | 0 | 9.8034 | 0 | 0 | 23.7749 | 0.413 | 24.1879 | 88.4318 | 0.413 | 88.8448
2018 | Small Office | 3B | 511.16 | 0.55973 | 0.03804 | 13.4063 | 21.9544 | 4.2333 | 28.6929 | 0 | 0 | 11.287 | 0 | 0 | 0 | 0 | 0 | 0 | 9.8034 | 0 | 0 | 25.253 | 0.03804 | 25.2911 | 89.9316 | 0.03804 | 89.9697
2018 | Small Office | 3C | 511.16 | 0.021737 | 0 | 9.2872 | 21.9327 | 4.2442 | 28.6929 | 0 | 0 | 8.7926 | 0 | 0 | 0 | 0 | 0 | 0 | 9.8034 | 0 | 0 | 18.1015 | 0 | 18.1015 | 82.7638 | 0 | 82.7638
2018 | Small Office | 4A | 511.16 | 5.6516 | 1.8803 | 8.76 | 21.8131 | 4.2442 | 28.6929 | 0 | 0 | 9.2763 | 0 | 0 | 0 | 0 | 0 | 0 | 9.8034 | 0 | 0 | 23.688 | 1.8803 | 25.5682 | 88.2416 | 1.8803 | 90.1218
2018 | Small Office | 4B | 511.16 | 2.0596 | 0.21737 | 10.1729 | 21.7968 | 4.2333 | 28.6929 | 0 | 0 | 11.6076 | 0 | 0 | 0 | 0 | 0 | 0 | 9.8034 | 0 | 0 | 23.8401 | 0.21737 | 24.0575 | 88.372 | 0.21737 | 88.5894
2018 | Small Office | 4C | 511.16 | 3.1084 | 0.32062 | 4.2713 | 21.9273 | 4.2442 | 28.6929 | 0 | 0 | 9.5371 | 0 | 0 | 0 | 0 | 0 | 0 | 9.8034 | 0 | 0 | 16.9169 | 0.32062 | 17.2375 | 81.5792 | 0.32062 | 81.8998
2018 | Small Office | 5A | 511.16 | 10.1729 | 8.6405 | 5.3473 | 21.7968 | 4.2387 | 28.6929 | 0 | 0 | 9.4176 | 0 | 0 | 0 | 0 | 0 | 0 | 9.8034 | 0 | 0 | 24.9378 | 8.6405 | 33.5783 | 89.4643 | 8.6405 | 98.1047
2018 | Small Office | 5B | 511.16 | 5.581 | 3.8692 | 7.2276 | 21.786 | 4.2387 | 28.6929 | 0 | 0 | 11.3359 | 0 | 0 | 0 | 0 | 0 | 0 | 9.8034 | 0 | 0 | 24.1444 | 3.8692 | 28.0136 | 88.6654 | 3.8692 | 92.5346
2018 | Small Office | 5C | 511.16 | 4.1898 | 0.62494 | 3.0595 | 21.862 | 4.2387 | 28.6929 | 0 | 0 | 9.1241 | 0 | 0 | 0 | 0 | 0 | 0 | 9.8034 | 0 | 0 | 16.3734 | 0.62494 | 16.9984 | 80.9705 | 0.62494 | 81.5955
2018 | Small Office | 6A | 511.16 | 10.7109 | 24.7422 | 5.6516 | 21.7751 | 4.2387 | 28.6929 | 0 | 0 | 10.0262 | 0 | 0 | 0 | 0 | 0 | 0 | 9.8034 | 0 | 0 | 26.3888 | 24.7422 | 51.131 | 90.9043 | 24.7422 | 115.6465
2018 | Small Office | 6B | 511.16 | 6.6896 | 14.178 | 4.7224 | 21.7914 | 4.2333 | 28.6929 | 0 | 0 | 10.787 | 0 | 0 | 0 | 0 | 0 | 0 | 9.8034 | 0 | 0 | 22.199 | 14.178 | 36.377 | 86.72 | 14.178 | 100.898
2018 | Small Office | 7 | 511.16 | 8.8687 | 35.3716 | 5.1843 | 21.7479 | 4.2387 | 28.6929 | 0 | 0 | 10.4881 | 0 | 0 | 0 | 0 | 0 | 0 | 9.8034 | 0 | 0 | 24.5411 | 35.3716 | 59.9127 | 89.0241 | 35.3716 | 124.3957
2018 | Small Office | 8 | 511.16 | 8.6676 | 65.097 | 3.4182 | 22.0251 | 4.2713 | 28.6929 | 0 | 0 | 11.6239 | 0 | 0 | 0 | 0 | 0 | 0 | 9.8034 | 0 | 0 | 23.7097 | 65.097 | 88.8067 | 88.497 | 65.097 | 153.594
2006 | Stand-Alone Retail | 0A | 2293.99 | 0 | 0 | 153.7048 | 57.5453 | 13.9519 | 23.6318 | 0 | 0 | 53.2854 | 0 | 0 | 0 | 0 | 0 | 0 | 0 | 10.0976 | 0 | 206.9901 | 0 | 206.9901 | 302.1204 | 10.0976 | 312.218
2006 | Stand-Alone Retail | 0B | 2293.99 | 0 | 0.029061 | 142.7595 | 57.5453 | 13.9555 | 23.6318 | 0 | 0 | 57.291 | 0 | 0 | 0 | 0 | 0 | 0 | 0 | 10.088 | 0 | 200.0505 | 0.029061 | 200.0796 | 295.182 | 10.117 | 305.299
2006 | Stand-Alone Retail | 1A | 2293.99 | 0 | 0.0012109 | 104.4686 | 57.5453 | 13.9568 | 23.6318 | 0 | 0 | 50.2545 | 0 | 0 | 0 | 0 | 0 | 0 | 0 | 10.3313 | 0 | 154.7231 | 0.0012109 | 154.7243 | 249.857 | 10.3326 | 260.1895
2006 | Stand-Alone Retail | 1B | 2293.99 | 0 | 1.872 | 115.0107 | 57.5453 | 13.9398 | 23.6318 | 0 | 0 | 56.4071 | 0 | 0 | 0 | 0 | 0 | 0 | 0 | 10.341 | 0 | 171.4177 | 1.872 | 173.2898 | 266.5334 | 12.2131 | 278.7465
2006 | Stand-Alone Retail | 2A | 2293.99 | 0 | 6.3439 | 89.3337 | 57.5453 | 13.935 | 23.6318 | 0 | 0 | 52.7126 | 0 | 0 | 0 | 0 | 0 | 0 | 0 | 10.6026 | 0 | 142.0463 | 6.3439 | 148.3902 | 237.1571 | 16.9452 | 254.1024
2006 | Stand-Alone Retail | 2B | 2293.99 | 0 | 3.4329 | 67.5352 | 57.5453 | 13.9447 | 23.6318 | 0 | 0 | 58.7865 | 0 | 0 | 0 | 0 | 0 | 0 | 0 | 10.6207 | 0 | 126.3216 | 3.4329 | 129.7545 | 221.4434 | 14.0536 | 235.497
2006 | Stand-Alone Retail | 3A | 2293.99 | 0 | 30.7216 | 48.3195 | 57.5453 | 13.9422 | 23.6318 | 0 | 0 | 50.8321 | 0 | 0 | 0 | 0 | 0 | 0 | 0 | 11.0591 | 0 | 99.1516 | 30.7216 | 129.8732 | 194.2709 | 41.7819 | 236.0528
2006 | Stand-Alone Retail | 3B | 2293.99 | 0 | 16.9331 | 48.4333 | 57.5453 | 13.941 | 23.6318 | 0 | 0 | 59.6983 | 0 | 0 | 0 | 0 | 0 | 0 | 0 | 10.9477 | 0 | 108.1316 | 16.9331 | 125.0647 | 203.2497 | 27.8796 | 231.1293
2006 | Stand-Alone Retail | 3C | 2293.99 | 0 | 3.8712 | 20.2558 | 57.5453 | 13.9398 | 23.6318 | 0 | 0 | 47.289 | 0 | 0 | 0 | 0 | 0 | 0 | 0 | 11.1027 | 0 | 67.5449 | 3.8712 | 71.4161 | 162.6618 | 14.9739 | 177.6357
2006 | Stand-Alone Retail | 4A | 2293.99 | 0 | 79.5932 | 31.1648 | 57.5453 | 13.9204 | 23.6318 | 0 | 0 | 51.3092 | 0 | 0 | 0 | 0 | 0 | 0 | 0 | 11.4236 | 0 | 82.474 | 79.5932 | 162.0672 | 177.5727 | 91.0168 | 268.5895
2006 | Stand-Alone Retail | 4B | 2293.99 | 0 | 26.7886 | 27.7961 | 57.5453 | 13.9313 | 23.6318 | 0 | 0 | 55.5788 | 0 | 0 | 0 | 0 | 0 | 0 | 0 | 11.3182 | 0 | 83.3749 | 26.7886 | 110.1635 | 178.4833 | 38.1068 | 216.5901
2006 | Stand-Alone Retail | 4C | 2293.99 | 0 | 43.7714 | 7.6214 | 57.5453 | 13.9047 | 23.6318 | 0 | 0 | 48.5096 | 0 | 0 | 0 | 0 | 0 | 0 | 0 | 11.5301 | 0 | 56.131 | 43.7714 | 99.9024 | 151.2128 | 55.3015 | 206.5143
2006 | Stand-Alone Retail | 5A | 2293.99 | 0 | 101.1992 | 16.2453 | 57.5453 | 13.9253 | 23.6318 | 0 | 0 | 54.7905 | 0 | 0 | 0 | 0 | 0 | 0 | 0 | 11.7239 | 0 | 71.0359 | 101.1992 | 172.2351 | 166.1382 | 112.9231 | 279.0613
2006 | Stand-Alone Retail | 5B | 2293.99 | 0 | 52.9754 | 18.833 | 57.5453 | 13.9253 | 23.6318 | 0 | 0 | 58.0551 | 0 | 0 | 0 | 0 | 0 | 0 | 0 | 11.6355 | 0 | 76.8881 | 52.9754 | 129.8635 | 171.9917 | 64.6121 | 236.6038
2006 | Stand-Alone Retail | 5C | 2293.99 | 0 | 54.4091 | 3.0381 | 57.5453 | 13.9035 | 23.6318 | 0 | 0 | 47.3689 | 0 | 0 | 0 | 0 | 0 | 0 | 0 | 11.7021 | 0 | 50.4071 | 54.4091 | 104.8162 | 145.4877 | 66.1124 | 211.6
2006 | Stand-Alone Retail | 6A | 2293.99 | 0 | 140.8378 | 17.8679 | 57.5453 | 13.918 | 23.6318 | 0 | 0 | 59.117 | 0 | 0 | 0 | 0 | 0 | 0 | 0 | 11.943 | 0 | 76.985 | 140.8378 | 217.8228 | 172.0801 | 152.7821 | 324.8622
2006 | Stand-Alone Retail | 6B | 2293.99 | 0 | 90.3678 | 11.6851 | 57.5453 | 13.9083 | 23.6318 | 0 | 0 | 62.0123 | 0 | 0 | 0 | 0 | 0 | 0 | 0 | 11.8873 | 0 | 73.6974 | 90.3678 | 164.0652 | 168.7828 | 102.2551 | 271.0379
2006 | Stand-Alone Retail | 7 | 2293.99 | 0 | 176.6137 | 14.7099 | 57.5453 | 13.8998 | 23.6318 | 0 | 0 | 61.0109 | 0 | 0 | 0 | 0 | 0 | 0 | 0 | 12.2034 | 0 | 75.7208 | 176.6137 | 252.3345 | 170.7978 | 188.8158 | 359.6136
2006 | Stand-Alone Retail | 8 | 2293.99 | 0 | 249.8098 | 7.3804 | 57.5453 | 13.8236 | 23.6318 | 0 | 0 | 68.5705 | 0 | 0 | 0 | 0 | 0 | 0 | 0 | 12.5558 | 0 | 75.9509 | 249.8098 | 325.7606 | 170.9515 | 262.3655 | 433.3171
2009 | Stand-Alone Retail | 0A | 2293.99 | 0 | 0 | 139.9236 | 57.5453 | 8.8504 | 23.6318 | 0 | 0 | 53.2018 | 0 | 0 | 0 | 0 | 0 | 0 | 0 | 10.0976 | 0 | 193.1254 | 0 | 193.1254 | 283.1529 | 10.0976 | 293.2506
2009 | Stand-Alone Retail | 0B | 2293.99 | 0 | 0.029061 | 135.0873 | 57.5453 | 8.8516 | 23.6318 | 0 | 0 | 57.182 | 0 | 0 | 0 | 0 | 0 | 0 | 0 | 10.088 | 0 | 192.2693 | 0.029061 | 192.2984 | 282.298 | 10.1158 | 292.4138
2009 | Stand-Alone Retail | 1A | 2293.99 | 0 | 0.0012109 | 99.0257 | 57.5453 | 8.8528 | 23.6318 | 0 | 0 | 50.2182 | 0 | 0 | 0 | 0 | 0 | 0 | 0 | 10.3313 | 0 | 149.2438 | 0.0012109 | 149.2451 | 239.275 | 10.3326 | 249.6075
2009 | Stand-Alone Retail | 1B | 2293.99 | 0 | 1.2763 | 109.1136 | 57.5453 | 8.8419 | 23.6318 | 0 | 0 | 56.3211 | 0 | 0 | 0 | 0 | 0 | 0 | 0 | 10.341 | 0 | 165.4347 | 1.2763 | 166.711 | 255.4537 | 11.6173 | 267.0711
2009 | Stand-Alone Retail | 2A | 2293.99 | 0 | 2.6095 | 76.4921 | 57.5453 | 8.8383 | 23.6318 | 0 | 0 | 47.3217 | 0 | 0 | 0 | 0 | 0 | 0 | 0 | 10.599 | 0 | 123.8139 | 2.6095 | 126.4233 | 213.8293 | 13.2084 | 227.0377
2009 | Stand-Alone Retail | 2B | 2293.99 | 0 | 1.2061 | 56.7667 | 57.5453 | 8.8456 | 23.6318 | 0 | 0 | 54.1451 | 0 | 0 | 0 | 0 | 0 | 0 | 0 | 10.6159 | 0 | 110.9118 | 1.2061 | 112.1178 | 200.9345 | 11.8232 | 212.7576
2009 | Stand-Alone Retail | 3A | 2293.99 | 0 | 16.8266 | 40.9197 | 57.5453 | 8.8432 | 23.6318 | 0 | 0 | 49.4916 | 0 | 0 | 0 | 0 | 0 | 0 | 0 | 11.0567 | 0 | 90.4114 | 16.8266 | 107.2379 | 180.4316 | 27.882 | 208.3137
2009 | Stand-Alone Retail | 3B | 2293.99 | 0 | 5.1996 | 40.6545 | 57.5453 | 8.8432 | 23.6318 | 0 | 0 | 52.4232 | 0 | 0 | 0 | 0 | 0 | 0 | 0 | 10.9368 | 0 | 93.0778 | 5.1996 | 98.2773 | 183.0992 | 16.1364 | 199.2356
2009 | Stand-Alone Retail | 3C | 2293.99 | 0 | 3.4075 | 19.2411 | 57.5453 | 8.8419 | 23.6318 | 0 | 0 | 46.6703 | 0 | 0 | 0 | 0 | 0 | 0 | 0 | 11.0991 | 0 | 65.9114 | 3.4075 | 69.3188 | 155.9292 | 14.5053 | 170.4345
2009 | Stand-Alone Retail | 4A | 2293.99 | 0 | 45.0985 | 25.2798 | 57.5453 | 8.8298 | 23.6318 | 0 | 0 | 50.1068 | 0 | 0 | 0 | 0 | 0 | 0 | 0 | 11.4187 | 0 | 75.3866 | 45.0985 | 120.4851 | 165.3935 | 56.516 | 221.9096
2009 | Stand-Alone Retail | 4B | 2293.99 | 0 | 14.2377 | 25.5874 | 57.5453 | 8.8371 | 23.6318 | 0 | 0 | 53.6813 | 0 | 0 | 0 | 0 | 0 | 0 | 0 | 11.311 | 0 | 79.2687 | 14.2377 | 93.5064 | 169.2817 | 25.5486 | 194.8304
2009 | Stand-Alone Retail | 4C | 2293.99 | 0 | 28.5819 | 7.562 | 57.5453 | 8.8201 | 23.6318 | 0 | 0 | 48.3389 | 0 | 0 | 0 | 0 | 0 | 0 | 0 | 11.5241 | 0 | 55.9009 | 28.5819 | 84.4828 | 145.8969 | 40.106 | 186.0029
2009 | Stand-Alone Retail | 5A | 2293.99 | 0 | 70.0078 | 14.4617 | 57.5453 | 8.8323 | 23.6318 | 0 | 0 | 54.3413 | 0 | 0 | 0 | 0 | 0 | 0 | 0 | 11.719 | 0 | 68.803 | 70.0078 | 138.8108 | 158.8123 | 81.7268 | 240.5392
2009 | Stand-Alone Retail | 5B | 2293.99 | 0 | 34.4596 | 18.0786 | 57.5453 | 8.8335 | 23.6318 | 0 | 0 | 57.5792 | 0 | 0 | 0 | 0 | 0 | 0 | 0 | 11.6306 | 0 | 75.6578 | 34.4596 | 110.1175 | 165.6672 | 46.0915 | 211.7586
2009 | Stand-Alone Retail | 5C | 2293.99 | 0 | 34.9863 | 3.1374 | 57.5453 | 8.8189 | 23.6318 | 0 | 0 | 47.3132 | 0 | 0 | 0 | 0 | 0 | 0 | 0 | 11.6948 | 0 | 50.4507 | 34.9863 | 85.437 | 140.4455 | 46.6824 | 187.1279
2009 | Stand-Alone Retail | 6A | 2293.99 | 0 | 101.7623 | 16.6377 | 57.5453 | 8.8286 | 23.6318 | 0 | 0 | 59.2284 | 0 | 0 | 0 | 0 | 0 | 0 | 0 | 11.9394 | 0 | 75.8661 | 101.7623 | 177.6284 | 165.8718 | 113.7017 | 279.5735
2009 | Stand-Alone Retail | 6B | 2293.99 | 0 | 63.6688 | 11.5895 | 57.5453 | 8.8226 | 23.6318 | 0 | 0 | 62.223 | 0 | 0 | 0 | 0 | 0 | 0 | 0 | 11.8837 | 0 | 73.8124 | 63.6688 | 137.4812 | 163.8121 | 75.5525 | 239.3646
2009 | Stand-Alone Retail | 7 | 2293.99 | 0 | 129.964 | 16.2805 | 57.5453 | 8.8165 | 23.6318 | 0 | 0 | 61.092 | 0 | 0 | 0 | 0 | 0 | 0 | 0 | 12.1985 | 0 | 77.3725 | 129.964 | 207.3365 | 167.3661 | 142.1638 | 309.5298
2009 | Stand-Alone Retail | 8 | 2293.99 | 0 | 194.7202 | 8.9182 | 57.5453 | 8.7681 | 23.6318 | 0 | 0 | 68.1055 | 0 | 0 | 0 | 0 | 0 | 0 | 0 | 12.5533 | 0 | 77.0237 | 194.7202 | 271.7439 | 166.9689 | 207.2735 | 374.2424
2012 | Stand-Alone Retail | 0A | 2293.99 | 0 | 0 | 106.4194 | 40.6291 | 8.8504 | 23.6318 | 0 | 0 | 43.8295 | 0 | 0 | 0 | 0 | 0 | 0 | 0 | 10.1013 | 0 | 150.2489 | 0 | 150.2489 | 223.3602 | 10.1013 | 233.4615
2012 | Stand-Alone Retail | 0B | 2293.99 | 0 | 0.027851 | 96.2878 | 41.019 | 8.8516 | 23.6318 | 0 | 0 | 47.2902 | 0 | 0 | 0 | 0 | 0 | 0 | 0 | 10.0892 | 0 | 143.5781 | 0.027851 | 143.6059 | 217.0805 | 10.1182 | 227.1988
2012 | Stand-Alone Retail | 1A | 2293.99 | 0 | 0.0012109 | 75.7862 | 43.356 | 8.8528 | 23.6318 | 0 | 0 | 42.684 | 0 | 0 | 0 | 0 | 0 | 0 | 0 | 10.3326 | 0 | 118.4702 | 0.0012109 | 118.4714 | 194.3109 | 10.3338 | 204.6446
2012 | Stand-Alone Retail | 1B | 2293.99 | 0 | 0.59213 | 80.304 | 42.816 | 8.8419 | 23.6318 | 0 | 0 | 47.1631 | 0 | 0 | 0 | 0 | 0 | 0 | 0 | 10.3386 | 0 | 127.4671 | 0.59213 | 128.0593 | 202.7557 | 10.9307 | 213.6864
2012 | Stand-Alone Retail | 2A | 2293.99 | 0 | 2.2123 | 61.069 | 43.4323 | 8.8383 | 23.6318 | 0 | 0 | 43.8961 | 0 | 0 | 0 | 0 | 0 | 0 | 0 | 10.5965 | 0 | 104.9651 | 2.2123 | 107.1774 | 180.8663 | 12.8088 | 193.6752
2012 | Stand-Alone Retail | 2B | 2293.99 | 0 | 1.1649 | 48.931 | 45.4812 | 8.8456 | 23.6318 | 0 | 0 | 49.8513 | 0 | 0 | 0 | 0 | 0 | 0 | 0 | 10.6147 | 0 | 98.7823 | 1.1649 | 99.9472 | 176.7396 | 11.7796 | 188.5192
2012 | Stand-Alone Retail | 3A | 2293.99 | 0 | 15.2609 | 34.6485 | 43.9349 | 8.8432 | 23.6318 | 0 | 0 | 44.9229 | 0 | 0 | 0 | 0 | 0 | 0 | 0 | 11.0555 | 0 | 79.5715 | 15.2609 | 94.8323 | 155.98 | 26.3164 | 182.2964
2012 | Stand-Alone Retail | 3B | 2293.99 | 0 | 3.7477 | 34.9633 | 45.1942 | 8.8432 | 23.6318 | 0 | 0 | 49.8258 | 0 | 0 | 0 | 0 | 0 | 0 | 0 | 10.9368 | 0 | 84.7892 | 3.7477 | 88.5369 | 162.4583 | 14.6845 | 177.1428
2012 | Stand-Alone Retail | 3C | 2293.99 | 0 | 2.0791 | 16.2696 | 45.0053 | 8.8419 | 23.6318 | 0 | 0 | 42.6816 | 0 | 0 | 0 | 0 | 0 | 0 | 0 | 11.0978 | 0 | 58.9511 | 2.0791 | 61.0302 | 136.4302 | 13.1757 | 149.6059
2012 | Stand-Alone Retail | 4A | 2293.99 | 0 | 35.2104 | 22.8677 | 45.3092 | 8.8298 | 23.6318 | 0 | 0 | 45.8214 | 0 | 0 | 0 | 0 | 0 | 0 | 0 | 11.4139 | 0 | 68.6891 | 35.2104 | 103.8995 | 146.46 | 46.6242 | 193.0842
2012 | Stand-Alone Retail | 4B | 2293.99 | 0 | 9.0938 | 24.1912 | 45.5696 | 8.8371 | 23.6318 | 0 | 0 | 52.9197 | 0 | 0 | 0 | 0 | 0 | 0 | 0 | 11.3061 | 0 | 77.1109 | 9.0938 | 86.2047 | 155.1482 | 20.3999 | 175.5481
2012 | Stand-Alone Retail | 4C | 2293.99 | 0 | 19.5584 | 7.0317 | 46.3373 | 8.8201 | 23.6318 | 0 | 0 | 44.5476 | 0 | 0 | 0 | 0 | 0 | 0 | 0 | 11.5168 | 0 | 51.5792 | 19.5584 | 71.1376 | 130.3672 | 31.0752 | 161.4424
2012 | Stand-Alone Retail | 5A | 2293.99 | 0 | 57.5126 | 13.3053 | 45.239 | 8.8323 | 23.6318 | 0 | 0 | 46.2041 | 0 | 0 | 0 | 0 | 0 | 0 | 0 | 11.713 | 0 | 59.5094 | 57.5126 | 117.022 | 137.2112 | 69.2268 | 206.438
2012 | Stand-Alone Retail | 5B | 2293.99 | 0 | 25.4433 | 17.1596 | 45.882 | 8.8335 | 23.6318 | 0 | 0 | 53.5324 | 0 | 0 | 0 | 0 | 0 | 0 | 0 | 11.6246 | 0 | 70.692 | 25.4433 | 96.1353 | 149.0368 | 37.0691 | 186.1059
2012 | Stand-Alone Retail | 5C | 2293.99 | 0 | 25.0243 | 2.894 | 45.9219 | 8.8189 | 23.6318 | 0 | 0 | 43.7229 | 0 | 0 | 0 | 0 | 0 | 0 | 0 | 11.6888 | 0 | 46.617 | 25.0243 | 71.6413 | 124.9896 | 36.7143 | 161.7039
2012 | Stand-Alone Retail | 6A | 2293.99 | 0 | 83.9391 | 14.7923 | 45.7028 | 8.8286 | 23.6318 | 0 | 0 | 48.5108 | 0 | 0 | 0 | 0 | 0 | 0 | 0 | 11.9346 | 0 | 63.3031 | 83.9391 | 147.2422 | 141.4663 | 95.8737 | 237.34
2012 | Stand-Alone Retail | 6B | 2293.99 | 0 | 51.2935 | 10.5009 | 46.215 | 8.8226 | 23.6318 | 0 | 0 | 51.5853 | 0 | 0 | 0 | 0 | 0 | 0 | 0 | 11.8777 | 0 | 62.0861 | 51.2935 | 113.3796 | 140.7555 | 63.1711 | 203.9266
2012 | Stand-Alone Retail | 7 | 2293.99 | 0 | 95.1774 | 10.5215 | 46.4063 | 8.8165 | 23.6318 | 0 | 0 | 52.5237 | 0 | 0 | 0 | 0 | 0 | 0 | 0 | 12.1925 | 0 | 63.0452 | 95.1774 | 158.2226 | 141.8998 | 107.3699 | 249.2697
2012 | Stand-Alone Retail | 8 | 2293.99 | 0 | 150.8991 | 3.7586 | 48.4527 | 8.7681 | 23.6318 | 0 | 0 | 56.1927 | 0 | 0 | 0 | 0 | 0 | 0 | 0 | 12.5473 | 0 | 59.9513 | 150.8991 | 210.8505 | 140.8027 | 163.4464 | 304.2491
2015 | Stand-Alone Retail | 0A | 2293.99 | 0 | 0 | 73.9638 | 37.39 | 7.2375 | 23.6318 | 0 | 0 | 17.1632 | 0 | 0 | 0 | 0 | 0 | 3.2355 | 0 | 10.1013 | 0 | 94.3625 | 0 | 94.3625 | 162.6206 | 10.1013 | 172.7219
2015 | Stand-Alone Retail | 0B | 2293.99 | 0 | 0.029061 | 78.5858 | 37.7532 | 7.2363 | 23.6318 | 0 | 0 | 19.8235 | 0 | 0 | 0 | 0 | 0 | 0 | 0 | 10.0904 | 0 | 98.4093 | 0.029061 | 98.4384 | 167.0295 | 10.1182 | 177.1477
2015 | Stand-Alone Retail | 1A | 2293.99 | 0 | 0.0012109 | 54.6052 | 39.928 | 7.2363 | 23.6318 | 0 | 0 | 17.2056 | 0 | 0 | 0 | 0 | 0 | 3.2355 | 0 | 10.3313 | 0 | 75.0463 | 0.0012109 | 75.0476 | 145.8424 | 10.3326 | 156.175
2015 | Stand-Alone Retail | 1B | 2293.99 | 0 | 0.94934 | 64.3251 | 39.4255 | 7.2254 | 23.6318 | 0 | 0 | 19.3259 | 0 | 0 | 0 | 0 | 0 | 0 | 0 | 10.341 | 0 | 83.651 | 0.94934 | 84.6003 | 153.9324 | 11.2904 | 165.2228
2015 | Stand-Alone Retail | 2A | 2293.99 | 0 | 2.1481 | 44.2521 | 39.9982 | 7.223 | 23.6318 | 0 | 0 | 16.8544 | 0 | 0 | 0 | 0 | 0 | 2.4702 | 0 | 10.5965 | 0 | 63.5768 | 2.1481 | 65.7249 | 134.4286 | 12.7434 | 147.172
2015 | Stand-Alone Retail | 2B | 2293.99 | 0 | 1.5366 | 38.596 | 41.9054 | 7.229 | 23.6318 | 0 | 0 | 19.7533 | 0 | 0 | 0 | 0 | 0 | 0 | 0 | 10.6159 | 0 | 58.3493 | 1.5366 | 59.886 | 131.1156 | 12.1525 | 143.2681
2015 | Stand-Alone Retail | 3A | 2293.99 | 0 | 9.4886 | 26.5428 | 40.4669 | 7.2278 | 23.6318 | 0 | 0 | 17.7384 | 0 | 0 | 0 | 0 | 0 | 2.3249 | 0 | 11.0542 | 0 | 46.6061 | 9.4886 | 56.0946 | 117.9313 | 20.5428 | 138.4742
2015 | Stand-Alone Retail | 3B | 2293.99 | 0 | 6.2434 | 27.503 | 41.639 | 7.2266 | 23.6318 | 0 | 0 | 19.4796 | 0 | 0 | 0 | 0 | 0 | 0 | 0 | 10.938 | 0 | 46.9827 | 6.2434 | 53.226 | 119.4789 | 17.1826 | 136.6615
2015 | Stand-Alone Retail | 3C | 2293.99 | 0 | 2.3516 | 14.0597 | 41.4622 | 7.2399 | 23.6318 | 0 | 0 | 19.2024 | 0 | 0 | 0 | 0 | 0 | 0 | 0 | 11.0991 | 0 | 33.262 | 2.3516 | 35.6136 | 105.5948 | 13.4506 | 119.0454
2015 | Stand-Alone Retail | 4A | 2293.99 | 0 | 21.5091 | 18.1138 | 41.7456 | 7.2424 | 23.6318 | 0 | 0 | 20.0112 | 0 | 0 | 0 | 0 | 0 | 2.3721 | 0 | 11.4151 | 0 | 40.4971 | 21.5091 | 62.0062 | 113.1156 | 32.923 | 146.0386
2015 | Stand-Alone Retail | 4B | 2293.99 | 0 | 15.032 | 18.7277 | 41.9877 | 7.2242 | 23.6318 | 0 | 0 | 22.5638 | 0 | 0 | 0 | 0 | 0 | 0 | 0 | 11.3097 | 0 | 41.2915 | 15.032 | 56.3235 | 114.134 | 26.3418 | 140.4758
2015 | Stand-Alone Retail | 4C | 2293.99 | 0 | 29.2092 | 5.9092 | 42.7022 | 7.2411 | 23.6318 | 0 | 0 | 20.0258 | 0 | 0 | 0 | 0 | 0 | 0 | 0 | 11.5229 | 0 | 25.9349 | 29.2092 | 55.1441 | 99.51 | 40.7332 | 140.2433
2015 | Stand-Alone Retail | 5A | 2293.99 | 0 | 36.4806 | 11.6306 | 41.6802 | 7.2302 | 23.6318 | 0 | 0 | 20.9993 | 0 | 0 | 0 | 0 | 0 | 2.0779 | 0 | 11.7154 | 0 | 34.7078 | 36.4806 | 71.1884 | 107.2501 | 48.196 | 155.446
2015 | Stand-Alone Retail | 5B | 2293.99 | 0 | 36.856 | 13.183 | 42.2783 | 7.2375 | 23.6318 | 0 | 0 | 23.9333 | 0 | 0 | 0 | 0 | 0 | 0 | 0 | 11.6294 | 0 | 37.1163 | 36.856 | 73.9723 | 110.264 | 48.4854 | 158.7494
2015 | Stand-Alone Retail | 5C | 2293.99 | 0 | 37.4614 | 3.043 | 42.3159 | 7.2375 | 23.6318 | 0 | 0 | 20.0124 | 0 | 0 | 0 | 0 | 0 | 0 | 0 | 11.6948 | 0 | 23.0554 | 37.4614 | 60.5168 | 96.2394 | 49.1562 | 145.3956
2015 | Stand-Alone Retail | 6A | 2293.99 | 0 | 55.6551 | 12.7071 | 47.3169 | 7.2339 | 23.6318 | 0 | 0 | 23.0409 | 0 | 0 | 0 | 0 | 0 | 2.1941 | 0 | 11.9358 | 0 | 37.9421 | 55.6551 | 93.5972 | 116.1235 | 67.5909 | 183.7144
2015 | Stand-Alone Retail | 6B | 2293.99 | 0 | 63.8456 | 8.2934 | 47.5215 | 7.2254 | 23.6318 | 0 | 0 | 25.0183 | 0 | 0 | 0 | 0 | 0 | 0 | 0 | 11.8825 | 0 | 33.3117 | 63.8456 | 97.1573 | 111.6892 | 75.7281 | 187.4173
2015 | Stand-Alone Retail | 7 | 2293.99 | 0 | 62.8539 | 9.6654 | 47.513 | 7.2375 | 23.6318 | 0 | 0 | 26.8891 | 0 | 0 | 0 | 0 | 0 | 2.1384 | 0 | 12.1949 | 0 | 38.6929 | 62.8539 | 101.5467 | 117.0765 | 75.0488 | 192.1252
2015 | Stand-Alone Retail | 8 | 2293.99 | 0 | 102.7613 | 4.5409 | 48.2529 | 7.2859 | 23.6318 | 0 | 0 | 31.6092 | 0 | 0 | 0 | 0 | 0 | 2.2147 | 0 | 12.5485 | 0 | 38.3647 | 102.7613 | 141.126 | 117.5342 | 115.3098 | 232.8439
2018 | Stand-Alone Retail | 0A | 2293.99 | 0 | 0 | 85.1779 | 28.72 | 5.1754 | 23.6318 | 0 | 0 | 18.3547 | 0 | 0 | 0 | 0 | 0 | 0 | 0 | 10.054 | 0 | 103.5326 | 0 | 103.5326 | 161.0597 | 10.054 | 171.1138
2018 | Stand-Alone Retail | 0B | 2293.99 | 0 | 0 | 75.5004 | 28.9985 | 5.1741 | 23.6318 | 0 | 0 | 18.9844 | 0 | 0 | 0 | 0 | 0 | 0 | 0 | 10.0419 | 0 | 94.4848 | 0 | 94.4848 | 152.288 | 10.0419 | 162.33
2018 | Stand-Alone Retail | 1A | 2293.99 | 0 | 0 | 57.4799 | 30.6671 | 5.1741 | 23.6318 | 0 | 0 | 16.4669 | 0 | 0 | 0 | 0 | 0 | 0 | 0 | 10.2841 | 0 | 73.9468 | 0 | 73.9468 | 133.4211 | 10.2841 | 143.7052
2018 | Stand-Alone Retail | 1B | 2293.99 | 0 | 0.6563 | 61.356 | 30.2808 | 5.1669 | 23.6318 | 0 | 0 | 18.0556 | 0 | 0 | 0 | 0 | 0 | 0 | 0 | 10.2926 | 0 | 79.4116 | 0.6563 | 80.0679 | 138.4899 | 10.9489 | 149.4388
2018 | Stand-Alone Retail | 2A | 2293.99 | 0 | 1.2387 | 46.525 | 30.7216 | 5.1645 | 23.6318 | 0 | 0 | 15.6968 | 0 | 0 | 0 | 0 | 0 | 0 | 0 | 10.5493 | 0 | 62.2218 | 1.2387 | 63.4605 | 121.7396 | 11.788 | 133.5277
2018 | Stand-Alone Retail | 2B | 2293.99 | 0 | 0.82946 | 36.5278 | 32.1843 | 5.1693 | 23.6318 | 0 | 0 | 17.6355 | 0 | 0 | 0 | 0 | 0 | 0 | 0 | 10.5687 | 0 | 54.1633 | 0.82946 | 54.9927 | 115.1487 | 11.3981 | 126.5469
2018 | Stand-Alone Retail | 3A | 2293.99 | 0 | 19.3816 | 26.0391 | 31.08 | 5.1681 | 23.6318 | 0 | 0 | 17.047 | 0 | 0 | 0 | 0 | 0 | 0 | 0 | 11.007 | 0 | 43.086 | 19.3816 | 62.4676 | 102.9659 | 30.3886 | 133.3545
2018 | Stand-Alone Retail | 3B | 2293.99 | 0 | 5.8801 | 25.7291 | 31.9797 | 5.1681 | 23.6318 | 0 | 0 | 18.5981 | 0 | 0 | 0 | 0 | 0 | 0 | 0 | 10.8908 | 0 | 44.3272 | 5.8801 | 50.2073 | 105.1056 | 16.7697 | 121.8752
2018 | Stand-Alone Retail | 3C | 2293.99 | 0 | 0.66841 | 12.5981 | 31.8441 | 5.1766 | 23.6318 | 0 | 0 | 16.8677 | 0 | 0 | 0 | 0 | 0 | 0 | 0 | 11.0518 | 0 | 29.4659 | 0.66841 | 30.1343 | 90.1183 | 11.7202 | 101.8386
2018 | Stand-Alone Retail | 4A | 2293.99 | 0 | 46.7478 | 17.0639 | 32.062 | 5.179 | 23.6318 | 0 | 0 | 17.8183 | 0 | 0 | 0 | 0 | 0 | 0 | 0 | 11.3667 | 0 | 34.8822 | 46.7478 | 81.63 | 95.7538 | 58.1144 | 153.8682
2018 | Stand-Alone Retail | 4B | 2293.99 | 0 | 15.6992 | 17.3642 | 32.2473 | 5.1657 | 23.6318 | 0 | 0 | 19.8175 | 0 | 0 | 0 | 0 | 0 | 0 | 0 | 11.2613 | 0 | 37.1817 | 15.6992 | 52.8809 | 98.2265 | 26.9605 | 125.187
2018 | Stand-Alone Retail | 4C | 2293.99 | 0 | 28.9452 | 5.3182 | 32.7958 | 5.179 | 23.6318 | 0 | 0 | 18.2239 | 0 | 0 | 0 | 0 | 0 | 0 | 0 | 11.4744 | 0 | 23.5422 | 28.9452 | 52.4874 | 85.1476 | 40.4208 | 125.5685
2018 | Stand-Alone Retail | 5A | 2293.99 | 0 | 73.6526 | 10.0226 | 32.0112 | 5.1705 | 23.6318 | 0 | 0 | 18.3898 | 0 | 0 | 0 | 0 | 0 | 0 | 0 | 11.667 | 0 | 28.4124 | 73.6526 | 102.065 | 89.2247 | 85.3196 | 174.5443
2018 | Stand-Alone Retail | 5B | 2293.99 | 0 | 39.9655 | 12.3475 | 32.4701 | 5.1766 | 23.6318 | 0 | 0 | 20.6978 | 0 | 0 | 0 | 0 | 0 | 0 | 0 | 11.5798 | 0 | 33.0453 | 39.9655 | 73.0108 | 94.3226 | 51.5453 | 145.8679
2018 | Stand-Alone Retail | 5C | 2293.99 | 0 | 36.3086 | 2.4387 | 32.4992 | 5.1754 | 23.6318 | 0 | 0 | 17.9975 | 0 | 0 | 0 | 0 | 0 | 0 | 0 | 11.6464 | 0 | 20.4363 | 36.3086 | 56.7449 | 81.7426 | 47.955 | 129.6976
2018 | Stand-Alone Retail | 6A | 2293.99 | 0 | 100.1869 | 11.0312 | 36.3365 | 5.1729 | 23.6318 | 0 | 0 | 19.9858 | 0 | 0 | 0 | 0 | 0 | 0 | 0 | 11.8873 | 0 | 31.017 | 100.1869 | 131.204 | 96.1583 | 112.0743 | 208.2325
2018 | Stand-Alone Retail | 6B | 2293.99 | 0 | 68.269 | 7.6311 | 36.4939 | 5.1669 | 23.6318 | 0 | 0 | 20.5089 | 0 | 0 | 0 | 0 | 0 | 0 | 0 | 11.8329 | 0 | 28.14 | 68.269 | 96.4089 | 93.4313 | 80.1018 | 173.5332
2018 | Stand-Alone Retail | 7 | 2293.99 | 0 | 67.8936 | 8.6918 | 36.4866 | 5.1766 | 23.6318 | 0 | 0 | 19.7412 | 0 | 0 | 0 | 0 | 0 | 2.2305 | 0 | 12.1441 | 0 | 30.6635 | 67.8936 | 98.5571 | 95.9573 | 80.0376 | 175.9949
2018 | Stand-Alone Retail | 8 | 2293.99 | 0 | 110.4274 | 4.0359 | 37.0546 | 5.2141 | 23.6318 | 0 | 0 | 22.1908 | 0 | 0 | 0 | 0 | 0 | 2.3177 | 0 | 12.4976 | 0 | 28.5444 | 110.4274 | 138.9718 | 94.4449 | 122.9251 | 217.3699
2006 | Strip Mall | 0A | 2090.32 | 0 | 0 | 150.078 | 94.1828 | 22.2201 | 17.1053 | 0 | 0 | 40.1214 | 0 | 0 | 0 | 0 | 0 | 0 | 7.665 | 0 | 0 | 190.1995 | 0 | 190.1995 | 331.3727 | 0 | 331.3727
2006 | Strip Mall | 0B | 2090.32 | 0 | 0 | 131.7874 | 94.1828 | 22.2241 | 17.1053 | 0 | 0 | 48.4628 | 0 | 0 | 0 | 0 | 0 | 0 | 7.6583 | 0 | 0 | 180.2502 | 0 | 180.2502 | 321.4221 | 0 | 321.4221
2006 | Strip Mall | 1A | 2090.32 | 0 | 0 | 100.6797 | 94.1828 | 22.2268 | 17.1053 | 0 | 0 | 36.8949 | 0 | 0 | 0 | 0 | 0 | 0 | 7.8058 | 0 | 0 | 137.5746 | 0 | 137.5746 | 278.8954 | 0 | 278.8954
2006 | Strip Mall | 1B | 2090.32 | 0 | 0.40132 | 106.9321 | 94.1828 | 22.1989 | 17.1053 | 0 | 0 | 46.8123 | 0 | 0 | 0 | 0 | 0 | 0 | 7.8125 | 0 | 0 | 153.7444 | 0.40132 | 154.1457 | 295.0439 | 0.40132 | 295.4452
2006 | Strip Mall | 2A | 2090.32 | 0 | 2.6391 | 85.7657 | 94.1828 | 22.1909 | 17.1053 | 0 | 0 | 39.1673 | 0 | 0 | 0 | 0 | 0 | 0 | 7.9719 | 0 | 0 | 124.933 | 2.6391 | 127.5722 | 266.384 | 2.6391 | 269.0231
2006 | Strip Mall | 2B | 2090.32 | 0 | 0.24451 | 65.3236 | 94.1828 | 22.2069 | 17.1053 | 0 | 0 | 47.5206 | 0 | 0 | 0 | 0 | 0 | 0 | 7.9812 | 0 | 0 | 112.8442 | 0.24451 | 113.0887 | 254.3218 | 0.24451 | 254.5663
2006 | Strip Mall | 3A | 2090.32 | 0 | 34.7342 | 48.7804 | 94.1828 | 22.2029 | 17.1053 | 0 | 0 | 39.3653 | 0 | 0 | 0 | 0 | 0 | 0 | 8.2656 | 0 | 0 | 88.1457 | 34.7342 | 122.8799 | 229.9023 | 34.7342 | 264.6365
2006 | Strip Mall | 3B | 2090.32 | 0 | 6.7879 | 44.4655 | 94.1828 | 22.2029 | 17.1053 | 0 | 0 | 45.8715 | 0 | 0 | 0 | 0 | 0 | 0 | 8.1859 | 0 | 0 | 90.337 | 6.7879 | 97.1249 | 232.0139 | 6.7879 | 238.8018
2006 | Strip Mall | 3C | 2090.32 | 0 | 0.88902 | 16.1033 | 94.1828 | 22.1989 | 17.1053 | 0 | 0 | 36.0192 | 0 | 0 | 0 | 0 | 0 | 0 | 8.2789 | 0 | 0 | 52.1225 | 0.88902 | 53.0116 | 193.8884 | 0.88902 | 194.7775
2006 | Strip Mall | 4A | 2090.32 | 0 | 94.3529 | 30.0353 | 94.1828 | 22.1697 | 17.1053 | 0 | 0 | 36.0989 | 0 | 0 | 0 | 0 | 0 | 0 | 8.5008 | 0 | 0 | 66.1342 | 94.3529 | 160.4871 | 208.0915 | 94.3529 | 302.4444
2006 | Strip Mall | 4B | 2090.32 | 0 | 25.8825 | 28.0406 | 94.1828 | 22.1856 | 17.1053 | 0 | 0 | 44.3885 | 0 | 0 | 0 | 0 | 0 | 0 | 8.4224 | 0 | 0 | 72.4291 | 25.8825 | 98.3116 | 214.3252 | 25.8825 | 240.2078
2006 | Strip Mall | 4C | 2090.32 | 0 | 53.7358 | 6.5447 | 94.1828 | 22.1444 | 17.1053 | 0 | 0 | 33.1967 | 0 | 0 | 0 | 0 | 0 | 0 | 8.562 | 0 | 0 | 39.7414 | 53.7358 | 93.4772 | 181.7345 | 53.7358 | 235.4703
2006 | Strip Mall | 5A | 2090.32 | 0 | 130.0226 | 15.7817 | 94.1828 | 22.1763 | 17.1053 | 0 | 0 | 32.8591 | 0 | 0 | 0 | 0 | 0 | 0 | 8.6829 | 0 | 0 | 48.6409 | 130.0226 | 178.6635 | 190.7868 | 130.0226 | 320.8095
2006 | Strip Mall | 5B | 2090.32 | 0 | 62.6459 | 18.8607 | 94.1828 | 22.1763 | 17.1053 | 0 | 0 | 41.0889 | 0 | 0 | 0 | 0 | 0 | 0 | 8.6164 | 0 | 0 | 59.9496 | 62.6459 | 122.5955 | 202.0318 | 62.6459 | 264.6777
2006 | Strip Mall | 5C | 2090.32 | 0 | 71.3461 | 2.3973 | 94.1828 | 22.1417 | 17.1053 | 0 | 0 | 29.9768 | 0 | 0 | 0 | 0 | 0 | 0 | 8.6709 | 0 | 0 | 32.3741 | 71.3461 | 103.7202 | 174.4749 | 71.3461 | 245.8209
2006 | Strip Mall | 6A | 2090.32 | 0 | 179.9126 | 18.6495 | 94.1828 | 22.1657 | 17.1053 | 0 | 0 | 38.1972 | 0 | 0 | 0 | 0 | 0 | 0 | 8.8184 | 0 | 0 | 56.8467 | 179.9126 | 236.7593 | 199.1189 | 179.9126 | 379.0315
2006 | Strip Mall | 6B | 2090.32 | 0 | 116.9093 | 11.342 | 94.1828 | 22.1497 | 17.1053 | 0 | 0 | 40.4763 | 0 | 0 | 0 | 0 | 0 | 0 | 8.7812 | 0 | 0 | 51.8182 | 116.9093 | 168.7275 | 194.0373 | 116.9093 | 310.9465
2006 | Strip Mall | 7 | 2090.32 | 0 | 210.8821 | 14.4622 | 94.1828 | 22.1364 | 17.1053 | 0 | 0 | 41.0822 | 0 | 0 | 0 | 0 | 0 | 0 | 8.9712 | 0 | 0 | 55.5444 | 210.8821 | 266.4265 | 197.9402 | 210.8821 | 408.8223
2006 | Strip Mall | 8 | 2090.32 | 0 | 300.5401 | 6.8357 | 94.1828 | 22.0142 | 17.1053 | 0 | 0 | 46.5413 | 0 | 0 | 0 | 0 | 0 | 0 | 9.1865 | 0 | 0 | 53.377 | 300.5401 | 353.9171 | 195.8645 | 300.5401 | 496.4046
2009 | Strip Mall | 0A | 2090.32 | 0 | 0 | 141.2702 | 93.5755 | 14.7399 | 17.1053 | 0 | 0 | 40.0816 | 0 | 0 | 0 | 0 | 0 | 0 | 7.665 | 0 | 0 | 181.3518 | 0 | 181.3518 | 314.4362 | 0 | 314.4362
2009 | Strip Mall | 0B | 2090.32 | 0 | 0 | 124.5051 | 93.5755 | 14.7426 | 17.1053 | 0 | 0 | 48.4123 | 0 | 0 | 0 | 0 | 0 | 0 | 7.6583 | 0 | 0 | 172.9174 | 0 | 172.9174 | 306.0005 | 0 | 306.0005
2009 | Strip Mall | 1A | 2090.32 | 0 | 0 | 95.5356 | 93.5755 | 14.7439 | 17.1053 | 0 | 0 | 36.8604 | 0 | 0 | 0 | 0 | 0 | 0 | 7.8058 | 0 | 0 | 132.396 | 0 | 132.396 | 265.6279 | 0 | 265.6279
2009 | Strip Mall | 1B | 2090.32 | 0 | 0.1701 | 101.6072 | 93.5755 | 14.7253 | 17.1053 | 0 | 0 | 46.7658 | 0 | 0 | 0 | 0 | 0 | 0 | 7.8111 | 0 | 0 | 148.3731 | 0.1701 | 148.5432 | 281.5917 | 0.1701 | 281.7618
2009 | Strip Mall | 2A | 2090.32 | 0 | 1.1442 | 80.3984 | 93.5755 | 14.7213 | 17.1053 | 0 | 0 | 37.8504 | 0 | 0 | 0 | 0 | 0 | 0 | 7.9679 | 0 | 0 | 118.2488 | 1.1442 | 119.3929 | 251.6188 | 1.1442 | 252.763
2009 | Strip Mall | 2B | 2090.32 | 0 | 0.069102 | 60.8652 | 93.5755 | 14.7319 | 17.1053 | 0 | 0 | 45.9605 | 0 | 0 | 0 | 0 | 0 | 0 | 7.9772 | 0 | 0 | 106.8257 | 0.069102 | 106.8949 | 240.2157 | 0.069102 | 240.2848
2009 | Strip Mall | 3A | 2090.32 | 0 | 19.27 | 41.7666 | 93.5755 | 14.7279 | 17.1053 | 0 | 0 | 37.5487 | 0 | 0 | 0 | 0 | 0 | 0 | 8.255 | 0 | 0 | 79.3153 | 19.27 | 98.5854 | 212.9804 | 19.27 | 232.2505
2009 | Strip Mall | 3B | 2090.32 | 0 | 2.2365 | 40.9852 | 93.5755 | 14.7279 | 17.1053 | 0 | 0 | 43.8928 | 0 | 0 | 0 | 0 | 0 | 0 | 8.1753 | 0 | 0 | 84.878 | 2.2365 | 87.1145 | 218.4634 | 2.2365 | 220.6999
2009 | Strip Mall | 3C | 2090.32 | 0 | 0.20863 | 14.5326 | 93.5755 | 14.7253 | 17.1053 | 0 | 0 | 34.4246 | 0 | 0 | 0 | 0 | 0 | 0 | 8.2683 | 0 | 0 | 48.9572 | 0.20863 | 49.1658 | 182.6329 | 0.20863 | 182.8415
2009 | Strip Mall | 4A | 2090.32 | 0 | 59.0088 | 25.0799 | 93.5755 | 14.7067 | 17.1053 | 0 | 0 | 34.1747 | 0 | 0 | 0 | 0 | 0 | 0 | 8.4889 | 0 | 0 | 59.2546 | 59.0088 | 118.2634 | 193.1297 | 59.0088 | 252.1384
2009 | Strip Mall | 4B | 2090.32 | 0 | 11.6795 | 26.0526 | 93.5755 | 14.7173 | 17.1053 | 0 | 0 | 42.0629 | 0 | 0 | 0 | 0 | 0 | 0 | 8.4078 | 0 | 0 | 68.1156 | 11.6795 | 79.7951 | 201.9215 | 11.6795 | 213.601
2009 | Strip Mall | 4C | 2090.32 | 0 | 37.6205 | 5.9002 | 93.5755 | 14.6894 | 17.1053 | 0 | 0 | 32.9841 | 0 | 0 | 0 | 0 | 0 | 0 | 8.554 | 0 | 0 | 38.8843 | 37.6205 | 76.5048 | 172.8085 | 37.6205 | 210.429
2009 | Strip Mall | 5A | 2090.32 | 0 | 97.6087 | 13.6197 | 93.5755 | 14.7107 | 17.1053 | 0 | 0 | 32.7262 | 0 | 0 | 0 | 0 | 0 | 0 | 8.6762 | 0 | 0 | 46.3459 | 97.6087 | 143.9546 | 180.415 | 97.6087 | 278.0236
2009 | Strip Mall | 5B | 2090.32 | 0 | 45.8728 | 18.3119 | 93.5755 | 14.7107 | 17.1053 | 0 | 0 | 40.3753 | 0 | 0 | 0 | 0 | 0 | 0 | 8.6111 | 0 | 0 | 58.6872 | 45.8728 | 104.56 | 192.6911 | 45.8728 | 238.564
2009 | Strip Mall | 5C | 2090.32 | 0 | 50.1917 | 2.3096 | 93.5755 | 14.6881 | 17.1053 | 0 | 0 | 29.8904 | 0 | 0 | 0 | 0 | 0 | 0 | 8.6629 | 0 | 0 | 32.2 | 50.1917 | 82.3917 | 166.2319 | 50.1917 | 216.4235
2009 | Strip Mall | 6A | 2090.32 | 0 | 136.566 | 16.6322 | 93.5755 | 14.704 | 17.1053 | 0 | 0 | 37.663 | 0 | 0 | 0 | 0 | 0 | 0 | 8.8105 | 0 | 0 | 54.2952 | 136.566 | 190.8613 | 188.4905 | 136.566 | 325.0566
2009 | Strip Mall | 6B | 2090.32 | 0 | 88.866 | 11.2476 | 93.5755 | 14.6934 | 17.1053 | 0 | 0 | 40.0696 | 0 | 0 | 0 | 0 | 0 | 0 | 8.7732 | 0 | 0 | 51.3172 | 88.866 | 140.1832 | 185.4647 | 88.866 | 274.3307
2009 | Strip Mall | 7 | 2090.32 | 0 | 168.8391 | 15.5944 | 93.5755 | 14.6841 | 17.1053 | 0 | 0 | 40.649 | 0 | 0 | 0 | 0 | 0 | 0 | 8.9633 | 0 | 0 | 56.2434 | 168.8391 | 225.0825 | 190.5729 | 168.8391 | 359.412
2009 | Strip Mall | 8 | 2090.32 | 0 | 248.8295 | 7.8364 | 93.5755 | 14.603 | 17.1053 | 0 | 0 | 46.2077 | 0 | 0 | 0 | 0 | 0 | 0 | 9.1812 | 0 | 0 | 54.0441 | 248.8295 | 302.8736 | 188.5105 | 248.8295 | 437.34
2012 | Strip Mall | 0A | 2090.32 | 0 | 0 | 110.4257 | 78.0144 | 14.7399 | 17.1053 | 0 | 0 | 33.2791 | 0 | 0 | 0 | 0 | 0 | 0 | 7.6636 | 0 | 0 | 143.7047 | 0 | 143.7047 | 261.2279 | 0 | 261.2279
2012 | Strip Mall | 0B | 2090.32 | 0 | 0 | 97.3987 | 78.0144 | 14.7426 | 17.1053 | 0 | 0 | 41.1726 | 0 | 0 | 0 | 0 | 0 | 0 | 7.6583 | 0 | 0 | 138.5713 | 0 | 138.5713 | 256.0932 | 0 | 256.0932
2012 | Strip Mall | 1A | 2090.32 | 0 | 0 | 73.6291 | 78.0144 | 14.7439 | 17.1053 | 0 | 0 | 30.2426 | 0 | 0 | 0 | 0 | 0 | 0 | 7.8045 | 0 | 0 | 103.8717 | 0 | 103.8717 | 221.5397 | 0 | 221.5397
2012 | Strip Mall | 1B | 2090.32 | 0 | 0.057142 | 78.8343 | 78.0144 | 14.7253 | 17.1053 | 0 | 0 | 39.8743 | 0 | 0 | 0 | 0 | 0 | 0 | 7.8098 | 0 | 0 | 118.7086 | 0.057142 | 118.7657 | 236.3633 | 0.057142 | 236.4205
2012 | Strip Mall | 2A | 2090.32 | 0 | 0.77872 | 60.8107 | 78.0144 | 14.7213 | 17.1053 | 0 | 0 | 32.5189 | 0 | 0 | 0 | 0 | 0 | 0 | 7.9679 | 0 | 0 | 93.3297 | 0.77872 | 94.1084 | 211.1373 | 0.77872 | 211.916
2012 | Strip Mall | 2B | 2090.32 | 0 | 0.041195 | 48.2768 | 78.0144 | 14.7319 | 17.1053 | 0 | 0 | 40.6543 | 0 | 0 | 0 | 0 | 0 | 0 | 7.9772 | 0 | 0 | 88.9311 | 0.041195 | 88.9723 | 206.7599 | 0.041195 | 206.8011
2012 | Strip Mall | 3A | 2090.32 | 0 | 17.4854 | 31.6472 | 78.0144 | 14.7279 | 17.1053 | 0 | 0 | 30.0114 | 0 | 0 | 0 | 0 | 0 | 0 | 8.259 | 0 | 0 | 61.6586 | 17.4854 | 79.1439 | 179.7651 | 17.4854 | 197.2505
2012 | Strip Mall | 3B | 2090.32 | 0 | 2.1036 | 31.0678 | 78.0144 | 14.7279 | 17.1053 | 0 | 0 | 35.9594 | 0 | 0 | 0 | 0 | 0 | 0 | 8.1779 | 0 | 0 | 67.0272 | 2.1036 | 69.1308 | 185.0527 | 2.1036 | 187.1564
2012 | Strip Mall | 3C | 2090.32 | 0 | 0.16345 | 11.3406 | 78.0144 | 14.7253 | 17.1053 | 0 | 0 | 28.1483 | 0 | 0 | 0 | 0 | 0 | 0 | 8.2709 | 0 | 0 | 39.4889 | 0.16345 | 39.6524 | 157.6048 | 0.16345 | 157.7682
2012 | Strip Mall | 4A | 2090.32 | 0 | 43.7347 | 20.5723 | 78.0144 | 14.7067 | 17.1053 | 0 | 0 | 29.5369 | 0 | 0 | 0 | 0 | 0 | 0 | 8.4809 | 0 | 0 | 50.1093 | 43.7347 | 93.844 | 168.4165 | 43.7347 | 212.1512
2012 | Strip Mall | 4B | 2090.32 | 0 | 6.962 | 21.2275 | 78.0144 | 14.7173 | 17.1053 | 0 | 0 | 36.5295 | 0 | 0 | 0 | 0 | 0 | 0 | 8.3998 | 0 | 0 | 57.757 | 6.962 | 64.719 | 175.9938 | 6.962 | 182.9558
2012 | Strip Mall | 4C | 2090.32 | 0 | 26.5682 | 5.3926 | 78.0144 | 14.6894 | 17.1053 | 0 | 0 | 28.4738 | 0 | 0 | 0 | 0 | 0 | 0 | 8.546 | 0 | 0 | 33.8664 | 26.5682 | 60.4347 | 152.2202 | 26.5682 | 178.7884
2012 | Strip Mall | 5A | 2090.32 | 0 | 74.2948 | 11.4523 | 78.0144 | 14.7107 | 17.1053 | 0 | 0 | 28.4911 | 0 | 0 | 0 | 0 | 0 | 0 | 8.6696 | 0 | 0 | 39.9434 | 74.2948 | 114.2382 | 158.442 | 74.2948 | 232.7368
2012 | Strip Mall | 5B | 2090.32 | 0 | 32.5043 | 15.0455 | 78.0144 | 14.7107 | 17.1053 | 0 | 0 | 35.4146 | 0 | 0 | 0 | 0 | 0 | 0 | 8.6031 | 0 | 0 | 50.4601 | 32.5043 | 82.9644 | 168.8936 | 32.5043 | 201.3979
2012 | Strip Mall | 5C | 2090.32 | 0 | 35.081 | 1.7554 | 78.0144 | 14.6881 | 17.1053 | 0 | 0 | 26.7569 | 0 | 0 | 0 | 0 | 0 | 0 | 8.655 | 0 | 0 | 28.5124 | 35.081 | 63.5934 | 146.9764 | 35.081 | 182.0575
2012 | Strip Mall | 6A | 2090.32 | 0 | 104.673 | 13.2821 | 78.0144 | 14.704 | 17.1053 | 0 | 0 | 29.0811 | 0 | 0 | 0 | 0 | 0 | 0 | 8.8025 | 0 | 0 | 42.3633 | 104.673 | 147.0362 | 160.9894 | 104.673 | 265.6624
2012 | Strip Mall | 6B | 2090.32 | 0 | 66.0585 | 8.8184 | 78.0144 | 14.6934 | 17.1053 | 0 | 0 | 31.7668 | 0 | 0 | 0 | 0 | 0 | 0 | 8.7639 | 0 | 0 | 40.5852 | 66.0585 | 106.6437 | 159.1609 | 66.0585 | 225.2194
2012 | Strip Mall | 7 | 2090.32 | 0 | 125.135 | 9.1281 | 78.0144 | 14.6841 | 17.1053 | 0 | 0 | 28.927 | 0 | 0 | 0 | 0 | 0 | 0 | 8.954 | 0 | 0 | 38.055 | 125.135 | 163.1901 | 156.8115 | 125.135 | 281.9465
2012 | Strip Mall | 8 | 2090.32 | 0 | 183.9817 | 2.9767 | 78.0144 | 14.603 | 17.1053 | 0 | 0 | 31.0186 | 0 | 0 | 0 | 0 | 0 | 0 | 9.1679 | 0 | 0 | 33.9953 | 183.9817 | 217.977 | 152.8859 | 183.9817 | 336.8676
2015 | Strip Mall | 0A | 2090.32 | 0 | 0 | 92.2094 | 66.7136 | 12.114 | 17.1053 | 0 | 0 | 15.9053 | 0 | 0 | 0 | 0 | 0 | 0 | 7.6676 | 0 | 0 | 108.1148 | 0 | 108.1148 | 211.714 | 0 | 211.714
2015 | Strip Mall | 0B | 2090.32 | 0 | 0 | 80.3226 | 66.7136 | 12.1127 | 17.1053 | 0 | 0 | 18.995 | 0 | 0 | 0 | 0 | 0 | 0 | 7.6623 | 0 | 0 | 99.3176 | 0 | 99.3176 | 202.9115 | 0 | 202.9115
2015 | Strip Mall | 1A | 2090.32 | 0 | 0 | 59.1669 | 66.7136 | 12.114 | 17.1053 | 0 | 0 | 12.4091 | 0 | 0 | 0 | 0 | 0 | 0 | 7.8072 | 0 | 0 | 71.576 | 0 | 71.576 | 175.3161 | 0 | 175.3161
2015 | Strip Mall | 1B | 2090.32 | 0 | 0.28039 | 63.8034 | 66.7136 | 12.0954 | 17.1053 | 0 | 0 | 17.7498 | 0 | 0 | 0 | 0 | 0 | 0 | 7.8165 | 0 | 0 | 81.5532 | 0.28039 | 81.8336 | 185.284 | 0.28039 | 185.5644
2015 | Strip Mall | 2A | 2090.32 | 0 | 1.7621 | 48.6861 | 66.7136 | 12.0901 | 17.1053 | 0 | 0 | 13.1639 | 0 | 0 | 0 | 0 | 0 | 0 | 7.9719 | 0 | 0 | 61.8499 | 1.7621 | 63.612 | 165.7309 | 1.7621 | 167.493
2015 | Strip Mall | 2B | 2090.32 | 0 | 0.36411 | 37.9102 | 66.7136 | 12.1008 | 17.1053 | 0 | 0 | 16.0608 | 0 | 0 | 0 | 0 | 0 | 0 | 7.9839 | 0 | 0 | 53.971 | 0.36411 | 54.3351 | 157.8746 | 0.36411 | 158.2387
2015 | Strip Mall | 3A | 2090.32 | 0 | 21.3112 | 25.0892 | 66.7136 | 12.0981 | 17.1053 | 0 | 0 | 11.8815 | 0 | 0 | 0 | 0 | 0 | 0 | 8.263 | 0 | 0 | 36.9707 | 21.3112 | 58.2819 | 141.1506 | 21.3112 | 162.4618
2015 | Strip Mall | 3B | 2090.32 | 0 | 5.2517 | 23.7337 | 66.7136 | 12.0981 | 17.1053 | 0 | 0 | 13.5359 | 0 | 0 | 0 | 0 | 0 | 0 | 8.1859 | 0 | 0 | 37.2697 | 5.2517 | 42.5214 | 141.3726 | 5.2517 | 146.6243
2015 | Strip Mall | 3C | 2090.32 | 0 | 0.4372 | 11.7526 | 66.7136 | 12.118 | 17.1053 | 0 | 0 | 20.5723 | 0 | 0 | 0 | 0 | 0 | 0 | 8.2762 | 0 | 0 | 32.3249 | 0.4372 | 32.7621 | 136.5381 | 0.4372 | 136.9753
2015 | Strip Mall | 4A | 2090.32 | 0 | 54.8667 | 16.3505 | 66.7136 | 12.122 | 17.1053 | 0 | 0 | 12.0715 | 0 | 0 | 0 | 0 | 0 | 0 | 8.4875 | 0 | 0 | 28.422 | 54.8667 | 83.2887 | 132.8505 | 54.8667 | 187.7171
2015 | Strip Mall | 4B | 2090.32 | 0 | 11.4642 | 15.7857 | 66.7136 | 12.0928 | 17.1053 | 0 | 0 | 23.1796 | 0 | 0 | 0 | 0 | 0 | 0 | 8.4078 | 0 | 0 | 38.9653 | 11.4642 | 50.4295 | 143.2861 | 11.4642 | 154.7504
2015 | Strip Mall | 4C | 2090.32 | 0 | 34.3262 | 4.9687 | 66.7136 | 12.1194 | 17.1053 | 0 | 0 | 21.7736 | 0 | 0 | 0 | 0 | 0 | 0 | 8.554 | 0 | 0 | 26.7423 | 34.3262 | 61.0685 | 131.2346 | 34.3262 | 165.5608
2015 | Strip Mall | 5A | 2090.32 | 0 | 84.179 | 8.9752 | 66.7136 | 12.1021 | 17.1053 | 0 | 0 | 16.1884 | 0 | 0 | 0 | 0 | 0 | 0 | 8.6749 | 0 | 0 | 25.1636 | 84.179 | 109.3426 | 129.7582 | 84.179 | 213.9372
2015 | Strip Mall | 5B | 2090.32 | 0 | 38.7328 | 11.1479 | 66.7136 | 12.1154 | 17.1053 | 0 | 0 | 25.8015 | 0 | 0 | 0 | 0 | 0 | 0 | 8.6085 | 0 | 0 | 36.9494 | 38.7328 | 75.6822 | 141.4908 | 38.7328 | 180.2236
2015 | Strip Mall | 5C | 2090.32 | 0 | 44.5014 | 2.1554 | 66.7136 | 12.1127 | 17.1053 | 0 | 0 | 20.7517 | 0 | 0 | 0 | 0 | 0 | 0 | 8.6629 | 0 | 0 | 22.9072 | 44.5014 | 67.4086 | 127.5031 | 44.5014 | 172.0045
2015 | Strip Mall | 6A | 2090.32 | 0 | 120.7471 | 10.5739 | 66.7136 | 12.1087 | 17.1053 | 0 | 0 | 12.7732 | 0 | 0 | 0 | 0 | 0 | 0 | 8.8118 | 0 | 0 | 23.347 | 120.7471 | 144.0941 | 128.0864 | 120.7471 | 248.8335
2015 | Strip Mall | 6B | 2090.32 | 0 | 76.4516 | 6.7534 | 66.7136 | 12.0941 | 17.1053 | 0 | 0 | 24.4407 | 0 | 0 | 0 | 0 | 0 | 0 | 8.7719 | 0 | 0 | 31.1941 | 76.4516 | 107.6457 | 135.879 | 76.4516 | 212.3306
2015 | Strip Mall | 7 | 2090.32 | 0 | 138.6816 | 7.0603 | 66.7136 | 12.114 | 17.1053 | 0 | 0 | 18.3159 | 0 | 0 | 0 | 0 | 0 | 0 | 8.9619 | 0 | 0 | 25.3762 | 138.6816 | 164.0578 | 130.2711 | 138.6816 | 268.9527
2015 | Strip Mall | 8 | 2090.32 | 0 | 165.9847 | 2.3269 | 66.7136 | 12.1924 | 17.1053 | 0 | 0 | 23.9331 | 0 | 0 | 0 | 0 | 0 | 1.2279 | 9.1706 | 0 | 0 | 27.4878 | 165.9847 | 193.4725 | 132.6684 | 165.9847 | 298.6531
2018 | Strip Mall | 0A | 2090.32 | 0 | 0 | 88.9683 | 57.6653 | 8.5766 | 17.1053 | 0 | 0 | 15.3857 | 0 | 0 | 0 | 0 | 0 | 0 | 7.1972 | 0 | 0 | 104.354 | 0 | 104.354 | 194.8997 | 0 | 194.8997
2018 | Strip Mall | 0B | 2090.32 | 0 | 0 | 77.4483 | 57.6653 | 8.5752 | 17.1053 | 0 | 0 | 18.4833 | 0 | 0 | 0 | 0 | 0 | 0 | 7.1919 | 0 | 0 | 95.9316 | 0 | 95.9316 | 186.4693 | 0 | 186.4693
2018 | Strip Mall | 1A | 2090.32 | 0 | 0 | 56.5796 | 57.6653 | 8.5766 | 17.1053 | 0 | 0 | 11.9081 | 0 | 0 | 0 | 0 | 0 | 0 | 7.3341 | 0 | 0 | 68.4877 | 0 | 68.4877 | 159.1675 | 0 | 159.1675
2018 | Strip Mall | 1B | 2090.32 | 0 | 0.43056 | 61.2214 | 57.6653 | 8.5633 | 17.1053 | 0 | 0 | 17.1731 | 0 | 0 | 0 | 0 | 0 | 0 | 7.3407 | 0 | 0 | 78.3944 | 0.43056 | 78.825 | 169.069 | 0.43056 | 169.4996
2018 | Strip Mall | 2A | 2090.32 | 0 | 2.4611 | 46.2303 | 57.6653 | 8.5593 | 17.1053 | 0 | 0 | 12.6841 | 0 | 0 | 0 | 0 | 0 | 0 | 7.4935 | 0 | 0 | 58.9144 | 2.4611 | 61.3755 | 149.7378 | 2.4611 | 152.1989
2018 | Strip Mall | 2B | 2090.32 | 0 | 0.71626 | 36.1454 | 57.6653 | 8.5673 | 17.1053 | 0 | 0 | 15.4774 | 0 | 0 | 0 | 0 | 0 | 0 | 7.5042 | 0 | 0 | 51.6229 | 0.71626 | 52.3391 | 142.4649 | 0.71626 | 143.1812
2018 | Strip Mall | 3A | 2090.32 | 0 | 24.0261 | 23.3696 | 57.6653 | 8.5646 | 17.1053 | 0 | 0 | 11.625 | 0 | 0 | 0 | 0 | 0 | 0 | 7.7699 | 0 | 0 | 34.9946 | 24.0261 | 59.0207 | 126.1011 | 24.0261 | 150.1272
2018 | Strip Mall | 3B | 2090.32 | 0 | 6.2284 | 22.155 | 57.6653 | 8.5646 | 17.1053 | 0 | 0 | 16.9963 | 0 | 0 | 0 | 0 | 0 | 0 | 7.6969 | 0 | 0 | 39.1514 | 6.2284 | 45.3798 | 130.1834 | 6.2284 | 136.4119
2018 | Strip Mall | 3C | 2090.32 | 0 | 0.86643 | 9.1281 | 57.6653 | 8.5792 | 17.1053 | 0 | 0 | 20.1444 | 0 | 0 | 0 | 0 | 0 | 0 | 7.7899 | 0 | 0 | 29.2725 | 0.86643 | 30.1389 | 120.4122 | 0.86643 | 121.2786
2018 | Strip Mall | 4A | 2090.32 | 0 | 60.3416 | 14.8223 | 57.6653 | 8.5832 | 17.1053 | 0 | 0 | 12.7705 | 0 | 0 | 0 | 0 | 0 | 0 | 7.9865 | 0 | 0 | 27.5928 | 60.3416 | 87.9344 | 118.9318 | 60.3416 | 179.2735
2018 | Strip Mall | 4B | 2090.32 | 0 | 15.0482 | 14.4117 | 57.6653 | 8.562 | 17.1053 | 0 | 0 | 24.9948 | 0 | 0 | 0 | 0 | 0 | 0 | 7.9161 | 0 | 0 | 39.4065 | 15.0482 | 54.4547 | 130.6552 | 15.0482 | 145.7034
2018 | Strip Mall | 4C | 2090.32 | 0 | 41.0968 | 4.1514 | 57.6653 | 8.5819 | 17.1053 | 0 | 0 | 20.2906 | 0 | 0 | 0 | 0 | 0 | 0 | 8.0517 | 0 | 0 | 24.442 | 41.0968 | 65.5389 | 115.8462 | 41.0968 | 156.943
2018 | Strip Mall | 5A | 2090.32 | 0 | 90.1723 | 7.9081 | 57.6653 | 8.5686 | 17.1053 | 0 | 0 | 16.6854 | 0 | 0 | 0 | 0 | 0 | 0 | 8.1673 | 0 | 0 | 24.5935 | 90.1723 | 114.7658 | 116.0987 | 90.1723 | 206.2709
2018 | Strip Mall | 5B | 2090.32 | 0 | 46.0522 | 10.4689 | 57.6653 | 8.5779 | 17.1053 | 0 | 0 | 24.1297 | 0 | 0 | 0 | 0 | 0 | 0 | 8.1088 | 0 | 0 | 34.5986 | 46.0522 | 80.6509 | 126.0546 | 46.0522 | 172.1068
2018 | Strip Mall | 5C | 2090.32 | 0 | 53.3664 | 2.1647 | 57.6653 | 8.5766 | 17.1053 | 0 | 0 | 19.3724 | 0 | 0 | 0 | 0 | 0 | 0 | 8.1566 | 0 | 0 | 21.5371 | 53.3664 | 74.9035 | 113.0409 | 53.3664 | 166.4073
2018 | Strip Mall | 6A | 2090.32 | 0 | 126.7204 | 9.6676 | 57.6653 | 8.5739 | 17.1053 | 0 | 0 | 12.8662 | 0 | 0 | 0 | 0 | 0 | 0 | 8.2988 | 0 | 0 | 22.5338 | 126.7204 | 149.2541 | 114.1758 | 126.7204 | 240.8961
2018 | Strip Mall | 6B | 2090.32 | 0 | 84.0262 | 6.4158 | 57.6653 | 8.5633 | 17.1053 | 0 | 0 | 24.0753 | 0 | 0 | 0 | 0 | 0 | 0 | 8.263 | 0 | 0 | 30.4911 | 84.0262 | 114.5173 | 122.0879 | 84.0262 | 206.1141
2018 | Strip Mall | 7 | 2090.32 | 0 | 146.2004 | 6.4942 | 57.6653 | 8.5779 | 17.1053 | 0 | 0 | 16.2455 | 0 | 0 | 0 | 0 | 0 | 0 | 8.449 | 0 | 0 | 22.7397 | 146.2004 | 168.9401 | 114.5372 | 146.2004 | 260.7376
2018 | Strip Mall | 8 | 2090.32 | 0 | 172.5706 | 2.0478 | 57.6653 | 8.6377 | 17.1053 | 0 | 0 | 23.9876 | 0 | 0 | 0 | 0 | 0 | 1.2691 | 8.655 | 0 | 0 | 27.3044 | 172.5706 | 199.875 | 119.3664 | 172.5706 | 291.937
2006 | Warehouse | 0A | 4835.13 | 0 | 3.1707 | 12.9946 | 27.3536 | 7.1031 | 8.0016 | 0 | 0 | 5.0763 | 0 | 0 | 0 | 0 | 0 | 0 | 1.2702 | 0 | 0 | 18.0709 | 3.1707 | 21.2415 | 61.7994 | 3.1707 | 64.9701
2006 | Warehouse | 0B | 4835.13 | 0 | 4.0766 | 13.6972 | 27.3536 | 7.1048 | 8.0016 | 0 | 0 | 8.8456 | 0 | 0 | 0 | 0 | 0 | 0 | 1.2679 | 0 | 0 | 22.5428 | 4.0766 | 26.6194 | 66.2708 | 4.0766 | 70.3474
2006 | Warehouse | 1A | 4835.13 | 0 | 3.1707 | 7.7988 | 27.3536 | 7.1054 | 8.0016 | 0 | 0 | 3.6544 | 0 | 0 | 0 | 0 | 0 | 0 | 1.3041 | 0 | 0 | 11.4532 | 3.1707 | 14.6239 | 55.218 | 3.1707 | 58.3886
2006 | Warehouse | 1B | 4835.13 | 0 | 4.1186 | 9.3701 | 27.3536 | 7.0968 | 8.0016 | 0 | 0 | 5.5324 | 0 | 0 | 0 | 0 | 0 | 0 | 1.3053 | 0 | 0 | 14.9025 | 4.1186 | 19.0211 | 58.6592 | 4.1186 | 62.7778
2006 | Warehouse | 2A | 4835.13 | 0 | 5.6117 | 6.917 | 27.3536 | 7.0939 | 8.0016 | 0 | 0 | 3.9997 | 0 | 0 | 0 | 0 | 0 | 0 | 1.3432 | 0 | 0 | 10.9166 | 5.6117 | 16.5283 | 54.7095 | 5.6117 | 60.3213
2006 | Warehouse | 2B | 4835.13 | 0 | 3.3511 | 6.8532 | 27.3536 | 7.0991 | 8.0016 | 0 | 0 | 7.935 | 0 | 0 | 0 | 0 | 0 | 0 | 1.3461 | 0 | 0 | 14.7882 | 3.3511 | 18.1392 | 58.5891 | 3.3511 | 61.9402
2006 | Warehouse | 3A | 4835.13 | 0 | 18.5092 | 3.6831 | 27.3536 | 7.0979 | 8.0016 | 0 | 0 | 3.7365 | 0 | 0 | 0 | 0 | 0 | 0 | 1.4115 | 0 | 0 | 7.4197 | 18.5092 | 25.9289 | 51.2844 | 18.5092 | 69.7936
2006 | Warehouse | 3B | 4835.13 | 0 | 6.2126 | 4.0531 | 27.3536 | 7.0979 | 8.0016 | 0 | 0 | 4.5696 | 0 | 0 | 0 | 0 | 0 | 0 | 1.3937 | 0 | 0 | 8.6227 | 6.2126 | 14.8353 | 52.4702 | 6.2126 | 58.6828
2006 | Warehouse | 3C | 4835.13 | 0 | 3.8267 | 1.0485 | 27.3536 | 7.0968 | 8.0016 | 0 | 0 | 2.7289 | 0 | 0 | 0 | 0 | 0 | 0 | 1.4184 | 0 | 0 | 3.7773 | 3.8267 | 7.6041 | 47.6478 | 3.8267 | 51.4745
2006 | Warehouse | 4A | 4835.13 | 0 | 49.2472 | 2.1572 | 27.3536 | 7.087 | 8.0016 | 0 | 0 | 3.4809 | 0 | 0 | 0 | 0 | 0 | 0 | 1.465 | 0 | 0 | 5.6381 | 49.2472 | 54.8853 | 49.5454 | 49.2472 | 98.7926
2006 | Warehouse | 4B | 4835.13 | 0 | 19.2348 | 2.2779 | 27.3536 | 7.0928 | 8.0016 | 0 | 0 | 4.2059 | 0 | 0 | 0 | 0 | 0 | 0 | 1.4495 | 0 | 0 | 6.4838 | 19.2348 | 25.7186 | 50.3807 | 19.2348 | 69.6155
2006 | Warehouse | 4C | 4835.13 | 0 | 18.7448 | 0.38606 | 27.3536 | 7.079 | 8.0016 | 0 | 0 | 2.4663 | 0 | 0 | 0 | 0 | 0 | 0 | 1.4811 | 0 | 0 | 2.8524 | 18.7448 | 21.5971 | 46.7682 | 18.7448 | 65.513
2006 | Warehouse | 5A | 4835.13 | 0 | 74.1098 | 0.87094 | 27.3536 | 7.0893 | 8.0016 | 0 | 0 | 3.0833 | 0 | 0 | 0 | 0 | 0 | 0 | 1.5092 | 0 | 0 | 3.9543 | 74.1098 | 78.0641 | 47.9081 | 74.1098 | 122.0179
2006 | Warehouse | 5B | 4835.13 | 0 | 38.43 | 1.2719 | 27.3536 | 7.0893 | 8.0016 | 0 | 0 | 3.7176 | 0 | 0 | 0 | 0 | 0 | 0 | 1.4966 | 0 | 0 | 4.9895 | 38.43 | 43.4195 | 48.9307 | 38.43 | 87.3606
2006 | Warehouse | 5C | 4835.13 | 0 | 16.873 | 0.15914 | 27.3536 | 7.0784 | 8.0016 | 0 | 0 | 2.2101 | 0 | 0 | 0 | 0 | 0 | 0 | 1.5069 | 0 | 0 | 2.3692 | 16.873 | 19.2423 | 46.3098 | 16.873 | 63.1828
2006 | Warehouse | 6A | 4835.13 | 0 | 115.5961 | 0.92494 | 27.3536 | 7.0859 | 8.0016 | 0 | 0 | 3.6912 | 0 | 0 | 0 | 0 | 0 | 0 | 1.542 | 0 | 0 | 4.6161 | 115.5961 | 120.2122 | 48.5992 | 115.5961 | 164.1953
2006 | Warehouse | 6B | 4835.13 | 0 | 73.2728 | 0.64803 | 27.3536 | 7.0807 | 8.0016 | 0 | 0 | 3.5481 | 0 | 0 | 0 | 0 | 0 | 0 | 1.5339 | 0 | 0 | 4.1961 | 73.2728 | 77.4689 | 48.166 | 73.2728 | 121.4388
2006 | Warehouse | 7 | 4835.13 | 0 | 107.3992 | 0.51992 | 27.3536 | 7.0767 | 8.0016 | 0 | 0 | 2.8736 | 0 | 0 | 0 | 0 | 0 | 0 | 1.581 | 0 | 0 | 3.3936 | 107.3992 | 110.7927 | 47.4065 | 107.3992 | 154.8057
2006 | Warehouse | 8 | 4835.13 | 0 | 108.2718 | 0.15109 | 27.3536 | 7.0376 | 8.0016 | 0 | 0 | 2.5347 | 0 | 0 | 0 | 0 | 0 | 0 | 1.6333 | 0 | 0 | 2.6858 | 108.2718 | 110.9576 | 46.7119 | 108.2718 | 154.9838
2009 | Warehouse | 0A | 4835.13 | 0 | 0 | 13.8856 | 27.3536 | 5.7054 | 8.0016 | 0 | 0 | 5.3463 | 0 | 0 | 0 | 0 | 0 | 0 | 1.2702 | 0 | 0 | 19.2319 | 0 | 19.2319 | 61.5633 | 0 | 61.5633
2009 | Warehouse | 0B | 4835.13 | 0 | 0 | 14.3521 | 27.3536 | 5.7065 | 8.0016 | 0 | 0 | 9.1121 | 0 | 0 | 0 | 0 | 0 | 0 | 1.2679 | 0 | 0 | 23.4643 | 0 | 23.4643 | 65.7945 | 0 | 65.7945
2009 | Warehouse | 1A | 4835.13 | 0 | 0 | 8.3636 | 27.3536 | 5.7076 | 8.0016 | 0 | 0 | 3.8641 | 0 | 0 | 0 | 0 | 0 | 0 | 1.3041 | 0 | 0 | 12.2276 | 0 | 12.2276 | 54.5941 | 0 | 54.5941
2009 | Warehouse | 1B | 4835.13 | 0 | 0.048832 | 9.9411 | 27.3536 | 5.7002 | 8.0016 | 0 | 0 | 5.699 | 0 | 0 | 0 | 0 | 0 | 0 | 1.3053 | 0 | 0 | 15.6402 | 0.048832 | 15.689 | 58.0009 | 0.048832 | 58.0497
2009 | Warehouse | 2A | 4835.13 | 0 | 0.13501 | 6.5361 | 27.3536 | 5.6985 | 8.0016 | 0 | 0 | 3.7388 | 0 | 0 | 0 | 0 | 0 | 0 | 1.3432 | 0 | 0 | 10.2749 | 0.13501 | 10.4099 | 52.6718 | 0.13501 | 52.8068
2009 | Warehouse | 2B | 4835.13 | 0 | 0.1419 | 6.3902 | 27.3536 | 5.7025 | 8.0016 | 0 | 0 | 7.422 | 0 | 0 | 0 | 0 | 0 | 0 | 1.3461 | 0 | 0 | 13.8121 | 0.1419 | 13.954 | 56.2153 | 0.1419 | 56.3572
2009 | Warehouse | 3A | 4835.13 | 0 | 9.6884 | 3.1695 | 27.3536 | 5.7013 | 8.0016 | 0 | 0 | 3.4142 | 0 | 0 | 0 | 0 | 0 | 0 | 1.4115 | 0 | 0 | 6.5838 | 9.6884 | 16.2721 | 49.0519 | 9.6884 | 58.7402
2009 | Warehouse | 3B | 4835.13 | 0 | 1.6505 | 3.6452 | 27.3536 | 5.7013 | 8.0016 | 0 | 0 | 4.1772 | 0 | 0 | 0 | 0 | 0 | 0 | 1.3937 | 0 | 0 | 7.8224 | 1.6505 | 9.4729 | 50.2721 | 1.6505 | 51.9227
2009 | Warehouse | 3C | 4835.13 | 0 | 0.15684 | 0.86634 | 27.3536 | 5.7002 | 8.0016 | 0 | 0 | 2.4841 | 0 | 0 | 0 | 0 | 0 | 0 | 1.4184 | 0 | 0 | 3.3505 | 0.15684 | 3.5073 | 45.8243 | 0.15684 | 45.9812
2009 | Warehouse | 4A | 4835.13 | 0 | 35.5109 | 1.797 | 27.3536 | 5.6927 | 8.0016 | 0 | 0 | 3.0943 | 0 | 0 | 0 | 0 | 0 | 0 | 1.465 | 0 | 0 | 4.8913 | 35.5109 | 40.4022 | 47.4042 | 35.5109 | 82.9152
2009 | Warehouse | 4B | 4835.13 | 0 | 10.2847 | 2.0337 | 27.3536 | 5.6967 | 8.0016 | 0 | 0 | 3.7566 | 0 | 0 | 0 | 0 | 0 | 0 | 1.4495 | 0 | 0 | 5.7904 | 10.2847 | 16.0751 | 48.2924 | 10.2847 | 58.5771
2009 | Warehouse | 4C | 4835.13 | 0 | 12.4189 | 0.21027 | 27.3536 | 5.6858 | 8.0016 | 0 | 0 | 2.3589 | 0 | 0 | 0 | 0 | 0 | 0 | 1.4816 | 0 | 0 | 2.5692 | 12.4189 | 14.9881 | 45.0919 | 12.4189 | 57.5108
2009 | Warehouse | 5A | 4835.13 | 0 | 63.3816 | 0.67274 | 27.3536 | 5.6944 | 8.0016 | 0 | 0 | 2.9317 | 0 | 0 | 0 | 0 | 0 | 0 | 1.5092 | 0 | 0 | 3.6044 | 63.3816 | 66.986 | 46.1639 | 63.3816 | 109.5455
2009 | Warehouse | 5B | 4835.13 | 0 | 28.5675 | 1.1996 | 27.3536 | 5.6944 | 8.0016 | 0 | 0 | 3.5401 | 0 | 0 | 0 | 0 | 0 | 0 | 1.4966 | 0 | 0 | 4.7396 | 28.5675 | 33.3072 | 47.2853 | 28.5675 | 75.8528
2009 | Warehouse | 5C | 4835.13 | 0 | 10.2244 | 0.12754 | 27.3536 | 5.6858 | 8.0016 | 0 | 0 | 2.113 | 0 | 0 | 0 | 0 | 0 | 0 | 1.5069 | 0 | 0 | 2.2405 | 10.2244 | 12.4649 | 44.7879 | 10.2244 | 55.0123
2009 | Warehouse | 6A | 4835.13 | 0 | 102.8957 | 0.84222 | 27.3536 | 5.6916 | 8.0016 | 0 | 0 | 3.5688 | 0 | 0 | 0 | 0 | 0 | 0 | 1.542 | 0 | 0 | 4.411 | 102.8957 | 107.3067 | 46.9998 | 102.8957 | 149.8954
2009 | Warehouse | 6B | 4835.13 | 0 | 58.5777 | 0.58139 | 27.3536 | 5.6875 | 8.0016 | 0 | 0 | 3.397 | 0 | 0 | 0 | 0 | 0 | 0 | 1.5339 | 0 | 0 | 3.9784 | 58.5777 | 62.5561 | 46.5551 | 58.5777 | 105.1328
2009 | Warehouse | 7 | 4835.13 | 0 | 103.0261 | 0.5722 | 27.3536 | 5.6841 | 8.0016 | 0 | 0 | 3.0673 | 0 | 0 | 0 | 0 | 0 | 0 | 1.5804 | 0 | 0 | 3.6395 | 103.0261 | 106.6655 | 46.2598 | 103.0261 | 149.2859
2009 | Warehouse | 8 | 4835.13 | 0 | 96.3148 | 0.12294 | 27.3536 | 5.6525 | 8.0016 | 0 | 0 | 2.4267 | 0 | 0 | 0 | 0 | 0 | 0 | 1.6333 | 0 | 0 | 2.5496 | 96.3148 | 98.8644 | 45.1907 | 96.3148 | 141.5054
2012 | Warehouse | 0A | 4835.13 | 0 | 0 | 9.4586 | 9.5643 | 5.7054 | 8.0016 | 0 | 0 | 4.2703 | 0 | 0 | 0 | 0 | 0 | 0 | 1.2696 | 0 | 0 | 13.7288 | 0 | 13.7288 | 38.2703 | 0 | 38.2703
2012 | Warehouse | 0B | 4835.13 | 0 | 0 | 8.9151 | 9.9003 | 5.7065 | 8.0016 | 0 | 0 | 5.232 | 0 | 0 | 0 | 0 | 0 | 0 | 1.2679 | 0 | 0 | 14.147 | 0 | 14.147 | 39.024 | 0 | 39.024
2012 | Warehouse | 1A | 4835.13 | 0 | 0 | 5.5836 | 10.4415 | 5.7076 | 8.0016 | 0 | 0 | 2.9656 | 0 | 0 | 0 | 0 | 0 | 0 | 1.3035 | 0 | 0 | 8.5491 | 0 | 8.5491 | 34.0029 | 0 | 34.0029
2012 | Warehouse | 1B | 4835.13 | 0 | 0.030448 | 6.7027 | 10.2801 | 5.7002 | 8.0016 | 0 | 0 | 4.4932 | 0 | 0 | 0 | 0 | 0 | 0 | 1.3053 | 0 | 0 | 11.1958 | 0.030448 | 11.2263 | 36.4836 | 0.030448 | 36.514
2012 | Warehouse | 2A | 4835.13 | 0 | 0.047683 | 4.2128 | 10.615 | 5.6985 | 8.0016 | 0 | 0 | 2.8748 | 0 | 0 | 0 | 0 | 0 | 0 | 1.3432 | 0 | 0 | 7.0876 | 0.047683 | 7.1353 | 32.7459 | 0.047683 | 32.7936
2012 | Warehouse | 2B | 4835.13 | 0 | 0.079281 | 4.0858 | 11.2544 | 5.7025 | 8.0016 | 0 | 0 | 4.091 | 0 | 0 | 0 | 0 | 0 | 0 | 1.3461 | 0 | 0 | 8.1768 | 0.079281 | 8.2561 | 34.482 | 0.079281 | 34.5613
2012 | Warehouse | 3A | 4835.13 | 0 | 7.6345 | 2.132 | 11.1056 | 5.7013 | 8.0016 | 0 | 0 | 2.5611 | 0 | 0 | 0 | 0 | 0 | 0 | 1.4115 | 0 | 0 | 4.6931 | 7.6345 | 12.3276 | 30.9132 | 7.6345 | 38.5477
2012 | Warehouse | 3B | 4835.13 | 0 | 1.1542 | 2.5491 | 10.9637 | 5.7013 | 8.0016 | 0 | 0 | 3.2229 | 0 | 0 | 0 | 0 | 0 | 0 | 1.3937 | 0 | 0 | 5.772 | 1.1542 | 6.9262 | 31.8318 | 1.1542 | 32.986
2012 | Warehouse | 3C | 4835.13 | 0 | 0.083877 | 0.61586 | 10.7644 | 5.7002 | 8.0016 | 0 | 0 | 1.835 | 0 | 0 | 0 | 0 | 0 | 0 | 1.4179 | 0 | 0 | 2.4508 | 0.083877 | 2.5347 | 28.3354 | 0.083877 | 28.4193
2012 | Warehouse | 4A | 4835.13 | 0 | 26.8452 | 1.3713 | 11.421 | 5.6927 | 8.0016 | 0 | 0 | 2.344 | 0 | 0 | 0 | 0 | 0 | 0 | 1.4644 | 0 | 0 | 3.7153 | 26.8452 | 30.5605 | 30.2951 | 26.8452 | 57.1403
2012 | Warehouse | 4B | 4835.13 | 0 | 6.3189 | 1.6574 | 11.4929 | 5.6967 | 8.0016 | 0 | 0 | 2.9466 | 0 | 0 | 0 | 0 | 0 | 0 | 1.4489 | 0 | 0 | 4.604 | 6.3189 | 10.923 | 31.2447 | 6.3189 | 37.5636
2012 | Warehouse | 4C | 4835.13 | 0 | 9.4735 | 0.20739 | 12.2299 | 5.6858 | 8.0016 | 0 | 0 | 1.8964 | 0 | 0 | 0 | 0 | 0 | 0 | 1.4811 | 0 | 0 | 2.1038 | 9.4735 | 11.5773 | 29.5023 | 9.4735 | 38.9757
2012 | Warehouse | 5A | 4835.13 | 0 | 49.8855 | 0.58312 | 11.4768 | 5.6944 | 8.0016 | 0 | 0 | 2.2503 | 0 | 0 | 0 | 0 | 0 | 0 | 1.5092 | 0 | 0 | 2.8334 | 49.8855 | 52.7189 | 29.516 | 49.8855 | 79.4015
2012 | Warehouse | 5B | 4835.13 | 0 | 20.9382 | 0.97665 | 11.7428 | 5.6944 | 8.0016 | 0 | 0 | 2.7944 | 0 | 0 | 0 | 0 | 0 | 0 | 1.496 | 0 | 0 | 3.771 | 20.9382 | 24.7092 | 30.7064 | 20.9382 | 51.6446
2012 | Warehouse | 5C | 4835.13 | 0 | 8.0872 | 0.041364 | 12.1024 | 5.6858 | 8.0016 | 0 | 0 | 1.7551 | 0 | 0 | 0 | 0 | 0 | 0 | 1.5063 | 0 | 0 | 1.7965 | 8.0872 | 9.8837 | 29.0926 | 8.0872 | 37.1799
2012 | Warehouse | 6A | 4835.13 | 0 | 81.5071 | 0.64746 | 11.7462 | 5.6916 | 8.0016 | 0 | 0 | 2.5554 | 0 | 0 | 0 | 0 | 0 | 0 | 1.542 | 0 | 0 | 3.2028 | 81.5071 | 84.7099 | 30.1848 | 81.5071 | 111.6918
2012 | Warehouse | 6B | 4835.13 | 0 | 45.9708 | 0.48143 | 12.0765 | 5.6875 | 8.0016 | 0 | 0 | 2.6059 | 0 | 0 | 0 | 0 | 0 | 0 | 1.5339 | 0 | 0 | 3.0874 | 45.9708 | 49.0582 | 30.3876 | 45.9708 | 76.3584
2012 | Warehouse | 7 | 4835.13 | 0 | 80.6172 | 0.35217 | 13.3709 | 5.6841 | 8.0016 | 0 | 0 | 2.3003 | 0 | 0 | 0 | 0 | 0 | 0 | 1.5804 | 0 | 0 | 2.6525 | 80.6172 | 83.2696 | 31.2895 | 80.6172 | 111.9067
2012 | Warehouse | 8 | 4835.13 | 0 | 84.4623 | 0.052854 | 15.307 | 5.6525 | 8.0016 | 0 | 0 | 2.0205 | 0 | 0 | 0 | 0 | 0 | 0 | 1.6333 | 0 | 0 | 2.0734 | 84.4623 | 86.5356 | 32.6677 | 84.4623 | 117.13
2015 | Warehouse | 0A | 4835.13 | 0 | 0 | 9.3448 | 13.7897 | 4.8011 | 8.0016 | 0 | 0 | 4.3777 | 0 | 0 | 0 | 0 | 0 | 0 | 1.2696 | 0 | 0 | 13.7225 | 0 | 13.7225 | 41.5851 | 0 | 41.5851
2015 | Warehouse | 0B | 4835.13 | 0 | 0 | 8.8025 | 14.0362 | 4.8005 | 8.0016 | 0 | 0 | 5.2969 | 0 | 0 | 0 | 0 | 0 | 0 | 1.2679 | 0 | 0 | 14.0994 | 0 | 14.0994 | 42.2056 | 0 | 42.2056
2015 | Warehouse | 1A | 4835.13 | 0 | 0 | 5.4606 | 14.6112 | 4.8011 | 8.0016 | 0 | 0 | 3.2172 | 0 | 0 | 0 | 0 | 0 | 0 | 1.3035 | 0 | 0 | 8.6778 | 0 | 8.6778 | 37.3959 | 0 | 37.3959
2015 | Warehouse | 1B | 4835.13 | 0 | 0.031597 | 6.6286 | 14.386 | 4.7942 | 8.0016 | 0 | 0 | 4.4972 | 0 | 0 | 0 | 0 | 0 | 0 | 1.3047 | 0 | 0 | 11.1257 | 0.031597 | 11.1573 | 39.6117 | 0.031597 | 39.6433
2015 | Warehouse | 2A | 4835.13 | 0 | 0.052854 | 4.1858 | 14.71 | 4.7919 | 8.0016 | 0 | 0 | 2.7484 | 0 | 0 | 0 | 0 | 0 | 0 | 1.3432 | 0 | 0 | 6.9342 | 0.052854 | 6.9871 | 35.7815 | 0.052854 | 35.8344
2015 | Warehouse | 2B | 4835.13 | 0 | 0.081579 | 3.9589 | 15.3816 | 4.7959 | 8.0016 | 0 | 0 | 3.8945 | 0 | 0 | 0 | 0 | 0 | 0 | 1.3455 | 0 | 0 | 7.8534 | 0.081579 | 7.935 | 37.3781 | 0.081579 | 37.4596
2015 | Warehouse | 3A | 4835.13 | 0 | 6.9894 | 2.0797 | 15.1001 | 4.7953 | 8.0016 | 0 | 0 | 2.7541 | 0 | 0 | 0 | 0 | 0 | 0 | 1.411 | 0 | 0 | 4.8338 | 6.9894 | 11.8232 | 34.1419 | 6.9894 | 41.1313
2015 | Warehouse | 3B | 4835.13 | 0 | 0.78074 | 2.4566 | 15.111 | 4.7948 | 8.0016 | 0 | 0 | 3.4556 | 0 | 0 | 0 | 0 | 0 | 0 | 1.3937 | 0 | 0 | 5.9122 | 0.78074 | 6.6929 | 35.2133 | 0.78074 | 35.9941
2015 | Warehouse | 3C | 4835.13 | 0 | 0.089622 | 0.76466 | 14.9054 | 4.8022 | 8.0016 | 0 | 0 | 2.0142 | 0 | 0 | 0 | 0 | 0 | 0 | 1.4179 | 0 | 0 | 2.7789 | 0.089622 | 2.8685 | 31.9054 | 0.089622 | 31.995
2015 | Warehouse | 4A | 4835.13 | 0 | 25.4181 | 1.3478 | 15.3173 | 4.8028 | 8.0016 | 0 | 0 | 2.4887 | 0 | 0 | 0 | 0 | 0 | 0 | 1.4644 | 0 | 0 | 3.8365 | 25.4181 | 29.2546 | 33.4226 | 25.4181 | 58.8408
2015 | Warehouse | 4B | 4835.13 | 0 | 5.5887 | 1.6057 | 15.5454 | 4.793 | 8.0016 | 0 | 0 | 3.1408 | 0 | 0 | 0 | 0 | 0 | 0 | 1.4483 | 0 | 0 | 4.7465 | 5.5887 | 10.3352 | 34.5349 | 5.5887 | 40.1236
2015 | Warehouse | 4C | 4835.13 | 0 | 8.2498 | 0.30966 | 15.9314 | 4.8017 | 8.0016 | 0 | 0 | 2.0699 | 0 | 0 | 0 | 0 | 0 | 0 | 1.4805 | 0 | 0 | 2.3796 | 8.2498 | 10.6294 | 32.5948 | 8.2498 | 40.8446
2015 | Warehouse | 5A | 4835.13 | 0 | 47.9638 | 0.59231 | 15.3656 | 4.7959 | 8.0016 | 0 | 0 | 2.3882 | 0 | 0 | 0 | 0 | 0 | 0 | 1.5092 | 0 | 0 | 2.9805 | 47.9638 | 50.9443 | 32.6522 | 47.9638 | 80.616
2015 | Warehouse | 5B | 4835.13 | 0 | 19.5594 | 0.98124 | 15.6672 | 4.8005 | 8.0016 | 0 | 0 | 2.9839 | 0 | 0 | 0 | 0 | 0 | 0 | 1.496 | 0 | 0 | 3.9652 | 19.5594 | 23.5246 | 33.9311 | 19.5594 | 53.4905
2015 | Warehouse | 5C | 4835.13 | 0 | 6.7475 | 0.13501 | 15.8022 | 4.7994 | 8.0016 | 0 | 0 | 1.8924 | 0 | 0 | 0 | 0 | 0 | 0 | 1.5058 | 0 | 0 | 2.0274 | 6.7475 | 8.7749 | 32.1375 | 6.7475 | 38.885
2015 | Warehouse | 6A | 4835.13 | 0 | 76.421 | 0.59231 | 20.4642 | 4.7982 | 8.0016 | 0 | 0 | 2.5496 | 0 | 0 | 0 | 0 | 0 | 0 | 1.542 | 0 | 0 | 3.1419 | 76.421 | 79.563 | 37.948 | 76.421 | 114.369
2015 | Warehouse | 6B | 4835.13 | 0 | 41.6219 | 0.41192 | 20.5332 | 4.7925 | 8.0016 | 0 | 0 | 2.5979 | 0 | 0 | 0 | 0 | 0 | 0 | 1.5333 | 0 | 0 | 3.0098 | 41.6219 | 44.6317 | 37.8716 | 41.6219 | 79.4934
2015 | Warehouse | 7 | 4835.13 | 0 | 73.6221 | 0.4326 | 20.5102 | 4.7999 | 8.0016 | 0 | 0 | 2.3583 | 0 | 0 | 0 | 0 | 0 | 0 | 1.5804 | 0 | 0 | 2.7909 | 73.6221 | 76.413 | 37.6825 | 73.6221 | 111.3046
2015 | Warehouse | 8 | 4835.13 | 0 | 75.3209 | 0.11892 | 20.7377 | 4.8264 | 8.0016 | 0 | 0 | 2.0837 | 0 | 0 | 0 | 0 | 0 | 0 | 1.6327 | 0 | 0 | 2.2026 | 75.3209 | 77.5235 | 37.401 | 75.3209 | 112.7219
2018 | Warehouse | 0A | 4835.13 | 0 | 0 | 8.8616 | 9.385 | 3.8503 | 8.0016 | 0 | 0 | 4.1381 | 0 | 0 | 0 | 0 | 0 | 0 | 1.261 | 0 | 0 | 12.9998 | 0 | 12.9998 | 35.4977 | 0 | 35.4977
2018 | Warehouse | 0B | 4835.13 | 0 | 0 | 8.3986 | 9.5493 | 3.8497 | 8.0016 | 0 | 0 | 5.113 | 0 | 0 | 0 | 0 | 0 | 0 | 1.2587 | 0 | 0 | 13.5116 | 0 | 13.5116 | 36.171 | 0 | 36.171
2018 | Warehouse | 1A | 4835.13 | 0 | 0 | 4.993 | 9.9429 | 3.8503 | 8.0016 | 0 | 0 | 2.9834 | 0 | 0 | 0 | 0 | 0 | 0 | 1.2943 | 0 | 0 | 7.9763 | 0 | 7.9763 | 31.0655 | 0 | 31.0655
2018 | Warehouse | 1B | 4835.13 | 0 | 0.041938 | 6.2839 | 9.7889 | 3.8445 | 8.0016 | 0 | 0 | 4.3128 | 0 | 0 | 0 | 0 | 0 | 0 | 1.2955 | 0 | 0 | 10.5966 | 0.041938 | 10.6386 | 33.5272 | 0.041938 | 33.5691
2018 | Warehouse | 2A | 4835.13 | 0 | 0.067216 | 3.8675 | 10.0089 | 3.8428 | 8.0016 | 0 | 0 | 2.5548 | 0 | 0 | 0 | 0 | 0 | 0 | 1.3334 | 0 | 0 | 6.4223 | 0.067216 | 6.4895 | 29.6097 | 0.067216 | 29.6769
2018 | Warehouse | 2B | 4835.13 | 0 | 0.10858 | 3.7141 | 10.4616 | 3.8463 | 8.0016 | 0 | 0 | 3.7072 | 0 | 0 | 0 | 0 | 0 | 0 | 1.3363 | 0 | 0 | 7.4214 | 0.10858 | 7.53 | 31.0672 | 0.10858 | 31.1758
2018 | Warehouse | 3A | 4835.13 | 0 | 8.0338 | 1.9056 | 10.2663 | 3.8451 | 8.0016 | 0 | 0 | 2.5979 | 0 | 0 | 0 | 0 | 0 | 0 | 1.4012 | 0 | 0 | 4.5035 | 8.0338 | 12.5373 | 28.0183 | 8.0338 | 36.0521
2018 | Warehouse | 3B | 4835.13 | 0 | 1.1364 | 2.2727 | 10.2847 | 3.8451 | 8.0016 | 0 | 0 | 3.2672 | 0 | 0 | 0 | 0 | 0 | 0 | 1.384 | 0 | 0 | 5.5399 | 1.1364 | 6.6763 | 29.0553 | 1.1364 | 30.1917
2018 | Warehouse | 3C | 4835.13 | 0 | 0.11892 | 0.64918 | 10.1428 | 3.8509 | 8.0016 | 0 | 0 | 1.8608 | 0 | 0 | 0 | 0 | 0 | 0 | 1.4081 | 0 | 0 | 2.51 | 0.11892 | 2.6289 | 25.9139 | 0.11892 | 26.0329
2018 | Warehouse | 4A | 4835.13 | 0 | 27.8523 | 1.2197 | 10.4151 | 3.852 | 8.0016 | 0 | 0 | 2.3606 | 0 | 0 | 0 | 0 | 0 | 0 | 1.4541 | 0 | 0 | 3.5803 | 27.8523 | 31.4326 | 27.3031 | 27.8523 | 55.1554
2018 | Warehouse | 4B | 4835.13 | 0 | 7.1146 | 1.461 | 10.5696 | 3.8434 | 8.0016 | 0 | 0 | 2.9529 | 0 | 0 | 0 | 0 | 0 | 0 | 1.4385 | 0 | 0 | 4.4139 | 7.1146 | 11.5285 | 28.2671 | 7.1146 | 35.3817
2018 | Warehouse | 4C | 4835.13 | 0 | 10.3151 | 0.25278 | 10.8218 | 3.8509 | 8.0016 | 0 | 0 | 1.9102 | 0 | 0 | 0 | 0 | 0 | 0 | 1.4707 | 0 | 0 | 2.163 | 10.3151 | 12.4781 | 26.3075 | 10.3151 | 36.6226
2018 | Warehouse | 5A | 4835.13 | 0 | 51.0534 | 0.56129 | 10.4461 | 3.8463 | 8.0016 | 0 | 0 | 2.263 | 0 | 0 | 0 | 0 | 0 | 0 | 1.4983 | 0 | 0 | 2.8242 | 51.0534 | 53.8777 | 26.6171 | 51.0534 | 77.6706
2018 | Warehouse | 5B | 4835.13 | 0 | 22.2722 | 0.87611 | 10.646 | 3.8497 | 8.0016 | 0 | 0 | 2.8219 | 0 | 0 | 0 | 0 | 0 | 0 | 1.4857 | 0 | 0 | 3.6981 | 22.2722 | 25.9702 | 27.6817 | 22.2722 | 49.9538
2018 | Warehouse | 5C | 4835.13 | 0 | 8.9248 | 0.10858 | 10.7311 | 3.8491 | 8.0016 | 0 | 0 | 1.7746 | 0 | 0 | 0 | 0 | 0 | 0 | 1.496 | 0 | 0 | 1.8832 | 8.9248 | 10.8081 | 25.961 | 8.9248 | 34.8859
2018 | Warehouse | 6A | 4835.13 | 0 | 80.5344 | 0.4619 | 13.7644 | 3.848 | 8.0016 | 0 | 0 | 2.344 | 0 | 0 | 0 | 0 | 0 | 0 | 1.531 | 0 | 0 | 2.8059 | 80.5344 | 83.3403 | 29.9515 | 80.5344 | 110.4859
2018 | Warehouse | 6B | 4835.13 | 0 | 45.8048 | 0.3671 | 13.8075 | 3.8434 | 8.0016 | 0 | 0 | 2.3641 | 0 | 0 | 0 | 0 | 0 | 0 | 1.523 | 0 | 0 | 2.7312 | 45.8048 | 48.536 | 29.9067 | 45.8048 | 75.7115
2018 | Warehouse | 7 | 4835.13 | 0 | 78.1652 | 0.33781 | 13.792 | 3.8491 | 8.0016 | 0 | 0 | 2.1865 | 0 | 0 | 0 | 0 | 0 | 0 | 1.5695 | 0 | 0 | 2.5243 | 78.1652 | 80.6895 | 29.7372 | 78.1652 | 107.9024
2018 | Warehouse | 8 | 4835.13 | 0 | 80.6264 | 0.086175 | 13.9345 | 3.871 | 8.0016 | 0 | 0 | 1.9108 | 0 | 0 | 0 | 0 | 0 | 0 | 1.6224 | 0 | 0 | 1.997 | 80.6264 | 82.6233 | 29.4264 | 80.6264 | 110.0528
0

## Convert
1 m2 = | 10.7639 | ft2
1 Btu = | 1055.0559 | J
1 m3/s = | 15850.3231 | gpm
m ft of H2O | 9804.1394 | Pa
1 kWh | 0.0036 | GJ
Electricity | 3.167 | Source-Site Multiplier
Gas | 1.084 | Source-Site Multiplier

## Weights
National Weighting Factors | Taken from PNNL - Development of National New Construction Weighting Factors for the Commercial Building Prototype Analyses (2003-2018) Report - June, 2020
Total Construction Area (in 1,000 sf) of Samples Aggregated by Climate Zone and Prototype Category (Excluding 'No Prototype') - Table 9 (Page 32)
Building Type | 1A | 1B | 2A | 2B | 3A | 3B | 3C | 4A | 4B | 4C | 5A | 5B | 5C | 6A | 6B | 7 | 8 | Sum by Building Type
Large Office | 16868.9 | 0 | 84133 | 10300 | 83929.9 | 39669.7 | 35451.3 | 174052.1 | 120 | 36842.8 | 74518.9 | 23820 | 162.4 | 13990.2 | 543.7 | 1295.3 | 0 | 595698.2
Medium Office | 21848.7 | 0 | 120104.5 | 29913.5 | 112127.8 | 68844.9 | 25436.2 | 146920.8 | 3930.2 | 26285.4 | 135800.4 | 48290.8 | 367.3 | 26562.7 | 4003.6 | 3172.6 | 355.8 | 773965.2
Small Office | 17162 | 0 | 118476.5 | 23865 | 107666 | 42488.3 | 7232.6 | 89124.6 | 4779 | 14328.2 | 103506.7 | 31856.1 | 348.6 | 20126.3 | 3364.7 | 2423.4 | 123.3 | 586871.3
Stand-Alone Retail | 44821.4 | 0 | 276996.8 | 47518.4 | 274753.6 | 131884 | 18800.7 | 296430.9 | 12655 | 40896.3 | 365606.6 | 82967.5 | 1746.1 | 76240.9 | 9590.5 | 8943.2 | 978.6 | 1690830.5
Strip Mall | 24133.5 | 0 | 97829.6 | 21386.8 | 107582.3 | 65526.1 | 13714.2 | 102063.9 | 2660 | 13523.3 | 93823.4 | 19265.5 | 320.7 | 9083.4 | 1277.3 | 1241.9 | 142.7 | 573574.6
Primary School | 20212.6 | 0 | 150817.8 | 18538.4 | 145027.2 | 55388 | 6782.8 | 136250.3 | 5012.7 | 17810.8 | 119331.6 | 35831.3 | 275.6 | 24237.3 | 7302.9 | 2951.1 | 203.5 | 745973.9
Secondary School | 40614.2 | 0 | 287327.1 | 29704.4 | 334229.3 | 118573.4 | 20879.6 | 305440.9 | 10982.6 | 41838.1 | 336475 | 78271.9 | 1356.4 | 56653.1 | 14616.9 | 9338.2 | 1007 | 1687308.1
Hospital | 14357 | 0 | 115638 | 16770.3 | 97542.2 | 48683.2 | 15213.1 | 142347.1 | 3958.4 | 19933.8 | 146341.6 | 36183.7 | 1052.2 | 30415.3 | 4953.1 | 5087.4 | 353.2 | 698829.6
Outpatient Healthcare | 8459.8 | 0 | 83724.7 | 13739 | 81971.1 | 27005.3 | 6808.4 | 95704.8 | 3206.7 | 15204.9 | 123690.4 | 31275.6 | 577.4 | 27946.6 | 4166.9 | 4450.1 | 322 | 528253.7
Full Service Restaurant | 4806.4 | 0 | 27341.3 | 4221.9 | 25969.4 | 12984.3 | 1983.3 | 25253.3 | 1169.2 | 3264.8 | 30123.8 | 6946.8 | 99.1 | 4506.9 | 684.3 | 669.4 | 131.2 | 150155.4
Quick Service Restaurant | 1221.9 | 0 | 10390.4 | 1466.5 | 10037.7 | 3127.6 | 293.3 | 8515.8 | 309.8 | 706.6 | 10452.5 | 2695 | 13 | 1637.2 | 278.9 | 139 | 4.2 | 51289.4
Large Hotel | 27678.8 | 0 | 109029.4 | 16191.3 | 86868.1 | 84587.5 | 14080.2 | 126031.1 | 3666.5 | 20721 | 100465.6 | 29721.9 | 326.6 | 22180.4 | 6451 | 3756.5 | 86.2 | 651842.1
Small Hotel | 5057.2 | 0 | 46920.4 | 3747.1 | 41402.8 | 16408.6 | 2357.9 | 47016 | 2112.5 | 4011.4 | 42132.1 | 14696 | 318.9 | 12700.3 | 3926.8 | 2436.8 | 157.6 | 245402.4
Warehouse | 82424.4 | 0 | 544781.6 | 96607.6 | 428770.5 | 344959.7 | 28244.9 | 570756.4 | 8114.5 | 83618.4 | 484733 | 125953.1 | 467.4 | 57271.5 | 4666.3 | 5637.9 | 316.2 | 2867323.4
High-Rise Apartment | 222690.7 | 0 | 184107.2 | 12910.4 | 87935.1 | 97550.3 | 45192.2 | 504188.6 | 0 | 76376.9 | 209659.8 | 28818.6 | 0 | 17490.5 | 1373 | 631.9 | 0 | 1488925.2
Mid-Rise Apartment | 55967 | 0 | 346765.7 | 41767 | 274789.5 | 181789.4 | 76095.8 | 466118.4 | 4005.4 | 109081.4 | 342812.1 | 112610.4 | 1021.3 | 88294.7 | 7987.3 | 6374.6 | 1.7 | 2115481.7
Sum by CZ | 608324.5 | 0 | 2604384 | 388647.6 | 2300602.5 | 1339470.3 | 318566.5 | 3236215 | 66682.5 | 524444.1 | 2719473.5 | 709204.2 | 8453 | 489337.3 | 75187.2 | 58549.3 | 4183.2 | 15451724.7
Weighting Factor Table
Building Type | 1A | 1B | 2A | 2B | 3A | 3B | 3C | 4A | 4B | 4C | 5A | 5B | 5C | 6A | 6B | 7 | 8 | Sum by Building Type
Large Office | 0.1092% | 0% | 0.5445% | 0.06666% | 0.5432% | 0.2567% | 0.2294% | 1.126% | 0.0007766% | 0.2384% | 0.4823% | 0.1542% | 0.001051% | 0.09054% | 0.003519% | 0.008383% | 0% | 3.855%
Medium Office | 0.1414% | 0% | 0.7773% | 0.1936% | 0.7257% | 0.4455% | 0.1646% | 0.9508% | 0.02544% | 0.1701% | 0.8789% | 0.3125% | 0.002377% | 0.1719% | 0.02591% | 0.02053% | 0.002303% | 5.009%
Small Office | 0.1111% | 0% | 0.7668% | 0.1544% | 0.6968% | 0.275% | 0.04681% | 0.5768% | 0.03093% | 0.09273% | 0.6699% | 0.2062% | 0.002256% | 0.1303% | 0.02178% | 0.01568% | 0.000798% | 3.798%
Stand-Alone Retail | 0.2901% | 0% | 1.793% | 0.3075% | 1.778% | 0.8535% | 0.1217% | 1.918% | 0.0819% | 0.2647% | 2.366% | 0.5369% | 0.0113% | 0.4934% | 0.06207% | 0.05788% | 0.006333% | 10.94%
Strip Mall | 0.1562% | 0% | 0.6331% | 0.1384% | 0.6962% | 0.4241% | 0.08876% | 0.6605% | 0.01721% | 0.08752% | 0.6072% | 0.1247% | 0.002075% | 0.05879% | 0.008266% | 0.008037% | 0.0009235% | 3.712%
Primary School | 0.1308% | 0% | 0.9761% | 0.12% | 0.9386% | 0.3585% | 0.0439% | 0.8818% | 0.03244% | 0.1153% | 0.7723% | 0.2319% | 0.001784% | 0.1569% | 0.04726% | 0.0191% | 0.001317% | 4.828%
Secondary School | 0.2628% | 0% | 1.86% | 0.1922% | 2.163% | 0.7674% | 0.1351% | 1.977% | 0.07108% | 0.2708% | 2.178% | 0.5066% | 0.008778% | 0.3666% | 0.0946% | 0.06043% | 0.006517% | 10.92%
Hospital | 0.09292% | 0% | 0.7484% | 0.1085% | 0.6313% | 0.3151% | 0.09846% | 0.9212% | 0.02562% | 0.129% | 0.9471% | 0.2342% | 0.00681% | 0.1968% | 0.03206% | 0.03292% | 0.002286% | 4.523%
Outpatient Healthcare | 0.05475% | 0% | 0.5418% | 0.08892% | 0.5305% | 0.1748% | 0.04406% | 0.6194% | 0.02075% | 0.0984% | 0.8005% | 0.2024% | 0.003737% | 0.1809% | 0.02697% | 0.0288% | 0.002084% | 3.419%
Full Service Restaurant | 0.03111% | 0% | 0.1769% | 0.02732% | 0.1681% | 0.08403% | 0.01284% | 0.1634% | 0.007567% | 0.02113% | 0.195% | 0.04496% | 0.0006414% | 0.02917% | 0.004429% | 0.004332% | 0.0008491% | 0.9718%
Quick Service Restaurant | 0.007908% | 0% | 0.06724% | 0.009491% | 0.06496% | 0.02024% | 0.001898% | 0.05511% | 0.002005% | 0.004573% | 0.06765% | 0.01744% | 8.413e-05% | 0.0106% | 0.001805% | 0.0008996% | 2.718e-05% | 0.3319%
Large Hotel | 0.1791% | 0% | 0.7056% | 0.1048% | 0.5622% | 0.5474% | 0.09112% | 0.8156% | 0.02373% | 0.1341% | 0.6502% | 0.1924% | 0.002114% | 0.1435% | 0.04175% | 0.02431% | 0.0005579% | 4.219%
Small Hotel | 0.03273% | 0% | 0.3037% | 0.02425% | 0.2679% | 0.1062% | 0.01526% | 0.3043% | 0.01367% | 0.02596% | 0.2727% | 0.09511% | 0.002064% | 0.08219% | 0.02541% | 0.01577% | 0.00102% | 1.588%
Warehouse | 0.5334% | 0% | 3.526% | 0.6252% | 2.775% | 2.232% | 0.1828% | 3.694% | 0.05252% | 0.5412% | 3.137% | 0.8151% | 0.003025% | 0.3706% | 0.0302% | 0.03649% | 0.002046% | 18.56%
High-Rise Apartment | 1.441% | 0% | 1.191% | 0.08355% | 0.5691% | 0.6313% | 0.2925% | 3.263% | 0% | 0.4943% | 1.357% | 0.1865% | 0% | 0.1132% | 0.008886% | 0.00409% | 0% | 9.636%
Mid-Rise Apartment | 0.3622% | 0% | 2.244% | 0.2703% | 1.778% | 1.176% | 0.4925% | 3.017% | 0.02592% | 0.7059% | 2.219% | 0.7288% | 0.00661% | 0.5714% | 0.05169% | 0.04125% | 1.1e-05% | 13.69%
Sum by CZ | 3.937% | 0% | 16.85% | 2.515% | 14.89% | 8.669% | 2.062% | 20.94% | 0.4316% | 3.394% | 17.6% | 4.59% | 0.05471% | 3.167% | 0.4866% | 0.3789% | 0.02707% | 100%

## SWH
Serving Water Heating Pump Energy Use
Building Type | SWH Pump Energy (GJ/yr) | Floor Area (m2) |  | Note: The prototype model pump energy usage category includes HVAC pumping and SWH pumping (depending on the building type), this study on HVAC energy performance
Large Office | 0.14091 | 46320.38 |  | subtracted out SWH pump energy in order to isolate HVAC pumping energy.
Medium Office | 0.15 | 4982.19
Small Office | 0 | 511.16
Stand-Alone Retail | 0 | 2293.99
Strip Mall | 0 | 2090.32
Primary School | 0.014366 | 6871
Secondary School | 0.074712 | 19592
Hospital | 0.78826 | 22436.18
Outpatient Healthcare | 0.024109 | 3804.01
Full Service Restaurant | 0.45 | 511.15
Quick Service Restaurant | 0 | 232.34
Large Hotel | 1.5108 | 11345.29
Small Hotel | 0.26 | 4013.58
Warehouse | 0 | 4835.13
High-Rise Apartment | 0.11415 | 7836.48
Mid-Rise Apartment | 0 | 3134.61
| High-Rise Apartment |  |  |  | Hospital |  |  | Large Hotel |  |  | Large Office |  |  | Outpatient Healtchare |  |  | Primary School |  |  | Secondary School
|  | 0.11415 | GJ/yr |  |  | 0.78826 | GJ/yr |  | 1.5108 | GJ/yr |  | 0.14091 | GJ/yr |  | 0.024109 | GJ/yr |  | 0.014366 | GJ/yr |  | 0.074712 | GJ/yr

## Office
Large Office - IECC HVAC Energy Use - Site EUI (kWh/m2/yr)
Large Office | Ho Chi Minh City | Dubai | Honolulu | New Delhi | Tampa | Tucson | Atlanta | El Paso | San Diego | New York | Albuquerque | Seattle | Buffalo | Denver | Port Angeles | Rochester | Great Falls | International Falls | Fairbanks | National | % National HVAC Energy Improvement per Publication Year
Year | 0A | 0B | 1A | 1B | 2A | 2B | 3A | 3B | 3C | 4A | 4B | 4C | 5A | 5B | 5C | 6A | 6B | 7 | 8 | All | All
2006 | 132.1682 | 114.7665 | 97.1305 | 102.2704 | 95.8841 | 75.7718 | 90.5793 | 78.3224 | 56.0651 | 99.5627 | 78.0496 | 70.6133 | 105.8436 | 87.7931 | 70.2054 | 128.756 | 103.0428 | 143.8522 | 176.274 | 94.7767 | 0%
2009 | 120.2209 | 106.5117 | 92.1253 | 95.2949 | 85.3426 | 68.8256 | 72.7016 | 69.8592 | 51.5422 | 79.2845 | 71.4658 | 57.1687 | 85.7169 | 77.8236 | 55.249 | 104.8911 | 86.7901 | 113.4302 | 136.4524 | 79.4388 | -16.18%
2012 | 88.9023 | 90.5858 | 75.4238 | 83.0115 | 66.5227 | 62.1782 | 58.3104 | 64.2879 | 48.5772 | 55.5277 | 65.7454 | 51.4282 | 53.9361 | 69.7765 | 51.4071 | 89.4131 | 75.1272 | 92.0987 | 72.1688 | 60.95 | -23.27%
2015 | 81.6174 | 79.1664 | 68.8315 | 71.9594 | 61.9188 | 56.8099 | 52.8703 | 58.2788 | 43.74 | 49.8561 | 59.4266 | 40.657 | 48.1381 | 61.8331 | 38.3328 | 56.9414 | 62.0151 | 55.4129 | 64.9174 | 54.1429 | -11.17%
2018 | 78.6467 | 78.8092 | 67.4492 | 71.5297 | 60.2086 | 56.3473 | 51.2009 | 57.9306 | 43.3516 | 47.4005 | 58.7915 | 39.6005 | 45.7278 | 61.2248 | 37.6585 | 52.63 | 61.0298 | 49.6281 | 55.0976 | 52.3305 | -3.347%
% HVAC EUI Savings vs. IECC-2006 Baseline
2006 | 0% | 0% | 0% | 0% | 0% | 0% | 0% | 0% | 0% | 0% | 0% | 0% | 0% | 0% | 0% | 0% | 0% | 0% | 0% | 0%
2009 | -9.039% | -7.193% | -5.153% | -6.821% | -10.99% | -9.167% | -19.74% | -10.81% | -8.067% | -20.37% | -8.435% | -19.04% | -19.02% | -11.36% | -21.3% | -18.54% | -15.77% | -21.15% | -22.59% | -16.18%
2012 | -32.74% | -21.07% | -22.35% | -18.83% | -30.62% | -17.94% | -35.62% | -17.92% | -13.36% | -44.23% | -15.76% | -27.17% | -49.04% | -20.52% | -26.78% | -30.56% | -27.09% | -35.98% | -59.06% | -35.69%
2015 | -38.25% | -31.02% | -29.14% | -29.64% | -35.42% | -25.02% | -41.63% | -25.59% | -21.98% | -49.92% | -23.86% | -42.42% | -54.52% | -29.57% | -45.4% | -55.78% | -39.82% | -61.48% | -63.17% | -42.87%
2018 | -40.49% | -31.33% | -30.56% | -30.06% | -37.21% | -25.64% | -43.47% | -26.04% | -22.68% | -52.39% | -24.67% | -43.92% | -56.8% | -30.26% | -46.36% | -59.12% | -40.77% | -65.5% | -68.74% | -44.79%
Medium Office - IECC HVAC Energy Use - Site EUI (kWh/m2/yr)
Medium Office | Ho Chi Minh City | Dubai | Honolulu | New Delhi | Tampa | Tucson | Atlanta | El Paso | San Diego | New York | Albuquerque | Seattle | Buffalo | Denver | Port Angeles | Rochester | Great Falls | International Falls | Fairbanks | National | % National HVAC Energy Improvement per Publication Year
Year | 0A | 0B | 1A | 1B | 2A | 2B | 3A | 3B | 3C | 4A | 4B | 4C | 5A | 5B | 5C | 6A | 6B | 7 | 8 | All | All
2006 | 99.4091 | 88.2226 | 65.6527 | 74.0371 | 61.7031 | 47.7462 | 56.5966 | 40.133 | 25.6832 | 67.1737 | 39.9111 | 42.4133 | 77.4949 | 48.4119 | 48.7659 | 101.2763 | 69.4262 | 115.5243 | 153.2537 | 62.2135 | 0% |  | Year
2009 | 87.2513 | 79.5104 | 59.7004 | 66.5158 | 54.5192 | 42.6291 | 41.7537 | 34.0647 | 21.3884 | 49.4065 | 31.6472 | 30.1814 | 59.4317 | 38.6694 | 32.3959 | 79.4497 | 53.2971 | 88.8716 | 118.8757 | 49.1279 | -21.03% | Building Type | 2006 | 2009 | 2012 | 2015 | 2018
2012 | 69.2071 | 63.5218 | 46.921 | 52.3849 | 39.2102 | 33.6878 | 34.6183 | 28.3906 | 18.8666 | 39.7181 | 27.2326 | 33.1431 | 37.1758 | 35.0086 | 42.9006 | 63.2754 | 49.8805 | 56.8503 | 76.5058 | 37.5247 | -23.62% | Large Office | 94.7767 | 79.4388 | 60.95 | 54.1429 | 52.3305
2015 | 59.5806 | 55.4408 | 43.2407 | 46.417 | 36.9321 | 31.7029 | 28.0984 | 25.0358 | 16.2116 | 29.7365 | 22.5782 | 16.6605 | 35.5293 | 26.3405 | 15.5197 | 49.5654 | 34.1031 | 38.089 | 52.2015 | 31.6683 | -15.61% | Medium Office | 62.2135 | 49.1279 | 37.5247 | 31.6683 | 30.6059
2018 | 57.6961 | 55.0851 | 42.2879 | 45.8873 | 36.0523 | 31.122 | 27.1489 | 24.5541 | 15.7885 | 28.734 | 21.5585 | 15.1423 | 34.126 | 25.2711 | 14.2491 | 47.3693 | 32.1629 | 31.3985 | 40.5957 | 30.6059 | -3.355% | Small Office | 43.4315 | 36.4813 | 29.5751 | 29.2516 | 29.0598
% HVAC EUI Savings vs. IECC-2006 Baseline
2006 | 0% | 0% | 0% | 0% | 0% | 0% | 0% | 0% | 0% | 0% | 0% | 0% | 0% | 0% | 0% | 0% | 0% | 0% | 0% | 0%
2009 | -9.199% | -7.591% | -6.128% | -7.354% | -7.492% | -6.753% | -16.39% | -7.748% | -7.66% | -17.85% | -10.59% | -17.32% | -17.07% | -11.1% | -23.32% | -16.95% | -15.65% | -18.53% | -19.5% | -21.03%
2012 | -22.85% | -21.52% | -19.29% | -21.17% | -23.46% | -18.55% | -24.26% | -14.99% | -12.16% | -27.58% | -16.24% | -13.13% | -38.09% | -15.27% | -8.355% | -29.51% | -18.97% | -40.79% | -43.54% | -39.68%
2015 | -30.13% | -28.56% | -23.07% | -27.01% | -25.83% | -21.17% | -31.46% | -19.28% | -16.89% | -37.6% | -22.21% | -36.47% | -39.65% | -25.14% | -47.36% | -40.16% | -34.28% | -53.83% | -57.33% | -49.1%
2018 | -31.56% | -28.87% | -24.06% | -27.52% | -26.75% | -21.94% | -32.51% | -19.89% | -17.65% | -38.61% | -23.51% | -38.62% | -40.97% | -26.36% | -49.17% | -41.87% | -36.16% | -58.48% | -63.91% | -50.81%
Small Office - IECC HVAC Energy Use - Site EUI (kWh/m2/yr)
Small Office | Ho Chi Minh City | Dubai | Honolulu | New Delhi | Tampa | Tucson | Atlanta | El Paso | San Diego | New York | Albuquerque | Seattle | Buffalo | Denver | Port Angeles | Rochester | Great Falls | International Falls | Fairbanks | National | % National HVAC Energy Improvement per Publication Year
Year | 0A | 0B | 1A | 1B | 2A | 2B | 3A | 3B | 3C | 4A | 4B | 4C | 5A | 5B | 5C | 6A | 6B | 7 | 8 | All | All
2006 | 73.8842 | 74.1016 | 56.0001 | 61.3094 | 49.4464 | 48.5388 | 36.7465 | 38.0724 | 26.204 | 37.404 | 34.7195 | 24.0738 | 48.1313 | 40.7624 | 22.8402 | 79.7152 | 57.0978 | 97.1755 | 126.3031 | 43.4315 | 0%
2009 | 60.5105 | 61.793 | 46.827 | 51.6527 | 41.2732 | 41.4145 | 31.4753 | 33.0458 | 23.3239 | 32.1056 | 30.5188 | 20.9328 | 39.5397 | 33.5566 | 19.672 | 63.1733 | 44.5501 | 75.2591 | 106.5605 | 36.4813 | -16%
2012 | 48.5823 | 48.8214 | 37.942 | 40.4635 | 33.4316 | 32.5295 | 25.1715 | 25.9921 | 18.7536 | 25.5899 | 24.7042 | 17.4712 | 33.3609 | 27.7528 | 16.7919 | 50.6962 | 35.8335 | 59.0976 | 86.0026 | 29.5751 | -18.93%
2015 | 46.5825 | 46.8379 | 36.2791 | 39.0778 | 32.3393 | 31.6111 | 24.3944 | 25.5791 | 18.4058 | 25.8562 | 24.965 | 17.8516 | 33.4207 | 28.1223 | 17.2755 | 50.881 | 36.2411 | 59.5758 | 88.2198 | 29.2516 | -1.094%
2018 | 46.213 | 46.4684 | 35.9313 | 38.7137 | 32.0132 | 31.2687 | 24.1879 | 25.2911 | 18.1015 | 25.5682 | 24.0575 | 17.2375 | 33.5783 | 28.0136 | 16.9984 | 51.131 | 36.377 | 59.9127 | 88.8067 | 29.0598 | -0.6554%
% HVAC EUI Savings vs. IECC-2006 Baseline
2006 | 0% | 0% | 0% | 0% | 0% | 0% | 0% | 0% | 0% | 0% | 0% | 0% | 0% | 0% | 0% | 0% | 0% | 0% | 0% | 0%
2009 | -10.12% | -10.72% | -9.444% | -9.442% | -8.524% | -9.402% | -5.819% | -6.418% | -5.137% | -5.322% | -5.382% | -4.448% | -8.117% | -8.208% | -4.513% | -12.85% | -12.18% | -15.24% | -11.2% | -16%
2012 | -19.14% | -22.03% | -18.59% | -20.38% | -16.7% | -21.13% | -12.78% | -15.42% | -13.29% | -11.87% | -12.83% | -9.35% | -13.95% | -14.82% | -8.615% | -22.54% | -20.64% | -26.47% | -22.86% | -31.9%
2015 | -20.66% | -23.76% | -20.3% | -21.74% | -17.84% | -22.34% | -13.64% | -15.95% | -13.91% | -11.6% | -12.5% | -8.812% | -13.9% | -14.4% | -7.926% | -22.39% | -20.24% | -26.14% | -21.6% | -32.65%
2018 | -20.94% | -24.08% | -20.66% | -22.09% | -18.18% | -22.79% | -13.86% | -16.32% | -14.45% | -11.89% | -13.66% | -9.681% | -13.75% | -14.52% | -8.321% | -22.2% | -20.11% | -25.9% | -21.27% | -33.09%

## Retail
Stand-Alone Retail - IECC HVAC Energy Use - Site EUI (kWh/m2/yr)
Stand-Alone Retail | Ho Chi Minh City | Dubai | Honolulu | New Delhi | Tampa | Tucson | Atlanta | El Paso | San Diego | New York | Albuquerque | Seattle | Buffalo | Denver | Port Angeles | Rochester | Great Falls | International Falls | Fairbanks | National | % National HVAC Energy Improvement per Publication Year
Year | 0A | 0B | 1A | 1B | 2A | 2B | 3A | 3B | 3C | 4A | 4B | 4C | 5A | 5B | 5C | 6A | 6B | 7 | 8 | All | All
2006 | 206.9901 | 200.0796 | 154.7243 | 173.2898 | 148.3902 | 129.7545 | 129.8732 | 125.0647 | 71.4161 | 162.0672 | 110.1635 | 99.9024 | 172.2351 | 129.8635 | 104.8162 | 217.8228 | 164.0652 | 252.3345 | 325.7606 | 148.8982 | 0%
2009 | 193.1254 | 192.2984 | 149.2451 | 166.711 | 126.4233 | 112.1178 | 107.2379 | 98.2773 | 69.3188 | 120.4851 | 93.5064 | 84.4828 | 138.8108 | 110.1175 | 85.437 | 177.6284 | 137.4812 | 207.3365 | 271.7439 | 121.1097 | -18.66%
2012 | 150.2489 | 143.6059 | 118.4714 | 128.0593 | 107.1774 | 99.9472 | 94.8323 | 88.5369 | 61.0302 | 103.8995 | 86.2047 | 71.1376 | 117.022 | 96.1353 | 71.6413 | 147.2422 | 113.3796 | 158.2226 | 210.8505 | 103.7614 | -14.32%
2015 | 94.3625 | 98.4384 | 75.0476 | 84.6003 | 65.7249 | 59.886 | 56.0946 | 53.226 | 35.6136 | 62.0062 | 56.3235 | 55.1441 | 71.1884 | 73.9723 | 60.5168 | 93.5972 | 97.1573 | 101.5467 | 141.126 | 64.1574 | -38.17%
2018 | 103.5326 | 94.4848 | 73.9468 | 80.0679 | 63.4605 | 54.9927 | 62.4676 | 50.2073 | 30.1343 | 81.63 | 52.8809 | 52.4874 | 102.065 | 73.0108 | 56.7449 | 131.204 | 96.4089 | 98.5571 | 138.9718 | 74.752 | 16.51%
% HVAC EUI Savings vs. IECC-2006 Baseline
2006 | 0% | 0% | 0% | 0% | 0% | 0% | 0% | 0% | 0% | 0% | 0% | 0% | 0% | 0% | 0% | 0% | 0% | 0% | 0% | 0%
2009 | -6.698% | -3.889% | -3.541% | -3.796% | -14.8% | -13.59% | -17.43% | -21.42% | -2.937% | -25.66% | -15.12% | -15.43% | -19.41% | -15.21% | -18.49% | -18.45% | -16.2% | -17.83% | -16.58% | -18.66%
2012 | -27.41% | -28.23% | -23.43% | -26.1% | -27.77% | -22.97% | -26.98% | -29.21% | -14.54% | -35.89% | -21.75% | -28.79% | -32.06% | -25.97% | -31.65% | -32.4% | -30.89% | -37.3% | -35.27% | -30.31%
2015 | -54.41% | -50.8% | -51.5% | -51.18% | -55.71% | -53.85% | -56.81% | -57.44% | -50.13% | -61.74% | -48.87% | -44.8% | -58.67% | -43.04% | -42.26% | -57.03% | -40.78% | -59.76% | -56.68% | -56.91%
2018 | -49.98% | -52.78% | -52.21% | -53.8% | -57.23% | -57.62% | -51.9% | -59.85% | -57.8% | -49.63% | -52% | -47.46% | -40.74% | -43.78% | -45.86% | -39.77% | -41.24% | -60.94% | -57.34% | -49.8%
Strip Mall - IECC HVAC Energy Use - Site EUI (kWh/m2/yr)
Strip Mall | Ho Chi Minh City | Dubai | Honolulu | New Delhi | Tampa | Tucson | Atlanta | El Paso | San Diego | New York | Albuquerque | Seattle | Buffalo | Denver | Port Angeles | Rochester | Great Falls | International Falls | Fairbanks | National | % National HVAC Energy Improvement per Publication Year
Year | 0A | 0B | 1A | 1B | 2A | 2B | 3A | 3B | 3C | 4A | 4B | 4C | 5A | 5B | 5C | 6A | 6B | 7 | 8 | All | All
2006 | 190.1995 | 180.2502 | 137.5746 | 154.1457 | 127.5722 | 113.0887 | 122.8799 | 97.1249 | 53.0116 | 160.4871 | 98.3116 | 93.4772 | 178.6635 | 122.5955 | 103.7202 | 236.7593 | 168.7275 | 266.4265 | 353.9171 | 141.3327 | 0% |  | Year
2009 | 181.3518 | 172.9174 | 132.396 | 148.5432 | 119.3929 | 106.8949 | 98.5854 | 87.1145 | 49.1658 | 118.2634 | 79.7951 | 76.5048 | 143.9546 | 104.56 | 82.3917 | 190.8613 | 140.1832 | 225.0825 | 302.8736 | 116.8197 | -17.34% | Building Type | 2006 | 2009 | 2012 | 2015 | 2018
2012 | 143.7047 | 138.5713 | 103.8717 | 118.7657 | 94.1084 | 88.9723 | 79.1439 | 69.1308 | 39.6524 | 93.844 | 64.719 | 60.4347 | 114.2382 | 82.9644 | 63.5934 | 147.0362 | 106.6437 | 163.1901 | 217.977 | 92.5695 | -20.76% | Stand-Alone Retail | 148.8982 | 121.1097 | 103.7614 | 64.1574 | 74.752
2015 | 108.1148 | 99.3176 | 71.576 | 81.8336 | 63.612 | 54.3351 | 58.2819 | 42.5214 | 32.7621 | 83.2887 | 50.4295 | 61.0685 | 109.3426 | 75.6822 | 67.4086 | 144.0941 | 107.6457 | 164.0578 | 193.4725 | 76.1955 | -17.69% | Strip Mall | 141.3327 | 116.8197 | 92.5695 | 76.1955 | 78.4963
2018 | 104.354 | 95.9316 | 68.4877 | 78.825 | 61.3755 | 52.3391 | 59.0207 | 45.3798 | 30.1389 | 87.9344 | 54.4547 | 65.5389 | 114.7658 | 80.6509 | 74.9035 | 149.2541 | 114.5173 | 168.9401 | 199.875 | 78.4963 | 3.02%
% HVAC EUI Savings vs. IECC-2006 Baseline
2006 | 0% | 0% | 0% | 0% | 0% | 0% | 0% | 0% | 0% | 0% | 0% | 0% | 0% | 0% | 0% | 0% | 0% | 0% | 0% | 0%
2009 | -4.274% | -3.665% | -3.347% | -3.233% | -5.512% | -4.774% | -18.71% | -8.004% | -5.385% | -26.05% | -16.81% | -16.99% | -20.15% | -13.89% | -20.35% | -21.07% | -17.4% | -16.38% | -15.67% | -17.34%
2012 | -22.46% | -20.83% | -21.78% | -20.42% | -22.55% | -18.59% | -33.68% | -22.38% | -18.71% | -41.12% | -30.49% | -33.07% | -37.41% | -30.52% | -38.28% | -41.19% | -37.84% | -40.91% | -41.73% | -34.5%
2015 | -39.66% | -40.45% | -42.66% | -41.73% | -43.1% | -45.28% | -49.74% | -43.66% | -28.35% | -47.63% | -43.46% | -32.44% | -40.25% | -36.13% | -34.64% | -42.54% | -37.23% | -40.57% | -49.25% | -46.09%
2018 | -41.47% | -42.14% | -44.65% | -43.47% | -44.61% | -46.82% | -49.17% | -41.37% | -32.03% | -44.77% | -39.81% | -27.97% | -37.1% | -32.3% | -27.49% | -40.17% | -33.04% | -38.63% | -47.29% | -44.46%

## Schools
Primary School - IECC HVAC Energy Use - Site EUI (kWh/m2/yr)
Primary School | Ho Chi Minh City | Dubai | Honolulu | New Delhi | Tampa | Tucson | Atlanta | El Paso | San Diego | New York | Albuquerque | Seattle | Buffalo | Denver | Port Angeles | Rochester | Great Falls | International Falls | Fairbanks | National | % National HVAC Energy Improvement per Publication Year
Year | 0A | 0B | 1A | 1B | 2A | 2B | 3A | 3B | 3C | 4A | 4B | 4C | 5A | 5B | 5C | 6A | 6B | 7 | 8 | All | All
2006 | 220.611 | 198.5157 | 144.1932 | 185.3028 | 137.4806 | 125.6038 | 125.2553 | 116.5367 | 78.908 | 137.1705 | 113.1226 | 86.9882 | 126.6557 | 112.9338 | 84.2262 | 172.4129 | 142.0429 | 221.3868 | 326.7819 | 129.1557 | 0%
2009 | 207.6313 | 183.5967 | 133.6865 | 169.4091 | 116.352 | 101.9759 | 86.5746 | 85.534 | 58.8223 | 86.2799 | 77.7048 | 61.6781 | 93.9911 | 85.6044 | 56.8725 | 132.5149 | 106.1545 | 191.3297 | 288.6542 | 95.4746 | -26.08%
2012 | 156.8689 | 128.5623 | 98.6055 | 116.4991 | 82.8161 | 77.0386 | 67.4847 | 66.6689 | 44.3428 | 66.3184 | 60.7612 | 47.353 | 71.1301 | 66.4862 | 44.3719 | 93.6543 | 72.8923 | 99.3214 | 147.1448 | 71.6103 | -25%
2015 | 115.8777 | 107.8589 | 83.1092 | 88.7116 | 66.0936 | 60.1597 | 47.7561 | 48.1373 | 32.9928 | 45.4562 | 44.6658 | 39.7801 | 47.5281 | 50.9483 | 32.4369 | 69.7115 | 57.7478 | 74.9889 | 114.3164 | 52.4768 | -26.72%
2018 | 104.4743 | 100.4793 | 76.154 | 85.1435 | 65.5378 | 57.7114 | 46.5441 | 46.5562 | 31.3987 | 45.8742 | 43.5419 | 41.1579 | 51.5098 | 51.1694 | 33.416 | 83.9816 | 61.9332 | 99.9145 | 156.0462 | 53.1162 | 1.219%
% HVAC EUI Savings vs. IECC-2006 Baseline
2006 | 0% | 0% | 0% | 0% | 0% | 0% | 0% | 0% | 0% | 0% | 0% | 0% | 0% | 0% | 0% | 0% | 0% | 0% | 0% | 0%
2009 | -5.884% | -7.515% | -7.287% | -8.577% | -15.37% | -18.81% | -30.88% | -26.6% | -25.45% | -37.1% | -31.31% | -29.1% | -25.79% | -24.2% | -32.48% | -23.14% | -25.27% | -13.58% | -11.67% | -26.08%
2012 | -28.89% | -35.24% | -31.62% | -37.13% | -39.76% | -38.67% | -46.12% | -42.79% | -43.8% | -51.65% | -46.29% | -45.56% | -43.84% | -41.13% | -47.32% | -45.68% | -48.68% | -55.14% | -54.97% | -44.56%
2015 | -47.47% | -45.67% | -42.36% | -52.13% | -51.93% | -52.1% | -61.87% | -58.69% | -58.19% | -66.86% | -60.52% | -54.27% | -62.47% | -54.89% | -61.49% | -59.57% | -59.34% | -66.13% | -65.02% | -59.37%
2018 | -52.64% | -49.38% | -47.19% | -54.05% | -52.33% | -54.05% | -62.84% | -60.05% | -60.21% | -66.56% | -61.51% | -52.69% | -59.33% | -54.69% | -60.33% | -51.29% | -56.4% | -54.87% | -52.25% | -58.87%
Secondary School - IECC HVAC Energy Use - Site EUI (kWh/m2/yr)
Secondary School | Ho Chi Minh City | Dubai | Honolulu | New Delhi | Tampa | Tucson | Atlanta | El Paso | San Diego | New York | Albuquerque | Seattle | Buffalo | Denver | Port Angeles | Rochester | Great Falls | International Falls | Fairbanks | National | % National HVAC Energy Improvement per Publication Year
Year | 0A | 0B | 1A | 1B | 2A | 2B | 3A | 3B | 3C | 4A | 4B | 4C | 5A | 5B | 5C | 6A | 6B | 7 | 8 | All | All
2006 | 228.2727 | 191.1956 | 144.893 | 176.666 | 137.4285 | 115.8 | 116.522 | 100.0344 | 72.5334 | 115.1741 | 93.4125 | 69.4978 | 102.2567 | 92.9941 | 64.2811 | 138.5854 | 112.7146 | 178.9392 | 260.1389 | 114.1668 | 0% |  | Year
2009 | 194.4512 | 157.5678 | 116.5268 | 145.0291 | 109.2456 | 85.6873 | 78.68 | 70.3729 | 54.241 | 72.8018 | 60.7082 | 48.7493 | 74.8203 | 66.1156 | 42.5242 | 103.4973 | 83.2598 | 149.7389 | 219.5324 | 81.7894 | -28.36% | Building Type | 2006 | 2009 | 2012 | 2015 | 2018
2012 | 159.4071 | 121.9908 | 95.6593 | 116.0453 | 85.1033 | 74.1362 | 64.7259 | 61.4968 | 46.3569 | 57.103 | 51.458 | 39.5093 | 55.7741 | 52.6026 | 35.8746 | 74.8807 | 57.1144 | 78.2204 | 110.9683 | 64.6472 | -20.96% | Primary School | 129.1557 | 95.4746 | 71.6103 | 52.4768 | 53.1162
2015 | 124.6938 | 99.083 | 78.4527 | 89.4706 | 67.7207 | 56.4541 | 48.5172 | 46.9804 | 35.2818 | 43.9674 | 45.0217 | 36.0352 | 43.2004 | 50.1979 | 26.3206 | 60.7162 | 44.3765 | 63.7727 | 90.3524 | 50.8989 | -21.27% | Secondary School | 114.1668 | 81.7894 | 64.6472 | 50.8989 | 49.9023
2018 | 115.9299 | 96.5949 | 75.7942 | 86.9359 | 65.8569 | 55.0183 | 47.8897 | 45.5066 | 34.0676 | 42.8018 | 42.6663 | 35.8364 | 43.2821 | 49.0385 | 26.5877 | 60.8996 | 44.1041 | 63.7635 | 89.5304 | 49.9023 | -1.958%
% HVAC EUI Savings vs. IECC-2006 Baseline
2006 | 0% | 0% | 0% | 0% | 0% | 0% | 0% | 0% | 0% | 0% | 0% | 0% | 0% | 0% | 0% | 0% | 0% | 0% | 0% | 0%
2009 | -15.33% | -16.94% | -19.67% | -17.07% | -20.5% | -23.97% | -30.21% | -25.45% | -23.18% | -30.89% | -28.91% | -23.85% | -21.66% | -23.8% | -25.83% | -20.35% | -20.74% | -13.19% | -12.43% | -28.36%
2012 | -31.22% | -34.86% | -34.14% | -32.71% | -38.06% | -33.17% | -41.35% | -33.07% | -33.17% | -42.33% | -37.09% | -34.47% | -36.7% | -35.77% | -33.73% | -36.95% | -39.14% | -45.49% | -45.65% | -43.37%
2015 | -46.95% | -46.4% | -46.08% | -47.06% | -50.7% | -47.25% | -54.29% | -45.53% | -47.21% | -51.91% | -42.78% | -38.47% | -46.63% | -37.89% | -45.07% | -45.16% | -48.11% | -52.02% | -51.96% | -55.42%
2018 | -50.92% | -47.65% | -47.92% | -48.42% | -52.06% | -48.39% | -54.79% | -46.79% | -48.75% | -52.76% | -44.86% | -38.7% | -46.56% | -38.92% | -44.75% | -45.06% | -48.3% | -52.02% | -52.21% | -56.29%

## Healthcare
Hospital - IECC HVAC Energy Use - Site EUI (kWh/m2/yr)
Hospital | Ho Chi Minh City | Dubai | Honolulu | New Delhi | Tampa | Tucson | Atlanta | El Paso | San Diego | New York | Albuquerque | Seattle | Buffalo | Denver | Port Angeles | Rochester | Great Falls | International Falls | Fairbanks | National | % National HVAC Energy Improvement per Publication Year
Year | 0A | 0B | 1A | 1B | 2A | 2B | 3A | 3B | 3C | 4A | 4B | 4C | 5A | 5B | 5C | 6A | 6B | 7 | 8 | All | All
2006 | 330.6053 | 296.7051 | 301.8809 | 276.3075 | 308.4138 | 296.6079 | 325.1191 | 286.6162 | 278.34 | 373.0382 | 286.9148 | 314.4516 | 427.5914 | 305.9123 | 342.0572 | 465.6441 | 374.1841 | 522.1913 | 571.1033 | 348.5435 | 0%
2009 | 427.1644 | 328.6323 | 395.4261 | 306.8307 | 424.8019 | 367.4179 | 413.4306 | 370.5623 | 337.5283 | 434.4632 | 388.6611 | 362.6089 | 445.4882 | 429.3392 | 365.8855 | 520.9219 | 469.8667 | 569.8995 | 653.1034 | 421.4561 | 20.92%
2012 | 442.6115 | 391.8484 | 396.2402 | 361.5007 | 398.0922 | 359.1178 | 390.2955 | 355.3541 | 314.9927 | 411.4412 | 358.6617 | 343.7937 | 423.3963 | 386.0536 | 349.6642 | 488.6078 | 462.4661 | 532.2181 | 613.4129 | 398.8635 | -5.361%
2015 | 201.3147 | 176.8682 | 180.5009 | 174.465 | 182.2317 | 180.0433 | 180.7709 | 176.2033 | 147.7716 | 190.783 | 178.3515 | 158.8544 | 192.3801 | 183.7668 | 159.6544 | 226.4266 | 219.2592 | 243.9412 | 279.7555 | 185.323 | -53.54%
2018 | 189.6226 | 169.779 | 170.4268 | 168.3817 | 173.7182 | 175.7067 | 175.1661 | 172.4977 | 144.5227 | 186.7463 | 174.9054 | 156.4486 | 189.2791 | 179.9813 | 157.3026 | 221.3324 | 213.6085 | 236.456 | 269.6275 | 180.2769 | -2.723%
% HVAC EUI Savings vs. IECC-2006 Baseline
2006 | 0% | 0% | 0% | 0% | 0% | 0% | 0% | 0% | 0% | 0% | 0% | 0% | 0% | 0% | 0% | 0% | 0% | 0% | 0% | 0%
2009 | 29.21% | 10.76% | 30.99% | 11.05% | 37.74% | 23.87% | 27.16% | 29.29% | 21.26% | 16.47% | 35.46% | 15.31% | 4.185% | 40.35% | 6.966% | 11.87% | 25.57% | 9.136% | 14.36% | 20.92%
2012 | 33.88% | 32.07% | 31.26% | 30.83% | 29.08% | 21.07% | 20.05% | 23.98% | 13.17% | 10.29% | 25.01% | 9.331% | -0.9811% | 26.2% | 2.224% | 4.932% | 23.59% | 1.92% | 7.408% | 14.44%
2015 | -39.11% | -40.39% | -40.21% | -36.86% | -40.91% | -39.3% | -44.4% | -38.52% | -46.91% | -48.86% | -37.84% | -49.48% | -55.01% | -39.93% | -53.33% | -51.37% | -41.4% | -53.29% | -51.01% | -46.83%
2018 | -42.64% | -42.78% | -43.55% | -39.06% | -43.67% | -40.76% | -46.12% | -39.82% | -48.08% | -49.94% | -39.04% | -50.25% | -55.73% | -41.17% | -54.01% | -52.47% | -42.91% | -54.72% | -52.79% | -48.28%
Outpatient Healthcare - IECC HVAC Energy Use - Site EUI (kWh/m2/yr)
Outpatient Healthcare | Ho Chi Minh City | Dubai | Honolulu | New Delhi | Tampa | Tucson | Atlanta | El Paso | San Diego | New York | Albuquerque | Seattle | Buffalo | Denver | Port Angeles | Rochester | Great Falls | International Falls | Fairbanks | National | % National HVAC Energy Improvement per Publication Year
Year | 0A | 0B | 1A | 1B | 2A | 2B | 3A | 3B | 3C | 4A | 4B | 4C | 5A | 5B | 5C | 6A | 6B | 7 | 8 | All | All
2006 | 397.7021 | 442.3538 | 362.7492 | 406.4195 | 372.2969 | 382.0468 | 371.1745 | 371.1942 | 309.3071 | 378.2621 | 360.7112 | 289.7254 | 332.2251 | 343.6137 | 269.994 | 408.332 | 390.5393 | 448.173 | 522.3264 | 362.1348 | 0% |  | Year
2009 | 299.0854 | 280.4435 | 232.9527 | 241.1874 | 237.9299 | 210.6261 | 202.2278 | 181.5859 | 158.4261 | 224.6077 | 172.7195 | 169.6671 | 233.7925 | 189.8943 | 203.559 | 301.3396 | 248.3327 | 319.8186 | 444.0202 | 219.2927 | -39.44% | Building Type | 2006 | 2009 | 2012 | 2015 | 2018
2012 | 335.3147 | 249.5689 | 313.8513 | 230.8701 | 239.8803 | 192.9021 | 208.8356 | 185.1369 | 228.1142 | 193.766 | 181.9407 | 204.3725 | 248.3122 | 191.6184 | 182.9353 | 305.3062 | 254.6455 | 327.4728 | 383.5701 | 222.6394 | 1.526% | Hospital | 348.5435 | 421.4561 | 398.8635 | 185.323 | 180.2769
2015 | 220.8208 | 207.6315 | 184.6506 | 188.1126 | 177.0008 | 166.801 | 147.4552 | 146.3029 | 126.7001 | 151.294 | 143.6172 | 113.2515 | 151.9658 | 148.5951 | 104.272 | 204.2053 | 194.2399 | 224.7852 | 260.867 | 156.6559 | -29.64% | Outpatient Healthcare | 362.1348 | 219.2927 | 222.6394 | 156.6559 | 150.2151
2018 | 212.7321 | 199.082 | 177.0183 | 179.7837 | 168.149 | 160.6576 | 140.2107 | 141.5711 | 119.2992 | 145.3244 | 139.6119 | 106.2721 | 146.3044 | 145.45 | 98.8172 | 198.9491 | 190.6866 | 219.6597 | 256.6317 | 150.2151 | -4.111%
% HVAC EUI Savings vs. IECC-2006 Baseline
2006 | 0% | 0% | 0% | 0% | 0% | 0% | 0% | 0% | 0% | 0% | 0% | 0% | 0% | 0% | 0% | 0% | 0% | 0% | 0% | 0%
2009 | -29.83% | -54.57% | -43% | -59.8% | -43.57% | -57.79% | -51.96% | -66.15% | -54.21% | -41.19% | -65.52% | -38.18% | -23.02% | -50.25% | -19.42% | -22.98% | -38% | -24.58% | -13.71% | -39.44%
2012 | -18.87% | -64.98% | -16.2% | -63.53% | -42.93% | -63.77% | -49.93% | -64.92% | -29.17% | -49.46% | -62.31% | -27.14% | -19.62% | -49.69% | -25.45% | -22.13% | -36.32% | -23.11% | -24.3% | -38.52%
2015 | -53.5% | -79.11% | -59% | -79.01% | -63.32% | -72.57% | -68.81% | -78.46% | -65.61% | -60.84% | -75.66% | -56.12% | -42.16% | -63.75% | -48.45% | -43.84% | -52.46% | -42.78% | -45.78% | -56.74%
2018 | -55.95% | -81.99% | -61.52% | -82.02% | -66.19% | -74.64% | -71.04% | -80.12% | -68.26% | -62.44% | -77.06% | -58.34% | -43.48% | -64.78% | -50.04% | -44.97% | -53.41% | -43.76% | -46.52% | -58.52%

## Restaurant
Full Service Restaurant - IECC HVAC Energy Use - Site EUI (kWh/m2/yr)
Full Service Restaurant | Ho Chi Minh City | Dubai | Honolulu | New Delhi | Tampa | Tucson | Atlanta | El Paso | San Diego | New York | Albuquerque | Seattle | Buffalo | Denver | Port Angeles | Rochester | Great Falls | International Falls | Fairbanks | National | % National HVAC Energy Improvement per Publication Year
Year | 0A | 0B | 1A | 1B | 2A | 2B | 3A | 3B | 3C | 4A | 4B | 4C | 5A | 5B | 5C | 6A | 6B | 7 | 8 | All | All
2006 | 677.0137 | 646.4399 | 513.95 | 591.6289 | 515.6184 | 439.923 | 527.6609 | 431.5541 | 272.1858 | 631.8161 | 454.623 | 449.9114 | 729.1565 | 553.4362 | 499.5761 | 889.1878 | 687.426 | 1017.4878 | 1282.0818 | 579.0637 | 0%
2009 | 654.7219 | 618.0236 | 500.413 | 543.6978 | 462.2203 | 394.3667 | 400.7032 | 362.4507 | 228.7054 | 456.7261 | 354.8697 | 299.1566 | 542.9913 | 429.0706 | 322.2146 | 707.5657 | 537.1004 | 848.9571 | 1118.9638 | 454.6412 | -21.49%
2012 | 565.8211 | 532.5301 | 432.5921 | 468.7035 | 394.6874 | 350.9896 | 371.4065 | 330.8335 | 207.506 | 441.1186 | 337.4906 | 296.6948 | 531.1281 | 416.5716 | 316.3075 | 687.7955 | 526.411 | 813.199 | 1064.8157 | 425.0371 | -6.512%
2015 | 451.3026 | 386.688 | 276.2018 | 328.638 | 280.9134 | 214.0924 | 259.6161 | 205.7778 | 103.7367 | 321.7799 | 226.4556 | 201.8107 | 411.1861 | 312.2643 | 237.5689 | 566.0004 | 423.2667 | 679.0407 | 920.2724 | 307.0951 | -27.75%
2018 | 445.0205 | 383.7371 | 273.0825 | 325.8067 | 277.2996 | 212.6632 | 259.2194 | 205.7126 | 101.5901 | 323.6656 | 228.9282 | 205.2289 | 413.1533 | 315.5901 | 241.5523 | 563.2235 | 426.1198 | 680.9862 | 922.5983 | 307.1749 | 0.02598%
% HVAC EUI Savings vs. IECC-2006 Baseline
2006 | 0% | 0% | 0% | 0% | 0% | 0% | 0% | 0% | 0% | 0% | 0% | 0% | 0% | 0% | 0% | 0% | 0% | 0% | 0% | 0%
2009 | -3.293% | -4.396% | -2.634% | -8.102% | -10.36% | -10.36% | -24.06% | -16.01% | -15.97% | -27.71% | -21.94% | -33.51% | -25.53% | -22.47% | -35.5% | -20.43% | -21.87% | -16.56% | -12.72% | -21.49%
2012 | -16.42% | -17.62% | -15.83% | -20.78% | -23.45% | -20.22% | -29.61% | -23.34% | -23.76% | -30.18% | -25.76% | -34.05% | -27.16% | -24.73% | -36.68% | -22.65% | -23.42% | -20.08% | -16.95% | -26.6%
2015 | -33.34% | -40.18% | -46.26% | -44.45% | -45.52% | -51.33% | -50.8% | -52.32% | -61.89% | -49.07% | -50.19% | -55.14% | -43.61% | -43.58% | -52.45% | -36.35% | -38.43% | -33.26% | -28.22% | -46.97%
2018 | -34.27% | -40.64% | -46.87% | -44.93% | -46.22% | -51.66% | -50.87% | -52.33% | -62.68% | -48.77% | -49.64% | -54.38% | -43.34% | -42.98% | -51.65% | -36.66% | -38.01% | -33.07% | -28.04% | -46.95%
Quick Service Restaurant - IECC HVAC Energy Use - Site EUI (kWh/m2/yr)
Quick Service Restaurant | Ho Chi Minh City | Dubai | Honolulu | New Delhi | Tampa | Tucson | Atlanta | El Paso | San Diego | New York | Albuquerque | Seattle | Buffalo | Denver | Port Angeles | Rochester | Great Falls | International Falls | Fairbanks | National | % National HVAC Energy Improvement per Publication Year
Year | 0A | 0B | 1A | 1B | 2A | 2B | 3A | 3B | 3C | 4A | 4B | 4C | 5A | 5B | 5C | 6A | 6B | 7 | 8 | All | All
2006 | 778.3014 | 751.7957 | 549.5538 | 660.8371 | 545.7878 | 462.5884 | 548.3582 | 449.8197 | 273.1031 | 682.6083 | 483.714 | 495.3229 | 829.8423 | 630.5056 | 570.261 | 1082.1067 | 835.9755 | 1292.6697 | 1649.8331 | 632.3804 | 0% |  | Year
2009 | 738.1782 | 706.9022 | 534.2864 | 607.3594 | 504.2897 | 424.9878 | 484.0607 | 404.723 | 223.2958 | 615.6686 | 442.2996 | 404.3284 | 756.4704 | 575.653 | 466.8087 | 984.4529 | 748.6036 | 1184.0645 | 1576.1265 | 572.6059 | -9.452% | Building Type | 2006 | 2009 | 2012 | 2015 | 2018
2012 | 643.5014 | 634.3553 | 470.2519 | 529.4205 | 439.8846 | 386.4428 | 449.1861 | 373.2198 | 212.2249 | 585.1578 | 409.1466 | 400.4787 | 736.6599 | 551.9569 | 469.0683 | 956.2256 | 729.1398 | 1143.774 | 1538.6694 | 537.7199 | -6.092% | Full Service Restaurant | 579.0637 | 454.6412 | 425.0371 | 307.0951 | 307.1749
2015 | 521.5895 | 475.357 | 341.0113 | 389.085 | 332.0206 | 258.4096 | 339.2299 | 261.2431 | 140.2399 | 459.5875 | 322.7311 | 305.2399 | 602.4576 | 479.1709 | 362.376 | 816.3683 | 634.6064 | 988.4102 | 1316.7245 | 421.2073 | -21.67% | Quick Service Restaurant | 632.3804 | 572.6059 | 537.7199 | 421.2073 | 420.4214
2018 | 519.294 | 473.4919 | 339.3614 | 387.459 | 330.6577 | 257.5368 | 338.1897 | 261.1116 | 139.929 | 459.5277 | 323.3647 | 306.1844 | 601.4294 | 478.7883 | 362.9499 | 813.4033 | 632.287 | 984.6561 | 1312.0618 | 420.4214 | -0.1866%
% HVAC EUI Savings vs. IECC-2006 Baseline
2006 | 0% | 0% | 0% | 0% | 0% | 0% | 0% | 0% | 0% | 0% | 0% | 0% | 0% | 0% | 0% | 0% | 0% | 0% | 0% | 0%
2009 | -5.926% | -6.945% | -2.971% | -9.039% | -8.048% | -8.547% | -12.19% | -10.45% | -18.3% | -10.59% | -9.11% | -20.22% | -10.06% | -9.911% | -20.71% | -10.98% | -12.71% | -10.67% | -5.749% | -9.452%
2012 | -19.91% | -18.17% | -15.43% | -22.21% | -20.54% | -17.31% | -18.79% | -17.75% | -22.37% | -15.42% | -16.4% | -21.08% | -12.78% | -14.19% | -20.26% | -14.16% | -15.54% | -14.63% | -8.671% | -14.97%
2015 | -37.92% | -42.76% | -40.58% | -45.93% | -41.46% | -46.41% | -39.63% | -43.7% | -48.81% | -35.3% | -35.41% | -42.25% | -31.18% | -27.34% | -41.61% | -29.89% | -29.29% | -29.9% | -25.98% | -33.39%
2018 | -38.26% | -43.05% | -40.9% | -46.21% | -41.72% | -46.61% | -39.83% | -43.73% | -48.93% | -35.31% | -35.27% | -42.04% | -31.33% | -27.41% | -41.5% | -30.22% | -29.63% | -30.27% | -26.35% | -33.52%

## Hotel
Large Hotel - IECC HVAC Energy Use - Site EUI (kWh/m2/yr)
Large Hotel | Ho Chi Minh City | Dubai | Honolulu | New Delhi | Tampa | Tucson | Atlanta | El Paso | San Diego | New York | Albuquerque | Seattle | Buffalo | Denver | Port Angeles | Rochester | Great Falls | International Falls | Fairbanks | National | % National HVAC Energy Improvement per Publication Year
Year | 0A | 0B | 1A | 1B | 2A | 2B | 3A | 3B | 3C | 4A | 4B | 4C | 5A | 5B | 5C | 6A | 6B | 7 | 8 | All | All
2006 | 384.5634 | 407.2953 | 296.2394 | 363.1899 | 317.1593 | 283.0771 | 255.6418 | 264.9127 | 204.7879 | 236.0554 | 223.7717 | 197.8288 | 217.6804 | 217.3942 | 183.9126 | 251.2055 | 233.3102 | 282.1778 | 348.9696 | 253.253 | 0%
2009 | 359.8071 | 379.447 | 276.2414 | 329.672 | 264.8135 | 222.8134 | 214.0795 | 199.5789 | 168.5878 | 193.2914 | 180.1146 | 147.7522 | 188.4073 | 181.3435 | 138.0117 | 224.7783 | 202.1627 | 258.9288 | 331.7282 | 210.7713 | -16.77%
2012 | 310.5743 | 303.6257 | 243.6209 | 262.2593 | 238.4374 | 201.6444 | 190.1459 | 186.9204 | 140.2275 | 161.3988 | 160.2317 | 135.1322 | 153.3842 | 161.0791 | 115.9064 | 182.124 | 163.1974 | 203.0439 | 265.358 | 183.1934 | -13.08%
2015 | 147.8269 | 128.97 | 112.1094 | 106.8358 | 102.9142 | 74.2623 | 77.0449 | 64.8901 | 65.0911 | 69.7516 | 55.9228 | 47.566 | 68.5708 | 57.0251 | 45.7647 | 91.4785 | 71.5358 | 110.0692 | 154.2324 | 76.9452 | -58%
2018 | 145.3464 | 127.8308 | 111.2684 | 105.8545 | 104.5101 | 79.7401 | 79.8346 | 68.42 | 62.8344 | 72.4248 | 58.4966 | 54.2658 | 70.8796 | 60.8147 | 51.5121 | 92.2186 | 75.3142 | 110.3306 | 152.6367 | 79.4179 | 3.214%
% HVAC EUI Savings vs. IECC-2006 Baseline
2006 | 0% | 0 | 0% | 0% | 0% | 0% | 0% | 0% | 0% | 0% | 0% | 0% | 0% | 0% | 0% | 0% | 0% | 0% | 0% | 0%
2009 | -6.437% | -0.068374 | -6.751% | -9.229% | -16.5% | -21.29% | -16.26% | -24.66% | -17.68% | -18.12% | -19.51% | -25.31% | -13.45% | -16.58% | -24.96% | -10.52% | -13.35% | -8.239% | -4.941% | -16.77%
2012 | -19.24% | -0.25453 | -17.76% | -27.79% | -24.82% | -28.77% | -25.62% | -29.44% | -31.53% | -31.63% | -28.4% | -31.69% | -29.54% | -25.9% | -36.98% | -27.5% | -30.05% | -28.04% | -23.96% | -27.66%
2015 | -61.56% | -0.68335 | -62.16% | -70.58% | -67.55% | -73.77% | -69.86% | -75.51% | -68.22% | -70.45% | -75.01% | -75.96% | -68.5% | -73.77% | -75.12% | -63.58% | -69.34% | -60.99% | -55.8% | -69.62%
2018 | -62.2% | -0.68615 | -62.44% | -70.85% | -67.05% | -71.83% | -68.77% | -74.17% | -69.32% | -69.32% | -73.86% | -72.57% | -67.44% | -72.03% | -71.99% | -63.29% | -67.72% | -60.9% | -56.26% | -68.64%
Small Hotel - IECC HVAC Energy Use - Site EUI (kWh/m2/yr)
Small Hotel | Ho Chi Minh City | Dubai | Honolulu | New Delhi | Tampa | Tucson | Atlanta | El Paso | San Diego | New York | Albuquerque | Seattle | Buffalo | Denver | Port Angeles | Rochester | Great Falls | International Falls | Fairbanks | National | % National HVAC Energy Improvement per Publication Year
Year | 0A | 0B | 1A | 1B | 2A | 2B | 3A | 3B | 3C | 4A | 4B | 4C | 5A | 5B | 5C | 6A | 6B | 7 | 8 | All | All
2006 | 116.6145 | 107.9239 | 90.4776 | 93.9775 | 83.0126 | 71.1487 | 73.0423 | 65.5151 | 50.9008 | 80.2712 | 64.8216 | 54.1031 | 85.8481 | 69.7292 | 53.8554 | 110.9857 | 84.891 | 118.2084 | 143.6339 | 78.6291 | 0% |  | Year
2009 | 105.2482 | 99.1744 | 85.0834 | 87.2164 | 76.8211 | 67.0951 | 62.7938 | 60.0012 | 50.5188 | 62.1293 | 55.6956 | 46.0506 | 66.6162 | 57.7553 | 44.0726 | 83.6909 | 65.0818 | 88.6878 | 100.7379 | 66.1231 | -15.91% | Building Type | 2006 | 2009 | 2012 | 2015 | 2018
2012 | 96.424 | 90.7101 | 78.4337 | 80.0505 | 70.665 | 62.2103 | 59.1554 | 56.1919 | 47.7843 | 57.3304 | 52.8359 | 43.9598 | 60.532 | 54.1163 | 42.4323 | 73.7053 | 58.817 | 78.1846 | 91.3129 | 61.0563 | -7.663% | Large Hotel | 253.253 | 210.7713 | 183.1934 | 76.9452 | 79.4179
2015 | 84.3733 | 78.5265 | 67.2675 | 69.0911 | 61.1466 | 53.2041 | 52.2449 | 48.3636 | 43.0746 | 54.2602 | 46.3517 | 42.1659 | 59.8164 | 50.208 | 41.2572 | 75.0521 | 58.354 | 81.7855 | 97.5078 | 55.9991 | -8.283% | Small Hotel | 78.6291 | 66.1231 | 61.0563 | 55.9991 | 44.7121
2018 | 70.2753 | 66.1636 | 56.3905 | 58.019 | 50.8247 | 44.5294 | 42.0496 | 39.8951 | 35.2608 | 41.9223 | 37.1835 | 33.2212 | 46.5904 | 38.8611 | 32.1956 | 57.4612 | 44.2816 | 62.0809 | 72.7606 | 44.7121 | -20.16%
% HVAC EUI Savings vs. IECC-2006 Baseline
2006 | 0% | 0% | 0% | 0% | 0% | 0% | 0% | 0% | 0% | 0% | 0% | 0% | 0% | 0% | 0% | 0% | 0% | 0% | 0% | 0%
2009 | -1.821% | -1.821% | -1.821% | -1.862% | -1.952% | -1.432% | -4.009% | -2.081% | -0.1866% | -7.685% | -4.078% | -4.07% | -8.835% | -5.508% | -5.319% | -10.87% | -8.49% | -10.46% | -12.29% | -15.91%
2012 | -4.066% | -4.066% | -4.066% | -3.835% | -3.893% | -3.158% | -5.432% | -3.519% | -1.522% | -9.718% | -5.356% | -5.127% | -11.63% | -7.182% | -6.211% | -14.84% | -11.18% | -14.18% | -14.99% | -22.35%
2015 | -7.835% | -7.835% | -7.835% | -6.852% | -6.894% | -6.339% | -8.135% | -6.474% | -3.822% | -11.02% | -8.254% | -6.034% | -11.96% | -8.98% | -6.85% | -14.3% | -11.37% | -12.91% | -13.22% | -28.78%
2018 | -11.51% | -11.51% | -11.51% | -9.901% | -10.15% | -9.404% | -12.12% | -9.671% | -7.637% | -16.25% | -12.35% | -10.56% | -18.03% | -14.2% | -11.78% | -21.31% | -17.41% | -19.89% | -20.31% | -43.14%

## Warehouse
Warehouse - IECC HVAC Energy Use - Site EUI (kWh/m2/yr)
Warehouse | Ho Chi Minh City | Dubai | Honolulu | New Delhi | Tampa | Tucson | Atlanta | El Paso | San Diego | New York | Albuquerque | Seattle | Buffalo | Denver | Port Angeles | Rochester | Great Falls | International Falls | Fairbanks | National | % National HVAC Energy Improvement per Publication Year
Year | 0A | 0B | 1A | 1B | 2A | 2B | 3A | 3B | 3C | 4A | 4B | 4C | 5A | 5B | 5C | 6A | 6B | 7 | 8 | All | All
2006 | 21.2415 | 26.6194 | 14.6239 | 19.0211 | 16.5283 | 18.1392 | 25.9289 | 14.8353 | 7.6041 | 54.8853 | 25.7186 | 21.5971 | 78.0641 | 43.4195 | 19.2423 | 120.2122 | 77.4689 | 110.7927 | 110.9576 | 41.8367 | 0%
2009 | 19.2319 | 23.4643 | 12.2276 | 15.689 | 10.4099 | 13.954 | 16.2721 | 9.4729 | 3.5073 | 40.4022 | 16.0751 | 14.9881 | 66.986 | 33.3072 | 12.4649 | 107.3067 | 62.5561 | 106.6655 | 98.8644 | 32.4017 | -22.55%
2012 | 13.7288 | 14.147 | 8.5491 | 11.2263 | 7.1353 | 8.2561 | 12.3276 | 6.9262 | 2.5347 | 30.5605 | 10.923 | 11.5773 | 52.7189 | 24.7092 | 9.8837 | 84.7099 | 49.0582 | 83.2696 | 86.5356 | 24.7539 | -23.6%
2015 | 13.7225 | 14.0994 | 8.6778 | 11.1573 | 6.9871 | 7.935 | 11.8232 | 6.6929 | 2.8685 | 29.2546 | 10.3352 | 10.6294 | 50.9443 | 23.5246 | 8.7749 | 79.563 | 44.6317 | 76.413 | 77.5235 | 23.749 | -4.06%
2018 | 12.9998 | 13.5116 | 7.9763 | 10.6386 | 6.4895 | 7.53 | 12.5373 | 6.6763 | 2.6289 | 31.4326 | 11.5285 | 12.4781 | 53.8777 | 25.9702 | 10.8081 | 83.3403 | 48.536 | 80.6895 | 82.6233 | 25.0372 | 5.424%
% HVAC EUI Savings vs. IECC-2006 Baseline
2006 | 0% | 0% | 0% | 0% | 0% | 0% | 0% | 0% | 0% | 0% | 0% | 0% | 0% | 0% | 0% | 0% | 0% | 0% | 0% | 0%
2009 | -9.461% | -11.85% | -16.39% | -17.52% | -37.02% | -23.07% | -37.24% | -36.15% | -53.88% | -26.39% | -37.5% | -30.6% | -14.19% | -23.29% | -35.22% | -10.74% | -19.25% | -3.725% | -10.9% | -22.55%
2012 | -35.37% | -46.85% | -41.54% | -40.98% | -56.83% | -54.48% | -52.46% | -53.31% | -66.67% | -44.32% | -57.53% | -46.39% | -32.47% | -43.09% | -48.64% | -29.53% | -36.67% | -24.84% | -22.01% | -40.83%
2015 | -35.4% | -47.03% | -40.66% | -41.34% | -57.73% | -56.26% | -54.4% | -54.89% | -62.28% | -46.7% | -59.81% | -50.78% | -34.74% | -45.82% | -54.4% | -33.81% | -42.39% | -31.03% | -30.13% | -43.23%
2018 | -38.8% | -49.24% | -45.46% | -44.07% | -60.74% | -58.49% | -51.65% | -55% | -65.43% | -42.73% | -55.17% | -42.22% | -30.98% | -40.19% | -43.83% | -30.67% | -37.35% | -27.17% | -25.54% | -40.15%
Year
[22 empty] | Building Type | 2006 | 2009 | 2012 | 2015 | 2018
[22 empty] | Warehouse | 41.8367 | 32.4017 | 24.7539 | 23.749 | 25.0372

## Multifamily
High-Rise Apartment - IECC HVAC Energy Use - Site EUI (kWh/m2/yr)
High-Rise Apartment | Ho Chi Minh City | Dubai | Honolulu | New Delhi | Tampa | Tucson | Atlanta | El Paso | San Diego | New York | Albuquerque | Seattle | Buffalo | Denver | Port Angeles | Rochester | Great Falls | International Falls | Fairbanks | National | % National HVAC Energy Improvement per Publication Year
Year | 0A | 0B | 1A | 1B | 2A | 2B | 3A | 3B | 3C | 4A | 4B | 4C | 5A | 5B | 5C | 6A | 6B | 7 | 8 | All | All
2006 | 92.6811 | 78.9128 | 66.4544 | 64.6356 | 57.8752 | 49.3027 | 66.4944 | 49.4591 | 17.8643 | 92.0416 | 53.0215 | 49.2762 | 106.8087 | 65.5136 | 39.8445 | 143.3026 | 101.4605 | 130.2989 | 143.3111 | 76.7371 | 0%
2009 | 91.8956 | 78.1511 | 65.7298 | 64.1922 | 54.5581 | 45.4674 | 60.6453 | 44.4189 | 15.4592 | 82.7482 | 46.1111 | 47.0083 | 103.201 | 62.5712 | 37.2792 | 136.7081 | 95.6788 | 121.9533 | 128.478 | 71.5984 | -6.697%
2012 | 83.6092 | 69.9632 | 61.483 | 55.5158 | 51.0276 | 41.6611 | 54.9877 | 40.395 | 13.8283 | 58.1063 | 35.7919 | 31.3539 | 72.4165 | 47.1784 | 27.7238 | 93.4506 | 65.0446 | 87.0578 | 102.9241 | 55.9909 | -21.8%
2015 | 75.1374 | 63.071 | 55.8558 | 50.984 | 45.4986 | 39.4563 | 44.7627 | 34.5505 | 11.7359 | 41.4251 | 34.3208 | 30.5638 | 50.8174 | 45.875 | 27.0422 | 69.5967 | 53.4082 | 70.2808 | 85.742 | 44.4411 | -20.63%
2018 | 74.3285 | 62.1075 | 54.6821 | 50.2534 | 44.8404 | 38.7304 | 44.4203 | 34.0599 | 11.6129 | 41.463 | 33.8359 | 31.2579 | 51.0311 | 45.9495 | 27.4775 | 69.49 | 53.3912 | 70.2128 | 85.7736 | 44.2366 | -0.4601%
% HVAC EUI Savings vs. IECC-2006 Baseline
2006 | 0% | 0% | 0% | 0% | 0% | 0% | 0% | 0% | 0% | 0% | 0% | 0% | 0% | 0% | 0% | 0% | 0% | 0% | 0% | 0%
2009 | -0.8475% | -0.9653% | -1.09% | -0.6861% | -5.731% | -7.779% | -8.796% | -10.19% | -13.46% | -10.1% | -13.03% | -4.602% | -3.378% | -4.491% | -6.438% | -4.602% | -5.698% | -6.405% | -10.35% | -6.697%
2012 | -9.788% | -11.34% | -7.481% | -14.11% | -11.83% | -15.5% | -17.3% | -18.33% | -22.59% | -36.87% | -32.5% | -36.37% | -32.2% | -27.99% | -30.42% | -34.79% | -35.89% | -33.19% | -28.18% | -27.04%
2015 | -18.93% | -20.08% | -15.95% | -21.12% | -21.38% | -19.97% | -32.68% | -30.14% | -34.31% | -54.99% | -35.27% | -37.97% | -52.42% | -29.98% | -32.13% | -51.43% | -47.36% | -46.06% | -40.17% | -42.09%
2018 | -19.8% | -21.3% | -17.71% | -22.25% | -22.52% | -21.44% | -33.2% | -31.14% | -34.99% | -54.95% | -36.18% | -36.57% | -52.22% | -29.86% | -31.04% | -51.51% | -47.38% | -46.11% | -40.15% | -42.35%
Mid-Rise Apartment - IECC HVAC Energy Use - Site EUI (kWh/m2/yr)
Mid-Rise Apartment | Ho Chi Minh City | Dubai | Honolulu | New Delhi | Tampa | Tucson | Atlanta | El Paso | San Diego | New York | Albuquerque | Seattle | Buffalo | Denver | Port Angeles | Rochester | Great Falls | International Falls | Fairbanks | National | % National HVAC Energy Improvement per Publication Year
Year | 0A | 0B | 1A | 1B | 2A | 2B | 3A | 3B | 3C | 4A | 4B | 4C | 5A | 5B | 5C | 6A | 6B | 7 | 8 | All | All
2006 | 83.7575 | 77.1946 | 58.4274 | 61.2862 | 49.5445 | 43.5505 | 49.9956 | 39.3918 | 18.558 | 71.0358 | 43.6843 | 36.4444 | 83.9144 | 54.0746 | 33.9091 | 115.484 | 81.224 | 115.7835 | 139.6169 | 61.089 | 0% |  | Year
2009 | 71.229 | 65.865 | 50.0541 | 52.3687 | 40.7901 | 35.1648 | 40.9035 | 31.2266 | 15.8411 | 58.0242 | 33.8993 | 32.6507 | 77.9213 | 48.4802 | 29.8894 | 106.0977 | 73.0633 | 106.4602 | 124.171 | 52.369 | -14.27% | Building Type | 2006 | 2009 | 2012 | 2015 | 2018
2012 | 63.857 | 58.5311 | 45.0366 | 46.3118 | 38.4205 | 32.6525 | 39.1224 | 29.6874 | 14.9912 | 44.7451 | 28.9279 | 25.8033 | 60.5533 | 39.5584 | 25.7927 | 80.7357 | 55.0609 | 84.0588 | 107.9782 | 43.8092 | -16.35% | High-Rise Apartment | 76.7371 | 71.5984 | 55.9909 | 44.4411 | 44.2366
2015 | 59.8444 | 54.4725 | 42.457 | 43.9493 | 36.2521 | 31.4251 | 33.1416 | 27.0369 | 14.8264 | 27.9425 | 27.6137 | 24.5467 | 34.8333 | 37.9127 | 24.3987 | 48.9322 | 37.708 | 50.7603 | 66.4499 | 32.7882 | -25.16% | Mid-Rise Apartment | 61.089 | 52.369 | 43.8092 | 32.7882 | 32.7832
2018 | 59.6176 | 54.2474 | 42.2647 | 43.7437 | 36.0669 | 31.2515 | 33.1018 | 26.9163 | 14.6412 | 27.9292 | 27.3683 | 24.7887 | 35.0469 | 38.1662 | 24.6797 | 49.0483 | 37.7931 | 50.9012 | 66.6652 | 32.7832 | -0.01505%
% HVAC EUI Savings vs. IECC-2006 Baseline
2006 | 0% | 0% | 0% | 0% | 0% | 0% | 0% | 0% | 0% | 0% | 0% | 0% | 0% | 0% | 0% | 0% | 0% | 0% | 0% | 0%
2009 | -13.52% | -14.36% | -12.6% | -13.8% | -15.13% | -17.01% | -13.67% | -16.51% | -15.21% | -14.14% | -18.45% | -7.699% | -5.611% | -8.539% | -10.09% | -6.55% | -8.043% | -7.155% | -10.78% | -14.27%
2012 | -21.47% | -23.65% | -20.15% | -23.17% | -19.22% | -22.1% | -16.35% | -19.62% | -19.97% | -28.56% | -27.83% | -21.59% | -21.87% | -22.16% | -20.37% | -24.25% | -25.79% | -24.35% | -22.08% | -28.29%
2015 | -25.8% | -28.79% | -24.03% | -26.82% | -22.97% | -24.59% | -25.35% | -24.98% | -20.89% | -46.82% | -30.31% | -24.14% | -45.95% | -24.67% | -23.87% | -46.44% | -42.89% | -49.9% | -51.05% | -46.33%
2018 | -26.05% | -29.08% | -24.32% | -27.14% | -23.29% | -24.95% | -25.41% | -25.22% | -21.93% | -46.83% | -30.77% | -23.65% | -45.75% | -24.28% | -23.16% | -46.36% | -42.81% | -49.79% | -50.9% | -46.34%

## Combined
IECC HVAC Energy Use - Site EUI (kWh/m2/yr) - by Building Type | [17 empty] | Sorted by Total HVAC Site EUI % Savings |  | Sorted by Total HVAC Site EUI Savings |  | HVAC EUI % Savings - National Weighted Average
Year | Large Office | Medium Office | Small Office | Stand-Alone Retail | Strip Mall | Primary School | Secondary School | Hospital | Outpatient Healthcare | Full Service Restaurant | Quick Service Restaurant | Large Hotel | Small Hotel | Warehouse | High-Rise Apartment | Mid-Rise Apartment |  | Building Type | Site EUI % Savings | Building Type | Site EUI Delta | Building Type | Site EUI % Savings
2006 | 94.7767 | 62.2135 | 43.4315 | 148.8982 | 141.3327 | 129.1557 | 114.1668 | 348.5435 | 362.1348 | 579.0637 | 632.3804 | 253.253 | 78.6291 | 41.8367 | 76.7371 | 61.089 |  | Small Office | 33.09% | Small Office | 14.3717 | Large Office | 44.79%
2009 | 79.4388 | 49.1279 | 36.4813 | 121.1097 | 116.8197 | 95.4746 | 81.7894 | 421.4561 | 219.2927 | 454.6412 | 572.6059 | 210.7713 | 66.1231 | 32.4017 | 71.5984 | 52.369 |  | Quick Service Restaurant | 33.52% | Warehouse | 16.7995 | Medium Office | 50.81%
2012 | 60.95 | 37.5247 | 29.5751 | 103.7614 | 92.5695 | 71.6103 | 64.6472 | 398.8635 | 222.6394 | 425.0371 | 537.7199 | 183.1934 | 61.0563 | 24.7539 | 55.9909 | 43.8092 |  | Warehouse | 40.15% | Mid-Rise Apartment | 28.3058 | Small Office | 33.09%
2015 | 54.1429 | 31.6683 | 29.2516 | 64.1574 | 76.1955 | 52.4768 | 50.8989 | 185.323 | 156.6559 | 307.0951 | 421.2073 | 76.9452 | 55.9991 | 23.749 | 44.4411 | 32.7882 |  | High-Rise Apartment | 42.37% | Medium Office | 31.6076 | Stand-Alone Retail | 49.8%
2018 | 52.3305 | 30.6059 | 29.0598 | 74.752 | 78.4963 | 53.1162 | 49.9023 | 180.2769 | 150.2151 | 307.1749 | 420.4214 | 79.4179 | 44.7121 | 25.0372 | 44.2366 | 32.7832 |  | Small Hotel | 43.14% | High-Rise Apartment | 32.5005 | Strip Mall | 44.46%
[18 empty] | Strip Mall | 44.46% | Small Hotel | 33.9169 | Primary School | 58.87%
% National HVAC Site EUI Savings per Publication Year | [17 empty] | Large Office | 44.79% | Large Office | 42.4462 | Secondary School | 56.29%
2006 | 0% | 0% | 0% | 0% | 0% | 0% | 0% | 0% | 0% | 0% | 0% | 0% | 0% | 0% | 0% | 0% |  | Mid-Rise Apartment | 46.34% | Strip Mall | 62.8364 | Hospital | 48.28%
2009 | 16.18% | 21.03% | 16% | 18.66% | 17.34% | 26.08% | 28.36% | -20.92% | 39.44% | 21.49% | 9.452% | 16.77% | 15.91% | 22.55% | 6.697% | 14.27% |  | Full Service Restaurant | 46.95% | Secondary School | 64.2645 | Outpatient Healthcare | 58.52%
2012 | 23.27% | 23.62% | 18.93% | 14.32% | 20.76% | 25% | 20.96% | 5.361% | -1.526% | 6.512% | 6.092% | 13.08% | 7.663% | 23.6% | 21.8% | 16.35% |  | Hospital | 48.28% | Stand-Alone Retail | 74.1462 | Full Service Restaurant | 46.95%
2015 | 11.17% | 15.61% | 1.094% | 38.17% | 17.69% | 26.72% | 21.27% | 53.54% | 29.64% | 27.75% | 21.67% | 58% | 8.283% | 4.06% | 20.63% | 25.16% |  | Stand-Alone Retail | 49.8% | Primary School | 76.0394 | Quick Service Restaurant | 33.52%
2018 | 3.347% | 3.355% | 0.6554% | -16.51% | -3.02% | -1.219% | 1.958% | 2.723% | 4.111% | -0.02598% | 0.1866% | -3.214% | 20.16% | -5.424% | 0.4601% | 0.01505% |  | Medium Office | 50.81% | Hospital | 0 | Large Hotel | 68.64%
[18 empty] | Secondary School | 56.29% | Large Hotel | 173.8351 | Small Hotel | 43.14%
% National HVAC Site EUI Savings, 2018 vs. 2006 IECC Baseline | [17 empty] | Outpatient Healthcare | 58.52% | Outpatient Healthcare | 211.9197 | Warehouse | 40.15%
2018 | 42.4462 | 31.6076 | 14.3717 | 74.1462 | 62.8364 | 76.0394 | 64.2645 | 168.2666 | 211.9197 | 271.8889 | 211.959 | 173.8351 | 33.9169 | 16.7995 | 32.5005 | 28.3058 | Site EUI Delta | Primary School | 58.88% | Quick Service Restaurant | 211.959 | High-Rise Apartment | 42.35% | Weighted Ave.
2018 | 44.79% | 50.81% | 33.09% | 49.8% | 44.46% | 58.87% | 56.29% | 48.28% | 58.52% | 46.95% | 33.52% | 68.64% | 43.14% | 40.15% | 42.35% | 46.34% | Site EUI % Savings | Large Hotel | 68.64% | Full Service Restaurant | 271.8889 | Mid-Rise Apartment | 46.34% | 47.83%

## MPF
Mechanical Performance Factors - Site Energy - 2009
2009 | Ho Chi Minh City | Dubai | Honolulu | New Delhi | Tampa | Tucson | Atlanta | El Paso | San Diego | New York | Albuquerque | Seattle | Buffalo | Denver | Port Angeles | Rochester | Great Falls | International Falls | Fairbanks
Building Type | 0A | 0B | 1A | 1B | 2A | 2B | 3A | 3B | 3C | 4A | 4B | 4C | 5A | 5B | 5C | 6A | 6B | 7 | 8
Large Office | 0.90961 | 0.92807 | 0.94847 | 0.93179 | 0.89006 | 0.90833 | 0.80263 | 0.89194 | 0.91933 | 0.79633 | 0.91565 | 0.8096 | 0.80985 | 0.88644 | 0.78696 | 0.81465 | 0.84227 | 0.78852 | 0.77409
Medium Office | 0.8777 | 0.90125 | 0.90934 | 0.89841 | 0.88357 | 0.89283 | 0.73774 | 0.8488 | 0.83278 | 0.7355 | 0.79294 | 0.7116 | 0.76691 | 0.79876 | 0.66432 | 0.78448 | 0.76768 | 0.76929 | 0.77568
Small Office | 0.81899 | 0.8339 | 0.8362 | 0.84249 | 0.83471 | 0.85322 | 0.85655 | 0.86797 | 0.89009 | 0.85835 | 0.87901 | 0.86953 | 0.8215 | 0.82322 | 0.86129 | 0.79249 | 0.78024 | 0.77447 | 0.84369
Stand-Alone Retail | 0.93302 | 0.96111 | 0.96459 | 0.96204 | 0.85197 | 0.86408 | 0.82571 | 0.78581 | 0.97063 | 0.74343 | 0.8488 | 0.84565 | 0.80594 | 0.84795 | 0.81511 | 0.81547 | 0.83797 | 0.82167 | 0.83418
Strip Mall | 0.95348 | 0.95932 | 0.96236 | 0.96365 | 0.93589 | 0.94523 | 0.80229 | 0.89693 | 0.92745 | 0.7369 | 0.81165 | 0.81843 | 0.80573 | 0.85289 | 0.79437 | 0.80614 | 0.83083 | 0.84482 | 0.85578
Primary School | 0.94116 | 0.92485 | 0.92713 | 0.91423 | 0.84632 | 0.81189 | 0.69119 | 0.73397 | 0.74546 | 0.629 | 0.68691 | 0.70904 | 0.7421 | 0.758 | 0.67524 | 0.76859 | 0.74734 | 0.86423 | 0.88332
Secondary School | 0.85184 | 0.82412 | 0.80423 | 0.82092 | 0.79493 | 0.73996 | 0.67524 | 0.70349 | 0.74781 | 0.6321 | 0.64989 | 0.70145 | 0.73169 | 0.71097 | 0.66154 | 0.74681 | 0.73868 | 0.83681 | 0.8439
Hospital | 1.2921 | 1.1076 | 1.3099 | 1.1105 | 1.3774 | 1.2387 | 1.2716 | 1.2929 | 1.2126 | 1.1647 | 1.3546 | 1.1531 | 1.0419 | 1.4035 | 1.0697 | 1.1187 | 1.2557 | 1.0914 | 1.1436
Outpatient Healthcare | 0.75203 | 0.63398 | 0.64219 | 0.59344 | 0.63909 | 0.55131 | 0.54483 | 0.48919 | 0.5122 | 0.59379 | 0.47883 | 0.58561 | 0.70372 | 0.55264 | 0.75394 | 0.73798 | 0.63587 | 0.71361 | 0.85008
Full Service Restaurant | 0.96707 | 0.95604 | 0.97366 | 0.91898 | 0.89644 | 0.89644 | 0.7594 | 0.83987 | 0.84025 | 0.72288 | 0.78058 | 0.66492 | 0.74468 | 0.77528 | 0.64498 | 0.79574 | 0.78132 | 0.83437 | 0.87277
Quick Service Restaurant | 0.94845 | 0.94028 | 0.97222 | 0.91908 | 0.92397 | 0.91872 | 0.88275 | 0.89974 | 0.81762 | 0.90194 | 0.91438 | 0.81629 | 0.91158 | 0.913 | 0.81859 | 0.90976 | 0.89549 | 0.91598 | 0.95532
Large Hotel | 0.93563 | 0.93163 | 0.93249 | 0.90771 | 0.83495 | 0.78711 | 0.83742 | 0.75338 | 0.82323 | 0.81884 | 0.8049 | 0.74687 | 0.86552 | 0.83417 | 0.75042 | 0.8948 | 0.8665 | 0.91761 | 0.95059
Small Hotel | 0.90253 | 0.91893 | 0.94038 | 0.92806 | 0.92542 | 0.94303 | 0.85969 | 0.91584 | 0.99249 | 0.77399 | 0.85921 | 0.85116 | 0.77598 | 0.82828 | 0.81835 | 0.75407 | 0.76665 | 0.75027 | 0.70135
Warehouse | 0.90539 | 0.88147 | 0.83614 | 0.82482 | 0.62982 | 0.76927 | 0.62757 | 0.63854 | 0.46124 | 0.73612 | 0.62504 | 0.69399 | 0.85809 | 0.7671 | 0.64779 | 0.89264 | 0.8075 | 0.96275 | 0.89101
High-Rise Apartment | 0.99152 | 0.99035 | 0.9891 | 0.99314 | 0.94269 | 0.92221 | 0.91204 | 0.89809 | 0.86537 | 0.89903 | 0.86967 | 0.95398 | 0.96622 | 0.95509 | 0.93562 | 0.95398 | 0.94302 | 0.93595 | 0.8965
Mid-Rise Apartment | 0.85042 | 0.85323 | 0.85669 | 0.85449 | 0.8233 | 0.80745 | 0.81814 | 0.79272 | 0.8536 | 0.81683 | 0.77601 | 0.89591 | 0.92858 | 0.89654 | 0.88146 | 0.91872 | 0.89953 | 0.91948 | 0.88937
Mechanical Performance Factors - Site Energy - 2012
2012 | Ho Chi Minh City | Dubai | Honolulu | New Delhi | Tampa | Tucson | Atlanta | El Paso | San Diego | New York | Albuquerque | Seattle | Buffalo | Denver | Port Angeles | Rochester | Great Falls | International Falls | Fairbanks
Building Type | 0A | 0B | 1A | 1B | 2A | 2B | 3A | 3B | 3C | 4A | 4B | 4C | 5A | 5B | 5C | 6A | 6B | 7 | 8
Large Office | 0.67265 | 0.7893 | 0.77652 | 0.81169 | 0.69378 | 0.8206 | 0.64375 | 0.82081 | 0.86644 | 0.55772 | 0.84235 | 0.72831 | 0.50958 | 0.79478 | 0.73224 | 0.69444 | 0.72909 | 0.64023 | 0.40941
Medium Office | 0.69618 | 0.72002 | 0.71468 | 0.70755 | 0.63547 | 0.70556 | 0.61167 | 0.70741 | 0.73459 | 0.59128 | 0.68233 | 0.78143 | 0.47972 | 0.72314 | 0.87972 | 0.62478 | 0.71847 | 0.49211 | 0.49921
Small Office | 0.65755 | 0.65884 | 0.67754 | 0.65999 | 0.67612 | 0.67017 | 0.685 | 0.6827 | 0.71568 | 0.68415 | 0.71154 | 0.72573 | 0.69312 | 0.68084 | 0.73519 | 0.63597 | 0.62758 | 0.60815 | 0.68092
Stand-Alone Retail | 0.72587 | 0.71774 | 0.76569 | 0.73899 | 0.72227 | 0.77028 | 0.73019 | 0.70793 | 0.85457 | 0.64109 | 0.78252 | 0.71207 | 0.67943 | 0.74028 | 0.68349 | 0.67597 | 0.69106 | 0.62704 | 0.64726
Strip Mall | 0.75555 | 0.76877 | 0.75502 | 0.77048 | 0.73769 | 0.78675 | 0.64408 | 0.71177 | 0.74799 | 0.58474 | 0.6583 | 0.64652 | 0.6394 | 0.67673 | 0.61312 | 0.62104 | 0.63205 | 0.61251 | 0.6159
Primary School | 0.71107 | 0.64762 | 0.68384 | 0.6287 | 0.60238 | 0.61335 | 0.53878 | 0.57209 | 0.56196 | 0.48347 | 0.53713 | 0.54436 | 0.5616 | 0.58872 | 0.52682 | 0.5432 | 0.51317 | 0.44863 | 0.45028
Secondary School | 0.69832 | 0.63804 | 0.66021 | 0.65686 | 0.61925 | 0.64021 | 0.55548 | 0.61476 | 0.63911 | 0.4958 | 0.55087 | 0.5685 | 0.54543 | 0.56566 | 0.55809 | 0.54032 | 0.50672 | 0.43713 | 0.42657
Hospital | 1.3388 | 1.3207 | 1.3126 | 1.3083 | 1.2908 | 1.2107 | 1.2005 | 1.2398 | 1.1317 | 1.1029 | 1.2501 | 1.0933 | 0.99019 | 1.262 | 1.0222 | 1.0493 | 1.2359 | 1.0192 | 1.0741
Outpatient Healthcare | 0.84313 | 0.56418 | 0.8652 | 0.56806 | 0.64433 | 0.50492 | 0.56263 | 0.49876 | 0.7375 | 0.51225 | 0.50439 | 0.7054 | 0.74742 | 0.55766 | 0.67755 | 0.74769 | 0.65204 | 0.73068 | 0.73435
Full Service Restaurant | 0.83576 | 0.82379 | 0.8417 | 0.79223 | 0.76546 | 0.79784 | 0.70387 | 0.76661 | 0.76237 | 0.69818 | 0.74235 | 0.65945 | 0.72841 | 0.7527 | 0.63315 | 0.77351 | 0.76577 | 0.79922 | 0.83054
Quick Service Restaurant | 0.8268 | 0.84379 | 0.8557 | 0.80114 | 0.80596 | 0.83539 | 0.81915 | 0.82971 | 0.77709 | 0.85724 | 0.84584 | 0.80852 | 0.88771 | 0.87542 | 0.82255 | 0.88367 | 0.8722 | 0.88482 | 0.93262
Large Hotel | 0.8076 | 0.74547 | 0.82238 | 0.7221 | 0.75179 | 0.71233 | 0.7438 | 0.70559 | 0.68475 | 0.68373 | 0.71605 | 0.68308 | 0.70463 | 0.74095 | 0.63023 | 0.725 | 0.69949 | 0.71956 | 0.7604
Small Hotel | 0.82686 | 0.8405 | 0.86689 | 0.8518 | 0.85126 | 0.87437 | 0.80988 | 0.85769 | 0.93877 | 0.71421 | 0.8151 | 0.81252 | 0.70511 | 0.77609 | 0.78789 | 0.6641 | 0.69285 | 0.66141 | 0.63573
Warehouse | 0.64632 | 0.53146 | 0.5846 | 0.5902 | 0.4317 | 0.45515 | 0.47544 | 0.46687 | 0.33333 | 0.55681 | 0.42471 | 0.53606 | 0.67533 | 0.56908 | 0.51364 | 0.70467 | 0.63326 | 0.75158 | 0.7799
High-Rise Apartment | 0.90212 | 0.88659 | 0.92519 | 0.85891 | 0.88168 | 0.84501 | 0.82695 | 0.81674 | 0.77408 | 0.6313 | 0.67504 | 0.63629 | 0.678 | 0.72013 | 0.6958 | 0.65212 | 0.64108 | 0.66814 | 0.71819
Mid-Rise Apartment | 0.7624 | 0.75823 | 0.77081 | 0.75566 | 0.77547 | 0.74976 | 0.78252 | 0.75364 | 0.8078 | 0.62989 | 0.6622 | 0.70802 | 0.72161 | 0.73155 | 0.76064 | 0.69911 | 0.67789 | 0.726 | 0.77339
Mechanical Performance Factors - Site Energy - 2015
2015 | Ho Chi Minh City | Dubai | Honolulu | New Delhi | Tampa | Tucson | Atlanta | El Paso | San Diego | New York | Albuquerque | Seattle | Buffalo | Denver | Port Angeles | Rochester | Great Falls | International Falls | Fairbanks
Building Type | 0A | 0B | 1A | 1B | 2A | 2B | 3A | 3B | 3C | 4A | 4B | 4C | 5A | 5B | 5C | 6A | 6B | 7 | 8
Large Office | 0.61753 | 0.6898 | 0.70865 | 0.70362 | 0.64577 | 0.74975 | 0.58369 | 0.74409 | 0.78016 | 0.50075 | 0.7614 | 0.57577 | 0.4548 | 0.70431 | 0.54601 | 0.44224 | 0.60184 | 0.38521 | 0.36828
Medium Office | 0.59935 | 0.62842 | 0.65863 | 0.62694 | 0.59855 | 0.66399 | 0.49647 | 0.62382 | 0.63122 | 0.44268 | 0.56571 | 0.39281 | 0.45847 | 0.54409 | 0.31825 | 0.48941 | 0.49121 | 0.32971 | 0.34062
Small Office | 0.63048 | 0.63208 | 0.64784 | 0.63739 | 0.65403 | 0.65125 | 0.66386 | 0.67185 | 0.70241 | 0.69127 | 0.71905 | 0.74153 | 0.69437 | 0.68991 | 0.75636 | 0.63828 | 0.63472 | 0.61307 | 0.69848
Stand-Alone Retail | 0.45588 | 0.492 | 0.48504 | 0.4882 | 0.44292 | 0.46153 | 0.43192 | 0.42559 | 0.49868 | 0.3826 | 0.51127 | 0.55198 | 0.41332 | 0.56962 | 0.57736 | 0.42969 | 0.59219 | 0.40243 | 0.43322
Strip Mall | 0.56843 | 0.551 | 0.52027 | 0.53088 | 0.49864 | 0.48046 | 0.4743 | 0.4378 | 0.61802 | 0.51897 | 0.51296 | 0.6533 | 0.612 | 0.61733 | 0.64991 | 0.60861 | 0.63799 | 0.61577 | 0.54666
Primary School | 0.52526 | 0.54333 | 0.57637 | 0.47874 | 0.48075 | 0.47896 | 0.38127 | 0.41307 | 0.41812 | 0.33138 | 0.39484 | 0.4573 | 0.37525 | 0.45113 | 0.38512 | 0.40433 | 0.40655 | 0.33872 | 0.34982
Secondary School | 0.54625 | 0.51823 | 0.54145 | 0.50644 | 0.49277 | 0.48751 | 0.41638 | 0.46964 | 0.48642 | 0.38175 | 0.48197 | 0.51851 | 0.42247 | 0.5398 | 0.40946 | 0.43811 | 0.39371 | 0.35639 | 0.34732
Hospital | 0.60893 | 0.59611 | 0.59792 | 0.63142 | 0.59087 | 0.60701 | 0.55601 | 0.61477 | 0.5309 | 0.51143 | 0.62162 | 0.50518 | 0.44992 | 0.60072 | 0.46675 | 0.48627 | 0.58597 | 0.46715 | 0.48985
Outpatient Healthcare | 0.55524 | 0.46938 | 0.50903 | 0.46285 | 0.47543 | 0.4366 | 0.39727 | 0.39414 | 0.40963 | 0.39997 | 0.39815 | 0.39089 | 0.45742 | 0.43245 | 0.3862 | 0.5001 | 0.49736 | 0.50156 | 0.49943
Full Service Restaurant | 0.66661 | 0.59818 | 0.53741 | 0.55548 | 0.54481 | 0.48666 | 0.49201 | 0.47683 | 0.38112 | 0.50929 | 0.49812 | 0.44856 | 0.56392 | 0.56423 | 0.47554 | 0.63654 | 0.61573 | 0.66737 | 0.7178
Quick Service Restaurant | 0.67016 | 0.6323 | 0.62052 | 0.58878 | 0.60833 | 0.55862 | 0.61863 | 0.58077 | 0.51351 | 0.67328 | 0.66719 | 0.61624 | 0.72599 | 0.75998 | 0.63546 | 0.75442 | 0.75912 | 0.76463 | 0.7981
Large Hotel | 0.3844 | 0.31665 | 0.37844 | 0.29416 | 0.32449 | 0.26234 | 0.30138 | 0.24495 | 0.31785 | 0.29549 | 0.24991 | 0.24044 | 0.31501 | 0.26231 | 0.24884 | 0.36416 | 0.30661 | 0.39007 | 0.44197
Small Hotel | 0.72352 | 0.72761 | 0.74347 | 0.73519 | 0.73659 | 0.74779 | 0.71527 | 0.73821 | 0.84625 | 0.67596 | 0.71507 | 0.77936 | 0.69677 | 0.72004 | 0.76607 | 0.67623 | 0.6874 | 0.69188 | 0.67886
Warehouse | 0.64602 | 0.52966 | 0.5934 | 0.58658 | 0.42273 | 0.43745 | 0.45599 | 0.45115 | 0.37723 | 0.53301 | 0.40186 | 0.49217 | 0.6526 | 0.5418 | 0.45602 | 0.66185 | 0.57612 | 0.68969 | 0.69868
High-Rise Apartment | 0.81071 | 0.79925 | 0.84051 | 0.78879 | 0.78615 | 0.80029 | 0.67318 | 0.69857 | 0.65695 | 0.45007 | 0.6473 | 0.62026 | 0.47578 | 0.70024 | 0.67869 | 0.48566 | 0.52639 | 0.53938 | 0.59829
Mid-Rise Apartment | 0.7145 | 0.70565 | 0.72666 | 0.71712 | 0.73171 | 0.72158 | 0.66289 | 0.68636 | 0.79892 | 0.39336 | 0.63212 | 0.67354 | 0.41511 | 0.70112 | 0.71953 | 0.42371 | 0.46425 | 0.43841 | 0.47594
Mechanical Performance Factors - Site Energy - 2018
2018 | Ho Chi Minh City | Dubai | Honolulu | New Delhi | Tampa | Tucson | Atlanta | El Paso | San Diego | New York | Albuquerque | Seattle | Buffalo | Denver | Port Angeles | Rochester | Great Falls | International Falls | Fairbanks
Building Type | 0A | 0B | 1A | 1B | 2A | 2B | 3A | 3B | 3C | 4A | 4B | 4C | 5A | 5B | 5C | 6A | 6B | 7 | 8
Large Office | 0.59505 | 0.68669 | 0.69442 | 0.69942 | 0.62793 | 0.74364 | 0.56526 | 0.73964 | 0.77324 | 0.47609 | 0.75326 | 0.56081 | 0.43203 | 0.69738 | 0.53641 | 0.40876 | 0.59228 | 0.34499 | 0.31257
Medium Office | 0.58039 | 0.62439 | 0.64411 | 0.61979 | 0.58429 | 0.65182 | 0.47969 | 0.61182 | 0.61474 | 0.42776 | 0.54016 | 0.35702 | 0.44036 | 0.522 | 0.29219 | 0.46772 | 0.46327 | 0.27179 | 0.26489
Small Office | 0.62548 | 0.62709 | 0.64163 | 0.63145 | 0.64743 | 0.6442 | 0.65824 | 0.66429 | 0.69079 | 0.68357 | 0.69291 | 0.71603 | 0.69764 | 0.68724 | 0.74423 | 0.64142 | 0.6371 | 0.61654 | 0.70312
Stand-Alone Retail | 0.50018 | 0.47224 | 0.47793 | 0.46205 | 0.42766 | 0.42382 | 0.48099 | 0.40145 | 0.42195 | 0.50368 | 0.48002 | 0.52539 | 0.59259 | 0.56221 | 0.54138 | 0.60234 | 0.58763 | 0.39058 | 0.42661
Strip Mall | 0.54866 | 0.53221 | 0.49782 | 0.51137 | 0.4811 | 0.46281 | 0.48031 | 0.46723 | 0.56854 | 0.54792 | 0.5539 | 0.70112 | 0.64236 | 0.65786 | 0.72217 | 0.6304 | 0.67871 | 0.6341 | 0.56475
Primary School | 0.47357 | 0.50615 | 0.52814 | 0.45948 | 0.47671 | 0.45947 | 0.37159 | 0.3995 | 0.39792 | 0.33443 | 0.38491 | 0.47314 | 0.40669 | 0.45309 | 0.39674 | 0.4871 | 0.43602 | 0.45131 | 0.47752
Secondary School | 0.50786 | 0.50522 | 0.5231 | 0.49209 | 0.47921 | 0.47511 | 0.41099 | 0.45491 | 0.46968 | 0.37163 | 0.45675 | 0.51565 | 0.42327 | 0.52733 | 0.41362 | 0.43944 | 0.39129 | 0.35634 | 0.34416
Hospital | 0.57356 | 0.57221 | 0.56455 | 0.6094 | 0.56326 | 0.59239 | 0.53878 | 0.60184 | 0.51923 | 0.50061 | 0.60961 | 0.49753 | 0.44266 | 0.58834 | 0.45987 | 0.47533 | 0.57086 | 0.45281 | 0.47212
Outpatient Healthcare | 0.5349 | 0.45005 | 0.48799 | 0.44236 | 0.45165 | 0.42052 | 0.37775 | 0.38139 | 0.3857 | 0.38419 | 0.38705 | 0.3668 | 0.44038 | 0.4233 | 0.366 | 0.48722 | 0.48826 | 0.49012 | 0.49132
Full Service Restaurant | 0.65733 | 0.59362 | 0.53134 | 0.55069 | 0.5378 | 0.48341 | 0.49126 | 0.47668 | 0.37324 | 0.51228 | 0.50356 | 0.45615 | 0.56662 | 0.57024 | 0.48351 | 0.63341 | 0.61988 | 0.66928 | 0.71961
Quick Service Restaurant | 0.66721 | 0.62981 | 0.61752 | 0.58632 | 0.60584 | 0.55673 | 0.61673 | 0.58048 | 0.51237 | 0.67319 | 0.6685 | 0.61815 | 0.72475 | 0.75937 | 0.63646 | 0.75168 | 0.75635 | 0.76172 | 0.79527
Large Hotel | 0.37795 | 0.31385 | 0.3756 | 0.29146 | 0.32952 | 0.28169 | 0.31229 | 0.25827 | 0.30683 | 0.30681 | 0.26141 | 0.27431 | 0.32561 | 0.27974 | 0.28009 | 0.3671 | 0.32281 | 0.391 | 0.43739
Small Hotel | 0.60263 | 0.61306 | 0.62325 | 0.61737 | 0.61225 | 0.62586 | 0.57569 | 0.60895 | 0.69274 | 0.52226 | 0.57363 | 0.61404 | 0.54271 | 0.55731 | 0.59782 | 0.51773 | 0.52163 | 0.52518 | 0.50657
Warehouse | 0.612 | 0.50759 | 0.54543 | 0.5593 | 0.39263 | 0.41512 | 0.48353 | 0.45003 | 0.34572 | 0.5727 | 0.44825 | 0.57777 | 0.69017 | 0.59812 | 0.56168 | 0.69328 | 0.62652 | 0.72829 | 0.74464
High-Rise Apartment | 0.80198 | 0.78704 | 0.82285 | 0.77749 | 0.77478 | 0.78556 | 0.66803 | 0.68865 | 0.65006 | 0.45048 | 0.63815 | 0.63434 | 0.47778 | 0.70137 | 0.68962 | 0.48492 | 0.52623 | 0.53886 | 0.59851
Mid-Rise Apartment | 0.71179 | 0.70274 | 0.72337 | 0.71376 | 0.72797 | 0.71759 | 0.66209 | 0.6833 | 0.78894 | 0.39317 | 0.6265 | 0.68018 | 0.41765 | 0.70581 | 0.72782 | 0.42472 | 0.46529 | 0.43962 | 0.47749