## IECC Data-SI
Year | Building Type | CZ | Floor Area (m2) | Heating- Elec (GJ/yr) | Heating- Gas (GJ/yr) | Cooling (GJ/yr) | Interior Lighting (GJ/yr) | Exterior Lighting (GJ/yr) | Interior Equipment- Elec (GJ/yr) | Interior Equipment- Gas (GJ/yr) | Exterior Equipment (GJ/yr) | Fan (GJ/yr) | All Pumps (GJ/yr) | SWH Pumps (GJ/yr) | HVAC Pumps (GJ/yr) | Heat Rejection (GJ/yr) | Humidification (GJ/yr) | Heat Recovery (GJ/yr) | SWH- Elec (GJ/yr) | SWH- Gas (GJ/yr) | Refrigeration (GJ/yr) | HVAC Total Electric (GJ/yr) | HVAC Total Gas (GJ/yr) | Total Electric (GJ/yr) | Total Gas (GJ/yr) | Grand Total (GJ/yr)
2006 | Full Service Restaurant | 0A | 511.15 | 0 | 0 | 912.68 | 160.17 | 58.15 | 460.72 | 469.79 | 0 | 333.12 | 0.45 | 0.45 | 0 | 0 | 0 | 0 | 75.38 | 215.63 | 67.17 | 1245.8 | 0 | 2067.84 | 685.41 | 2753.25
2006 | Full Service Restaurant | 0B | 511.15 | 0 | 0.66 | 817.99 | 160.17 | 58.16 | 460.72 | 469.79 | 0 | 370.89 | 0.45 | 0.45 | 0 | 0 | 0 | 0 | 75.38 | 214.49 | 66.98 | 1188.88 | 0.66 | 2010.73 | 684.93 | 2695.66
2006 | Full Service Restaurant | 1A | 511.15 | 0 | 0.02 | 631.75 | 160.17 | 58.17 | 460.72 | 469.79 | 0 | 313.97 | 0.45 | 0.45 | 0 | 0 | 0 | 0 | 75.38 | 235.09 | 66.95 | 945.72 | 0.02 | 1767.56 | 704.89 | 2472.45
2006 | Full Service Restaurant | 1B | 511.15 | 0 | 29.9 | 692.9 | 160.17 | 58.09 | 460.72 | 469.79 | 0 | 365.88 | 0.45 | 0.45 | 0 | 0 | 0 | 0 | 75.38 | 235.58 | 66.89 | 1058.78 | 29.9 | 1880.48 | 735.26 | 2615.74
2006 | Full Service Restaurant | 2A | 511.15 | 0 | 66.7 | 559.25 | 160.17 | 58.07 | 460.72 | 469.79 | 0 | 322.86 | 0.45 | 0.45 | 0 | 0 | 0 | 0 | 75.38 | 257.3 | 66.93 | 882.11 | 66.7 | 1703.83 | 793.79 | 2497.62
2006 | Full Service Restaurant | 2B | 511.15 | 0 | 59.17 | 380.13 | 160.17 | 58.12 | 460.72 | 469.79 | 0 | 370.22 | 0.45 | 0.45 | 0 | 0 | 0 | 0 | 75.39 | 258.69 | 66.25 | 750.35 | 59.17 | 1571.44 | 787.64 | 2359.08
2006 | Full Service Restaurant | 3A | 511.15 | 0 | 287.18 | 360.83 | 160.17 | 58.1 | 460.72 | 469.79 | 0 | 322.96 | 0.45 | 0.45 | 0 | 0 | 0 | 0 | 75.39 | 295.36 | 66.68 | 683.79 | 287.18 | 1505.3 | 1052.33 | 2557.63
2006 | Full Service Restaurant | 3B | 511.15 | 0 | 152.32 | 274.6 | 160.17 | 58.1 | 460.72 | 469.79 | 0 | 367.2 | 0.45 | 0.45 | 0 | 0 | 0 | 0 | 75.39 | 285.64 | 66.21 | 641.8 | 152.32 | 1462.82 | 907.75 | 2370.57
2006 | Full Service Restaurant | 3C | 511.15 | 0 | 85.96 | 104.49 | 160.17 | 58.09 | 460.72 | 469.79 | 0 | 310.41 | 0.45 | 0.45 | 0 | 0 | 0 | 0 | 75.39 | 299.74 | 66.73 | 414.9 | 85.96 | 1236.44 | 855.49 | 2091.93
2006 | Full Service Restaurant | 4A | 511.15 | 0 | 599.8 | 253.39 | 160.17 | 58.02 | 460.72 | 469.79 | 0 | 309.44 | 0.45 | 0.45 | 0 | 0 | 0 | 0 | 75.39 | 325.35 | 66.59 | 562.83 | 599.8 | 1384.16 | 1394.94 | 2779.1
2006 | Full Service Restaurant | 4B | 511.15 | 0 | 305.76 | 163.92 | 160.17 | 58.06 | 460.72 | 469.79 | 0 | 366.89 | 0.45 | 0.45 | 0 | 0 | 0 | 0 | 75.39 | 316.89 | 66.06 | 530.81 | 305.76 | 1351.65 | 1092.44 | 2444.09
2006 | Full Service Restaurant | 4C | 511.15 | 0 | 480.34 | 45.3 | 160.17 | 57.95 | 460.72 | 469.79 | 0 | 302.26 | 0.45 | 0.45 | 0 | 0 | 0 | 0 | 75.39 | 334.41 | 66.47 | 347.56 | 480.34 | 1168.7 | 1284.53 | 2453.23
2006 | Full Service Restaurant | 5A | 511.15 | 0 | 855.82 | 183.45 | 160.17 | 58.03 | 460.72 | 469.79 | 0 | 302.48 | 0.45 | 0.45 | 0 | 0 | 0 | 0 | 75.39 | 350.74 | 66.5 | 485.93 | 855.82 | 1307.18 | 1676.35 | 2983.53
2006 | Full Service Restaurant | 5B | 511.15 | 0 | 546.14 | 113.35 | 160.17 | 58.04 | 460.72 | 469.79 | 0 | 358.91 | 0.45 | 0.45 | 0 | 0 | 0 | 0 | 75.39 | 343.61 | 66.06 | 472.26 | 546.14 | 1293.08 | 1359.54 | 2652.62
2006 | Full Service Restaurant | 5C | 511.15 | 0 | 614.5 | 16.13 | 160.17 | 57.95 | 460.72 | 469.79 | 0 | 288.66 | 0.45 | 0.45 | 0 | 0 | 0 | 0 | 75.39 | 348.81 | 66.52 | 304.79 | 614.5 | 1125.98 | 1433.09 | 2559.07
2006 | Full Service Restaurant | 6A | 511.15 | 0 | 1141.25 | 185.08 | 160.17 | 58.01 | 460.72 | 469.79 | 0 | 309.9 | 0.45 | 0.45 | 0 | 0 | 0 | 0 | 75.39 | 369.59 | 66.35 | 494.98 | 1141.25 | 1316.06 | 1980.63 | 3296.69
2006 | Full Service Restaurant | 6B | 511.15 | 0 | 858.27 | 70.85 | 160.17 | 57.97 | 460.72 | 469.79 | 0 | 335.84 | 0.45 | 0.45 | 0 | 0 | 0 | 0 | 75.39 | 364.78 | 65.97 | 406.69 | 858.27 | 1227.34 | 1692.84 | 2920.18
2006 | Full Service Restaurant | 7 | 511.15 | 0 | 1412.74 | 154.31 | 160.17 | 57.93 | 460.72 | 469.79 | 0 | 305.27 | 0.45 | 0.45 | 0 | 0 | 0 | 0 | 75.39 | 391.94 | 66.37 | 459.58 | 1412.74 | 1280.6 | 2274.47 | 3555.07
2006 | Full Service Restaurant | 8 | 511.15 | 0 | 1960.98 | 100.65 | 160.17 | 57.61 | 460.72 | 469.79 | 0 | 297.58 | 0.45 | 0.45 | 0 | 0 | 0 | 0 | 75.39 | 422.05 | 66.3 | 398.23 | 1960.98 | 1218.87 | 2852.81 | 4071.68
2009 | Full Service Restaurant | 0A | 511.15 | 0 | 0 | 871.87 | 160.17 | 38.57 | 460.72 | 469.79 | 0 | 332.91 | 0.45 | 0.45 | 0 | 0 | 0 | 0 | 75.33 | 215.05 | 69.04 | 1204.78 | 0 | 2009.06 | 684.84 | 2693.9
2009 | Full Service Restaurant | 0B | 511.15 | 0 | 0 | 766.54 | 160.17 | 38.58 | 460.72 | 469.79 | 0 | 370.71 | 0.45 | 0.45 | 0 | 0 | 0 | 0 | 75.35 | 214.15 | 68.22 | 1137.25 | 0 | 1940.73 | 683.93 | 2624.66
2009 | Full Service Restaurant | 1A | 511.15 | 0 | 0 | 606.84 | 160.17 | 38.58 | 460.72 | 469.79 | 0 | 313.99 | 0.45 | 0.45 | 0 | 0 | 0 | 0 | 75.38 | 235.07 | 67.3 | 920.83 | 0 | 1723.44 | 704.85 | 2428.29
2009 | Full Service Restaurant | 1B | 511.15 | 0 | 4.11 | 631.74 | 160.17 | 38.53 | 460.72 | 469.79 | 0 | 364.63 | 0.45 | 0.45 | 0 | 0 | 0 | 0 | 75.38 | 235.52 | 67.23 | 996.37 | 4.11 | 1798.85 | 709.41 | 2508.26
2009 | Full Service Restaurant | 2A | 511.15 | 0 | 18.58 | 511.61 | 160.17 | 38.52 | 460.72 | 469.79 | 0 | 320.36 | 0.45 | 0.45 | 0 | 0 | 0 | 0 | 75.4 | 257.49 | 66.61 | 831.97 | 18.58 | 1633.84 | 745.85 | 2379.69
2009 | Full Service Restaurant | 2B | 511.15 | 0 | 11.33 | 347.48 | 160.17 | 38.55 | 460.72 | 469.79 | 0 | 366.88 | 0.45 | 0.45 | 0 | 0 | 0 | 0 | 75.42 | 259.06 | 64.93 | 714.36 | 11.33 | 1514.59 | 740.17 | 2254.76
2009 | Full Service Restaurant | 3A | 511.15 | 0 | 146.53 | 272.12 | 160.17 | 38.54 | 460.72 | 469.79 | 0 | 318.7 | 0.45 | 0.45 | 0 | 0 | 0 | 0 | 75.45 | 296.13 | 64.36 | 590.82 | 146.53 | 1390.52 | 912.45 | 2302.97
2009 | Full Service Restaurant | 3B | 511.15 | 0 | 48.95 | 256.76 | 160.17 | 38.54 | 460.72 | 469.79 | 0 | 361.25 | 0.45 | 0.45 | 0 | 0 | 0 | 0 | 75.44 | 286.28 | 64.17 | 618.01 | 48.95 | 1417.5 | 805.01 | 2222.51
2009 | Full Service Restaurant | 3C | 511.15 | 0 | 10.56 | 105.01 | 160.17 | 38.53 | 460.72 | 469.79 | 0 | 305.28 | 0.45 | 0.45 | 0 | 0 | 0 | 0 | 75.44 | 300.36 | 64.91 | 410.29 | 10.56 | 1210.51 | 780.71 | 1991.22
2009 | Full Service Restaurant | 4A | 511.15 | 0 | 362.4 | 173 | 160.17 | 38.48 | 460.72 | 469.79 | 0 | 305.04 | 0.45 | 0.45 | 0 | 0 | 0 | 0 | 75.49 | 326.58 | 62.71 | 478.04 | 362.4 | 1276.07 | 1158.77 | 2434.84
2009 | Full Service Restaurant | 4B | 511.15 | 0 | 133.19 | 158.98 | 160.17 | 38.51 | 460.72 | 469.79 | 0 | 360.84 | 0.45 | 0.45 | 0 | 0 | 0 | 0 | 75.47 | 317.86 | 62.95 | 519.82 | 133.19 | 1318.08 | 920.84 | 2238.92
2009 | Full Service Restaurant | 4C | 511.15 | 0 | 207.88 | 44.9 | 160.17 | 38.44 | 460.72 | 469.79 | 0 | 297.71 | 0.45 | 0.45 | 0 | 0 | 0 | 0 | 75.51 | 335.9 | 62.03 | 342.61 | 207.88 | 1139.92 | 1013.57 | 2153.49
2009 | Full Service Restaurant | 5A | 511.15 | 0 | 601.97 | 97.91 | 160.17 | 38.49 | 460.72 | 469.79 | 0 | 299.3 | 0.45 | 0.45 | 0 | 0 | 0 | 0 | 75.52 | 352.2 | 61.79 | 397.21 | 601.97 | 1194.34 | 1423.95 | 2618.29
2009 | Full Service Restaurant | 5B | 511.15 | 0 | 326.23 | 108.95 | 160.17 | 38.5 | 460.72 | 469.79 | 0 | 354.37 | 0.45 | 0.45 | 0 | 0 | 0 | 0 | 75.5 | 344.86 | 62.06 | 463.32 | 326.23 | 1260.7 | 1140.87 | 2401.57
2009 | Full Service Restaurant | 5C | 511.15 | 0 | 293.03 | 16.6 | 160.17 | 38.44 | 460.72 | 469.79 | 0 | 283.29 | 0.45 | 0.45 | 0 | 0 | 0 | 0 | 75.54 | 350.56 | 61.21 | 299.89 | 293.03 | 1096.41 | 1113.38 | 2209.79
2009 | Full Service Restaurant | 6A | 511.15 | 0 | 883.07 | 108.91 | 160.17 | 38.48 | 460.72 | 469.79 | 0 | 310.04 | 0.45 | 0.45 | 0 | 0 | 0 | 0 | 75.52 | 371.06 | 61.55 | 418.95 | 883.07 | 1215.83 | 1723.91 | 2939.74
2009 | Full Service Restaurant | 6B | 511.15 | 0 | 583.09 | 70.3 | 160.17 | 38.45 | 460.72 | 469.79 | 0 | 334.95 | 0.45 | 0.45 | 0 | 0 | 0 | 0 | 75.52 | 366.29 | 61.14 | 405.25 | 583.09 | 1201.7 | 1419.16 | 2620.86
2009 | Full Service Restaurant | 7 | 511.15 | 0 | 1157.52 | 97.67 | 160.17 | 38.43 | 460.72 | 469.79 | 0 | 307.01 | 0.45 | 0.45 | 0 | 0 | 0 | 0 | 75.53 | 393.56 | 60.97 | 404.68 | 1157.52 | 1200.95 | 2020.87 | 3221.82
2009 | Full Service Restaurant | 8 | 511.15 | 0 | 1724.42 | 38.25 | 160.17 | 38.21 | 460.72 | 469.79 | 0 | 296.38 | 0.45 | 0.45 | 0 | 0 | 0 | 0 | 75.55 | 423.89 | 59.97 | 334.63 | 1724.42 | 1129.7 | 2618.1 | 3747.8
2012 | Full Service Restaurant | 0A | 511.15 | 0 | 0 | 739.27 | 84.52 | 38.57 | 460.72 | 469.79 | 0 | 301.92 | 0.45 | 0.45 | 0 | 0 | 0 | 0 | 75.33 | 214.96 | 69.22 | 1041.19 | 0 | 1769.98 | 684.75 | 2454.73
2012 | Full Service Restaurant | 0B | 511.15 | 0 | 0 | 646.63 | 84.52 | 38.58 | 460.72 | 469.79 | 0 | 333.3 | 0.45 | 0.45 | 0 | 0 | 0 | 0 | 75.35 | 214.07 | 68.37 | 979.93 | 0 | 1707.91 | 683.85 | 2391.76
2012 | Full Service Restaurant | 1A | 511.15 | 0 | 0 | 508.65 | 84.52 | 38.58 | 460.72 | 469.79 | 0 | 287.38 | 0.45 | 0.45 | 0 | 0 | 0 | 0 | 75.38 | 235 | 67.52 | 796.03 | 0 | 1523.19 | 704.79 | 2227.98
2012 | Full Service Restaurant | 1B | 511.15 | 0 | 3.88 | 529.89 | 84.52 | 38.53 | 460.72 | 469.79 | 0 | 328.71 | 0.45 | 0.45 | 0 | 0 | 0 | 0 | 75.37 | 235.45 | 67.47 | 858.6 | 3.88 | 1585.66 | 709.12 | 2294.78
2012 | Full Service Restaurant | 2A | 511.15 | 0 | 20.28 | 410.18 | 84.52 | 38.52 | 460.72 | 469.79 | 0 | 295.82 | 0.45 | 0.45 | 0 | 0 | 0 | 0 | 75.4 | 257.43 | 66.83 | 706 | 20.28 | 1432.43 | 747.5 | 2179.93
2012 | Full Service Restaurant | 2B | 511.15 | 0 | 11.56 | 297.1 | 84.52 | 38.55 | 460.72 | 469.79 | 0 | 337.21 | 0.45 | 0.45 | 0 | 0 | 0 | 0 | 75.41 | 259.01 | 65.08 | 634.31 | 11.56 | 1359.04 | 740.36 | 2099.4
2012 | Full Service Restaurant | 3A | 511.15 | 0 | 157.11 | 229.76 | 84.52 | 38.54 | 460.72 | 469.79 | 0 | 296.57 | 0.45 | 0.45 | 0 | 0 | 0 | 0 | 75.45 | 296.11 | 64.45 | 526.33 | 157.11 | 1250.46 | 923 | 2173.46
2012 | Full Service Restaurant | 3B | 511.15 | 0 | 54.82 | 219.73 | 84.52 | 38.54 | 460.72 | 469.79 | 0 | 334.23 | 0.45 | 0.45 | 0 | 0 | 0 | 0 | 75.44 | 286.25 | 64.25 | 553.96 | 54.82 | 1277.87 | 810.85 | 2088.72
2012 | Full Service Restaurant | 3C | 511.15 | 0 | 12.83 | 87.64 | 84.52 | 38.53 | 460.72 | 469.79 | 0 | 281.37 | 0.45 | 0.45 | 0 | 0 | 0 | 0 | 75.44 | 300.37 | 64.95 | 369.01 | 12.83 | 1093.61 | 782.98 | 1876.59
2012 | Full Service Restaurant | 4A | 511.15 | 0 | 381.4 | 146.66 | 84.52 | 38.48 | 460.72 | 469.79 | 0 | 283.66 | 0.45 | 0.45 | 0 | 0 | 0 | 0 | 75.49 | 326.56 | 62.8 | 430.32 | 381.4 | 1152.78 | 1177.74 | 2330.52
2012 | Full Service Restaurant | 4B | 511.15 | 0 | 146.27 | 138.23 | 84.52 | 38.51 | 460.72 | 469.79 | 0 | 336.53 | 0.45 | 0.45 | 0 | 0 | 0 | 0 | 75.47 | 317.85 | 63.02 | 474.76 | 146.27 | 1197.45 | 933.91 | 2131.36
2012 | Full Service Restaurant | 4C | 511.15 | 0 | 231.1 | 38.31 | 84.52 | 38.44 | 460.72 | 469.79 | 0 | 276.55 | 0.45 | 0.45 | 0 | 0 | 0 | 0 | 75.51 | 335.89 | 62.07 | 314.86 | 231.1 | 1036.57 | 1036.78 | 2073.35
2012 | Full Service Restaurant | 5A | 511.15 | 0 | 615.94 | 83.04 | 84.52 | 38.49 | 460.72 | 469.79 | 0 | 278.37 | 0.45 | 0.45 | 0 | 0 | 0 | 0 | 75.51 | 352.18 | 61.87 | 361.41 | 615.94 | 1082.97 | 1437.9 | 2520.87
2012 | Full Service Restaurant | 5B | 511.15 | 0 | 340.57 | 94.65 | 84.52 | 38.5 | 460.72 | 469.79 | 0 | 331.33 | 0.45 | 0.45 | 0 | 0 | 0 | 0 | 75.49 | 344.85 | 62.13 | 425.98 | 340.57 | 1147.77 | 1155.21 | 2302.98
2012 | Full Service Restaurant | 5C | 511.15 | 0 | 377.42 | 9.95 | 84.52 | 38.44 | 460.72 | 469.79 | 0 | 194.68 | 0.45 | 0.45 | 0 | 0 | 0 | 0 | 75.54 | 350.57 | 61.22 | 204.63 | 377.42 | 925.5 | 1197.78 | 2123.28
2012 | Full Service Restaurant | 6A | 511.15 | 0 | 888.59 | 92.25 | 84.52 | 38.48 | 460.72 | 469.79 | 0 | 284.8 | 0.45 | 0.45 | 0 | 0 | 0 | 0 | 75.52 | 371.05 | 61.61 | 377.05 | 888.59 | 1098.34 | 1729.43 | 2827.77
2012 | Full Service Restaurant | 6B | 511.15 | 0 | 599.56 | 59.76 | 84.52 | 38.45 | 460.72 | 469.79 | 0 | 309.35 | 0.45 | 0.45 | 0 | 0 | 0 | 0 | 75.52 | 366.28 | 61.17 | 369.11 | 599.56 | 1089.93 | 1435.63 | 2525.56
2012 | Full Service Restaurant | 7 | 511.15 | 0 | 1147.3 | 65.81 | 84.52 | 38.43 | 460.72 | 469.79 | 0 | 283.29 | 0.45 | 0.45 | 0 | 0 | 0 | 0 | 75.53 | 393.54 | 61.05 | 349.1 | 1147.3 | 1069.79 | 2010.63 | 3080.42
2012 | Full Service Restaurant | 8 | 511.15 | 0 | 1741.88 | 16.28 | 84.52 | 38.21 | 460.72 | 469.79 | 0 | 201.25 | 0.45 | 0.45 | 0 | 0 | 0 | 0 | 75.55 | 423.87 | 60.05 | 217.53 | 1741.88 | 937.03 | 2635.54 | 3572.57
2015 | Full Service Restaurant | 0A | 511.15 | 0 | 0 | 662.17 | 72.53 | 32.7 | 449.99 | 469.79 | 0 | 168.29 | 0.45 | 0.45 | 0 | 0 | 0 | 0 | 75.34 | 215 | 56.95 | 830.46 | 0 | 1518.41 | 684.79 | 2203.2
2015 | Full Service Restaurant | 0B | 511.15 | 0 | 0 | 554.77 | 72.46 | 32.69 | 449.99 | 469.79 | 0 | 156.79 | 0.45 | 0.45 | 0 | 0 | 0 | 0 | 75.35 | 214.03 | 56.27 | 711.56 | 0 | 1398.77 | 683.81 | 2082.58
2015 | Full Service Restaurant | 1A | 511.15 | 0 | 0 | 411.66 | 72.45 | 32.69 | 449.99 | 469.79 | 0 | 96.59 | 0.45 | 0.45 | 0 | 0 | 0 | 0 | 75.38 | 234.87 | 55.37 | 508.25 | 0 | 1194.58 | 704.66 | 1899.24
2015 | Full Service Restaurant | 1B | 511.15 | 0 | 7.8 | 448.87 | 72.64 | 32.65 | 449.99 | 469.79 | 0 | 148.07 | 0.45 | 0.45 | 0 | 0 | 0 | 0 | 75.37 | 235.32 | 55.41 | 596.94 | 7.8 | 1283.45 | 712.9 | 1996.35
2015 | Full Service Restaurant | 2A | 511.15 | 0 | 24.56 | 361.34 | 72.42 | 32.63 | 449.99 | 469.79 | 0 | 131.02 | 0.45 | 0.45 | 0 | 0 | 0 | 0 | 75.39 | 257.21 | 54.9 | 492.36 | 24.56 | 1178.13 | 751.56 | 1929.69
2015 | Full Service Restaurant | 2B | 511.15 | 0 | 20.1 | 243.52 | 72.37 | 32.66 | 449.99 | 469.79 | 0 | 130.34 | 0.45 | 0.45 | 0 | 0 | 0 | 0 | 75.41 | 258.78 | 53.29 | 373.86 | 20.1 | 1058.02 | 748.66 | 1806.68
2015 | Full Service Restaurant | 3A | 511.15 | 0 | 159.79 | 197.91 | 72.52 | 32.65 | 449.99 | 469.79 | 0 | 120.03 | 0.45 | 0.45 | 0 | 0 | 0 | 0 | 75.44 | 295.78 | 52.75 | 317.94 | 159.79 | 1001.74 | 925.36 | 1927.1
2015 | Full Service Restaurant | 3B | 511.15 | 0 | 73.99 | 177.95 | 72.5 | 32.65 | 449.99 | 469.79 | 0 | 126.72 | 0.45 | 0.45 | 0 | 0 | 0 | 0 | 75.43 | 286 | 52.43 | 304.67 | 73.99 | 988.13 | 829.78 | 1817.91
2015 | Full Service Restaurant | 3C | 511.15 | 0 | 26.75 | 82.5 | 72.73 | 32.71 | 449.99 | 469.79 | 0 | 81.64 | 0.45 | 0.45 | 0 | 0 | 0 | 0 | 75.41 | 299.87 | 53.75 | 164.14 | 26.75 | 849.18 | 796.41 | 1645.59
2015 | Full Service Restaurant | 4A | 511.15 | 0 | 379.23 | 124.07 | 72.67 | 32.72 | 449.99 | 469.79 | 0 | 88.82 | 0.45 | 0.45 | 0 | 0 | 0 | 0 | 75.48 | 326.21 | 51.11 | 212.89 | 379.23 | 895.3 | 1175.22 | 2070.52
2015 | Full Service Restaurant | 4B | 511.15 | 0 | 175.65 | 112.03 | 72.37 | 32.64 | 449.99 | 469.79 | 0 | 129.03 | 0.45 | 0.45 | 0 | 0 | 0 | 0 | 75.46 | 317.6 | 51.09 | 241.06 | 175.65 | 923.06 | 963.03 | 1886.09
2015 | Full Service Restaurant | 4C | 511.15 | 0 | 255.14 | 33.74 | 72.76 | 32.71 | 449.99 | 469.79 | 0 | 82.48 | 0.45 | 0.45 | 0 | 0 | 0 | 0 | 75.48 | 335.35 | 50.91 | 116.22 | 255.14 | 798.52 | 1060.28 | 1858.8
2015 | Full Service Restaurant | 5A | 511.15 | 0 | 598.6 | 70.95 | 72.54 | 32.66 | 449.99 | 469.79 | 0 | 87.09 | 0.45 | 0.45 | 0 | 0 | 0 | 0 | 75.5 | 351.82 | 50.17 | 158.04 | 598.6 | 839.35 | 1420.2 | 2259.55
2015 | Full Service Restaurant | 5B | 511.15 | 0 | 366.93 | 77.12 | 72.5 | 32.7 | 449.99 | 469.79 | 0 | 130.56 | 0.45 | 0.45 | 0 | 0 | 0 | 0 | 75.49 | 344.6 | 50.12 | 207.68 | 366.93 | 888.92 | 1181.32 | 2070.24
2015 | Full Service Restaurant | 5C | 511.15 | 0 | 342.3 | 14.94 | 72.78 | 32.69 | 449.99 | 469.79 | 0 | 79.92 | 0.45 | 0.45 | 0 | 0 | 0 | 0 | 75.51 | 349.99 | 50.12 | 94.86 | 342.3 | 776.39 | 1162.08 | 1938.47
2015 | Full Service Restaurant | 6A | 511.15 | 0 | 841.45 | 80.81 | 72.56 | 32.68 | 449.99 | 469.79 | 0 | 119.26 | 0.45 | 0.45 | 0 | 0 | 0 | 0 | 75.51 | 370.7 | 49.78 | 200.07 | 841.45 | 881.04 | 1681.94 | 2562.98
2015 | Full Service Restaurant | 6B | 511.15 | 0 | 604.08 | 49.98 | 72.42 | 32.64 | 449.99 | 469.79 | 0 | 124.81 | 0.45 | 0.45 | 0 | 0 | 0 | 0 | 75.51 | 365.97 | 49.31 | 174.79 | 604.08 | 855.11 | 1439.84 | 2294.95
2015 | Full Service Restaurant | 7 | 511.15 | 0 | 1100.61 | 56.94 | 72.47 | 32.7 | 449.99 | 469.79 | 0 | 91.98 | 0.45 | 0.45 | 0 | 0 | 0 | 0 | 75.52 | 393.19 | 49.19 | 148.92 | 1100.61 | 829.23 | 1963.59 | 2792.82
2015 | Full Service Restaurant | 8 | 511.15 | 0 | 1583.86 | 18.33 | 73.3 | 32.89 | 449.99 | 469.79 | 0 | 91.24 | 0.45 | 0.45 | 0 | 0 | 0 | 0 | 75.54 | 423.47 | 48.23 | 109.57 | 1583.86 | 789.97 | 2477.11 | 3267.08
2018 | Full Service Restaurant | 0A | 511.15 | 0 | 0 | 651.81 | 59.78 | 21.16 | 449.99 | 469.79 | 0 | 167.09 | 0.45 | 0.45 | 0 | 0 | 0 | 0 | 75.34 | 215 | 56.96 | 818.9 | 0 | 1482.58 | 684.78 | 2167.36
2018 | Full Service Restaurant | 0B | 511.15 | 0 | 0 | 549.6 | 59.73 | 21.16 | 449.99 | 469.79 | 0 | 156.53 | 0.45 | 0.45 | 0 | 0 | 0 | 0 | 75.35 | 214.02 | 56.28 | 706.13 | 0 | 1369.09 | 683.81 | 2052.9
2018 | Full Service Restaurant | 1A | 511.15 | 0 | 0 | 406.66 | 59.72 | 21.16 | 449.99 | 469.79 | 0 | 95.85 | 0.45 | 0.45 | 0 | 0 | 0 | 0 | 75.38 | 234.87 | 55.38 | 502.51 | 0 | 1164.59 | 704.66 | 1869.25
2018 | Full Service Restaurant | 1B | 511.15 | 0 | 8.35 | 444.19 | 59.87 | 21.13 | 449.99 | 469.79 | 0 | 146.99 | 0.45 | 0.45 | 0 | 0 | 0 | 0 | 75.37 | 235.32 | 55.43 | 591.18 | 8.35 | 1253.42 | 713.47 | 1966.89
2018 | Full Service Restaurant | 2A | 511.15 | 0 | 25.58 | 354.74 | 59.7 | 21.12 | 449.99 | 469.79 | 0 | 129.95 | 0.45 | 0.45 | 0 | 0 | 0 | 0 | 75.39 | 257.21 | 54.91 | 484.69 | 25.58 | 1146.25 | 752.58 | 1898.83
2018 | Full Service Restaurant | 2B | 511.15 | 0 | 21.2 | 240.91 | 59.66 | 21.14 | 449.99 | 469.79 | 0 | 129.22 | 0.45 | 0.45 | 0 | 0 | 0 | 0 | 75.41 | 258.78 | 53.29 | 370.13 | 21.2 | 1030.07 | 749.77 | 1779.84
2018 | Full Service Restaurant | 3A | 511.15 | 0 | 162.71 | 195.28 | 59.78 | 21.14 | 449.99 | 469.79 | 0 | 119.01 | 0.45 | 0.45 | 0 | 0 | 0 | 0 | 75.44 | 295.78 | 52.76 | 314.29 | 162.71 | 973.83 | 928.28 | 1902.11
2018 | Full Service Restaurant | 3B | 511.15 | 0 | 76.51 | 175.83 | 59.77 | 21.13 | 449.99 | 469.79 | 0 | 126.2 | 0.45 | 0.45 | 0 | 0 | 0 | 0 | 75.43 | 286.01 | 52.43 | 302.03 | 76.51 | 961.23 | 832.31 | 1793.54
2018 | Full Service Restaurant | 3C | 511.15 | 0 | 28.75 | 77.26 | 59.95 | 21.17 | 449.99 | 469.79 | 0 | 80.93 | 0.45 | 0.45 | 0 | 0 | 0 | 0 | 75.41 | 299.87 | 53.75 | 158.19 | 28.75 | 818.91 | 798.41 | 1617.32
2018 | Full Service Restaurant | 4A | 511.15 | 0 | 386.4 | 121.39 | 59.95 | 21.18 | 449.99 | 469.79 | 0 | 87.8 | 0.45 | 0.45 | 0 | 0 | 0 | 0 | 75.48 | 326.21 | 51.11 | 209.19 | 386.4 | 867.34 | 1182.4 | 2049.74
2018 | Full Service Restaurant | 4B | 511.15 | 0 | 183.86 | 109.54 | 59.69 | 21.13 | 449.99 | 469.79 | 0 | 127.86 | 0.45 | 0.45 | 0 | 0 | 0 | 0 | 75.47 | 317.61 | 51.06 | 237.4 | 183.86 | 895.18 | 971.26 | 1866.44
2018 | Full Service Restaurant | 4C | 511.15 | 0 | 263.65 | 32.66 | 60.03 | 21.18 | 449.99 | 469.79 | 0 | 81.34 | 0.45 | 0.45 | 0 | 0 | 0 | 0 | 75.48 | 335.36 | 50.91 | 114 | 263.65 | 772.05 | 1068.79 | 1840.84
2018 | Full Service Restaurant | 5A | 511.15 | 0 | 604.64 | 69.42 | 59.82 | 21.14 | 449.99 | 469.79 | 0 | 86.2 | 0.45 | 0.45 | 0 | 0 | 0 | 0 | 75.5 | 351.82 | 50.17 | 155.62 | 604.64 | 812.69 | 1426.24 | 2238.93
2018 | Full Service Restaurant | 5B | 511.15 | 0 | 376.08 | 75.56 | 59.78 | 21.17 | 449.99 | 469.79 | 0 | 129.09 | 0.45 | 0.45 | 0 | 0 | 0 | 0 | 75.49 | 344.61 | 50.09 | 204.65 | 376.08 | 861.61 | 1190.47 | 2052.08
2018 | Full Service Restaurant | 5C | 511.15 | 0 | 351.02 | 14.45 | 60.02 | 21.17 | 449.99 | 469.79 | 0 | 79.02 | 0.45 | 0.45 | 0 | 0 | 0 | 0 | 75.51 | 349.99 | 50.12 | 93.47 | 351.02 | 750.72 | 1170.8 | 1921.52
2018 | Full Service Restaurant | 6A | 511.15 | 0 | 869.09 | 76.58 | 59.81 | 21.16 | 449.99 | 469.79 | 0 | 90.74 | 0.45 | 0.45 | 0 | 0 | 0 | 0 | 75.51 | 370.7 | 49.77 | 167.32 | 869.09 | 824.01 | 1709.58 | 2533.59
2018 | Full Service Restaurant | 6B | 511.15 | 0 | 611.2 | 49.18 | 59.7 | 21.13 | 449.99 | 469.79 | 0 | 123.74 | 0.45 | 0.45 | 0 | 0 | 0 | 0 | 75.51 | 365.97 | 49.3 | 172.92 | 611.2 | 829 | 1446.96 | 2275.96
2018 | Full Service Restaurant | 7 | 511.15 | 0 | 1106.37 | 55.52 | 59.73 | 21.17 | 449.99 | 469.79 | 0 | 91.22 | 0.45 | 0.45 | 0 | 0 | 0 | 0 | 75.52 | 393.19 | 49.18 | 146.74 | 1106.37 | 802.79 | 1969.34 | 2772.13
2018 | Full Service Restaurant | 8 | 511.15 | 0 | 1589.28 | 17.96 | 60.4 | 21.31 | 449.99 | 469.79 | 0 | 90.47 | 0.45 | 0.45 | 0 | 0 | 0 | 0 | 75.54 | 423.47 | 48.23 | 108.43 | 1589.28 | 764.34 | 2482.53 | 3246.87
2006 | High-Rise Apartment | 0A | 7836.48 | 0 | 0 | 1942.8 | 369.98 | 213.71 | 1137.32 | 0 | 36.18 | 486.11 | 82.46 | 0.11415 | 82.3459 | 103.4 | 0 | 0 | 0 | 744.73 | 0 | 2614.6559 | 0 | 4371.95 | 744.73 | 5116.68
2006 | High-Rise Apartment | 0B | 7836.48 | 0.68 | 0.17 | 1562.9 | 369.98 | 213.75 | 1137.32 | 0 | 36.18 | 480.58 | 98.64 | 0.11415 | 98.5259 | 83.38 | 0 | 0 | 0 | 740.91 | 0 | 2226.0659 | 0.17 | 3983.4 | 741.08 | 4724.48
2006 | High-Rise Apartment | 1A | 7836.48 | 0.02 | 0 | 1357.8 | 369.98 | 213.77 | 1137.32 | 0 | 36.18 | 378.82 | 73.39 | 0.11415 | 73.2759 | 64.85 | 0 | 0 | 0 | 814.24 | 0 | 1874.7659 | 0 | 3632.13 | 814.24 | 4446.37
2006 | High-Rise Apartment | 1B | 7836.48 | 15.71 | 40.43 | 1206.54 | 369.98 | 213.5 | 1137.32 | 0 | 36.18 | 415.05 | 83.2 | 0.11415 | 83.0859 | 62.64 | 0 | 0 | 0 | 816.27 | 0 | 1783.0259 | 40.43 | 3540.13 | 856.7 | 4396.83
2006 | High-Rise Apartment | 2A | 7836.48 | 42.96 | 139.81 | 1011.32 | 369.98 | 213.43 | 1137.32 | 0 | 36.18 | 315.62 | 71.39 | 0.11415 | 71.2759 | 51.75 | 0 | 0 | 0 | 893.8 | 0 | 1492.9259 | 139.81 | 3249.95 | 1033.61 | 4283.56
2006 | High-Rise Apartment | 2B | 7836.48 | 41.39 | 120.14 | 792.24 | 369.98 | 213.58 | 1137.32 | 0 | 36.18 | 332.39 | 73.96 | 0.11415 | 73.8459 | 30.89 | 0 | 0 | 0 | 898.81 | 0 | 1270.7559 | 120.14 | 3027.92 | 1018.95 | 4046.87
2006 | High-Rise Apartment | 3A | 7836.48 | 221.49 | 791.51 | 511.21 | 369.98 | 213.54 | 1137.32 | 0 | 36.18 | 261.09 | 66.3 | 0.11415 | 66.1859 | 24.41 | 0 | 0 | 0 | 1030.01 | 0 | 1084.3859 | 791.51 | 2841.53 | 1821.53 | 4663.06
2006 | High-Rise Apartment | 3B | 7836.48 | 107.92 | 365.19 | 547.98 | 369.98 | 213.53 | 1137.32 | 0 | 36.18 | 289.7 | 62.9 | 0.11415 | 62.7859 | 21.73 | 0 | 0 | 0 | 995.22 | 0 | 1030.1159 | 365.19 | 2787.24 | 1360.41 | 4147.65
2006 | High-Rise Apartment | 3C | 7836.48 | 50.28 | 161.16 | 102.89 | 369.98 | 213.5 | 1137.32 | 0 | 36.18 | 145.78 | 39.19 | 0.11415 | 39.0759 | 4.79 | 0 | 0 | 0 | 1045.57 | 0 | 342.8159 | 161.16 | 2099.92 | 1206.72 | 3306.64
2006 | High-Rise Apartment | 4A | 7836.48 | 406.15 | 1470.41 | 365.04 | 369.98 | 213.22 | 1137.32 | 0 | 36.18 | 266.74 | 70.78 | 0.11415 | 70.6659 | 17.61 | 0 | 0 | 0 | 1137.27 | 0 | 1126.2059 | 1470.41 | 2883.02 | 2607.68 | 5490.7
2006 | High-Rise Apartment | 4B | 7836.48 | 170.66 | 584.19 | 392.58 | 369.98 | 213.38 | 1137.32 | 0 | 36.18 | 272.93 | 60.92 | 0.11415 | 60.8059 | 14.64 | 0 | 0 | 0 | 1107.03 | 0 | 911.6159 | 584.19 | 2668.59 | 1691.22 | 4359.81
2006 | High-Rise Apartment | 4C | 7836.48 | 237.38 | 849.06 | 65.27 | 369.98 | 212.97 | 1137.32 | 0 | 36.18 | 187.19 | 48.55 | 0.11415 | 48.4359 | 2.81 | 0 | 0 | 0 | 1169.7 | 0 | 541.0859 | 849.06 | 2297.65 | 2018.76 | 4316.41
2006 | High-Rise Apartment | 5A | 7836.48 | 543.45 | 1965 | 176.14 | 369.98 | 213.28 | 1137.32 | 0 | 36.18 | 259.72 | 60.99 | 0.11415 | 60.8759 | 8.03 | 0 | 0 | 0 | 1228.15 | 0 | 1048.2159 | 1965 | 2805.09 | 3193.15 | 5998.24
2006 | High-Rise Apartment | 5B | 7836.48 | 279.92 | 982.7 | 255.91 | 369.98 | 213.29 | 1137.32 | 0 | 36.18 | 266.77 | 53.83 | 0.11415 | 53.7159 | 9.21 | 0 | 0 | 0 | 1202.64 | 0 | 865.5259 | 982.7 | 2622.4 | 2185.33 | 4807.73
2006 | High-Rise Apartment | 5C | 7836.48 | 194.23 | 696.81 | 21.89 | 369.98 | 212.96 | 1137.32 | 0 | 36.18 | 167.04 | 43.22 | 0.11415 | 43.1059 | 0.99 | 0 | 0 | 0 | 1221.21 | 0 | 427.2559 | 696.81 | 2183.81 | 1918.02 | 4101.83
2006 | High-Rise Apartment | 6A | 7836.48 | 758.32 | 2695.57 | 200.45 | 369.98 | 213.18 | 1137.32 | 0 | 36.18 | 296.17 | 82.26 | 0.11415 | 82.1459 | 10.1 | 0 | 0 | 0 | 1295.46 | 0 | 1347.1859 | 2695.57 | 3103.96 | 3991.02 | 7094.98
2006 | High-Rise Apartment | 6B | 7836.48 | 527.37 | 1834.05 | 144.17 | 369.98 | 213.03 | 1137.32 | 0 | 36.18 | 294.94 | 56.55 | 0.11415 | 56.4359 | 5.37 | 0 | 0 | 0 | 1278.33 | 0 | 1028.2859 | 1834.05 | 2784.91 | 3112.38 | 5897.29
2006 | High-Rise Apartment | 7 | 7836.48 | 707.53 | 2454.9 | 147.49 | 369.98 | 212.9 | 1137.32 | 0 | 36.18 | 295.79 | 63.65 | 0.11415 | 63.5359 | 6.66 | 0 | 0 | 0 | 1375.51 | 0 | 1221.0059 | 2454.9 | 2977.5 | 3830.41 | 6807.91
2006 | High-Rise Apartment | 8 | 7836.48 | 837.56 | 2728.15 | 72.84 | 369.98 | 211.73 | 1137.32 | 0 | 36.18 | 342.81 | 58.79 | 0.11415 | 58.6759 | 2.96 | 0 | 0 | 0 | 1483.45 | 0 | 1314.8459 | 2728.15 | 3070.17 | 4211.6 | 7281.77
2009 | High-Rise Apartment | 0A | 7836.48 | 0 | 0 | 1927.68 | 334.41 | 168.7 | 1137.32 | 0 | 36.18 | 481.18 | 81.49 | 0.11415 | 81.3759 | 102.26 | 0 | 0 | 0 | 744.73 | 0 | 2592.4959 | 0 | 4269.21 | 744.73 | 5013.94
2009 | High-Rise Apartment | 0B | 7836.48 | 0.61 | 0.19 | 1547.62 | 334.41 | 168.73 | 1137.32 | 0 | 36.18 | 476.52 | 97.41 | 0.11415 | 97.2959 | 82.51 | 0 | 0 | 0 | 740.91 | 0 | 2204.5559 | 0.19 | 3881.31 | 741.1 | 4622.41
2009 | High-Rise Apartment | 1A | 7836.48 | 0.02 | 0 | 1343.08 | 334.41 | 168.75 | 1137.32 | 0 | 36.18 | 374.79 | 72.5 | 0.11415 | 72.3859 | 64.05 | 0 | 0 | 0 | 814.24 | 0 | 1854.3259 | 0 | 3531.1 | 814.24 | 4345.34
2009 | High-Rise Apartment | 1B | 7836.48 | 15.71 | 41.13 | 1199.31 | 334.41 | 168.54 | 1137.32 | 0 | 36.18 | 411.26 | 81.75 | 0.11415 | 81.6359 | 61.9 | 0 | 0 | 0 | 816.27 | 0 | 1769.8159 | 41.13 | 3446.37 | 857.4 | 4303.77
2009 | High-Rise Apartment | 2A | 7836.48 | 35.29 | 114.75 | 973.91 | 334.41 | 168.48 | 1137.32 | 0 | 36.18 | 300.75 | 65.76 | 0.11415 | 65.6459 | 48.81 | 0 | 0 | 0 | 893.8 | 0 | 1424.4059 | 114.75 | 3100.92 | 1008.55 | 4109.47
2009 | High-Rise Apartment | 2B | 7836.48 | 31.37 | 88.12 | 752.13 | 334.41 | 168.6 | 1137.32 | 0 | 36.18 | 314.97 | 67.29 | 0.11415 | 67.1759 | 28.93 | 0 | 0 | 0 | 898.81 | 0 | 1194.5759 | 88.12 | 2871.2 | 986.93 | 3858.13
2009 | High-Rise Apartment | 3A | 7836.48 | 194.92 | 696.64 | 488.65 | 334.41 | 168.57 | 1137.32 | 0 | 36.18 | 246.99 | 60.77 | 0.11415 | 60.6559 | 23.03 | 0 | 0 | 0 | 1030.02 | 0 | 1014.2459 | 696.64 | 2690.84 | 1726.67 | 4417.51
2009 | High-Rise Apartment | 3B | 7836.48 | 87.75 | 297.36 | 517.34 | 334.41 | 168.56 | 1137.32 | 0 | 36.18 | 273.67 | 56.8 | 0.11415 | 56.6859 | 20.31 | 0 | 0 | 0 | 995.22 | 0 | 955.7559 | 297.36 | 2632.34 | 1292.58 | 3924.92
2009 | High-Rise Apartment | 3C | 7836.48 | 38.82 | 123.57 | 95.19 | 334.41 | 168.54 | 1137.32 | 0 | 36.18 | 140.18 | 34.06 | 0.11415 | 33.9459 | 4.42 | 0 | 0 | 0 | 1045.56 | 0 | 312.5559 | 123.57 | 1989.12 | 1169.13 | 3158.25
2009 | High-Rise Apartment | 4A | 7836.48 | 355.77 | 1287.68 | 357.26 | 334.41 | 168.31 | 1137.32 | 0 | 36.18 | 251.43 | 65.52 | 0.11415 | 65.4059 | 16.89 | 0 | 0 | 0 | 1137.27 | 0 | 1046.7559 | 1287.68 | 2723.1 | 2424.95 | 5148.05
2009 | High-Rise Apartment | 4B | 7836.48 | 134.48 | 459.94 | 379.25 | 334.41 | 168.44 | 1137.32 | 0 | 36.18 | 257.17 | 56.06 | 0.11415 | 55.9459 | 14.07 | 0 | 0 | 0 | 1107.03 | 0 | 840.9159 | 459.94 | 2517.38 | 1566.97 | 4084.35
2009 | High-Rise Apartment | 4C | 7836.48 | 224.76 | 803.31 | 64.29 | 334.41 | 168.12 | 1137.32 | 0 | 36.18 | 183.56 | 47.59 | 0.11415 | 47.4759 | 2.77 | 0 | 0 | 0 | 1169.7 | 0 | 522.8559 | 803.31 | 2199 | 1973.02 | 4172.02
2009 | High-Rise Apartment | 5A | 7836.48 | 524.03 | 1891.73 | 174.2 | 334.41 | 168.37 | 1137.32 | 0 | 36.18 | 254.56 | 59.13 | 0.11415 | 59.0159 | 7.9 | 0 | 0 | 0 | 1228.15 | 0 | 1019.7059 | 1891.73 | 2696.09 | 3119.89 | 5815.98
2009 | High-Rise Apartment | 5B | 7836.48 | 263.67 | 926.74 | 252.53 | 334.41 | 168.37 | 1137.32 | 0 | 36.18 | 260.95 | 52.36 | 0.11415 | 52.2459 | 9.08 | 0 | 0 | 0 | 1202.64 | 0 | 838.4759 | 926.74 | 2514.89 | 2129.37 | 4644.26
2009 | High-Rise Apartment | 5C | 7836.48 | 179.49 | 644.5 | 21.79 | 334.41 | 168.11 | 1137.32 | 0 | 36.18 | 163.12 | 41.92 | 0.11415 | 41.8059 | 0.99 | 0 | 0 | 0 | 1221.21 | 0 | 407.1959 | 644.5 | 2083.32 | 1865.71 | 3949.03
2009 | High-Rise Apartment | 6A | 7836.48 | 722.89 | 2560.13 | 199.13 | 334.41 | 168.29 | 1137.32 | 0 | 36.18 | 286.9 | 77.9 | 0.11415 | 77.7859 | 9.88 | 0 | 0 | 0 | 1295.46 | 0 | 1296.5859 | 2560.13 | 2972.91 | 3855.59 | 6828.5
2009 | High-Rise Apartment | 6B | 7836.48 | 493.95 | 1718.47 | 142.18 | 334.41 | 168.17 | 1137.32 | 0 | 36.18 | 285.22 | 54.24 | 0.11415 | 54.1259 | 5.28 | 0 | 0 | 0 | 1278.32 | 0 | 980.7559 | 1718.47 | 2656.95 | 2996.8 | 5653.75
2009 | High-Rise Apartment | 7 | 7836.48 | 655.28 | 2279.57 | 151.55 | 334.41 | 168.06 | 1137.32 | 0 | 36.18 | 285.79 | 61.61 | 0.11415 | 61.4959 | 6.78 | 0 | 0 | 0 | 1375.51 | 0 | 1160.8959 | 2279.57 | 2836.98 | 3655.08 | 6492.06
2009 | High-Rise Apartment | 8 | 7836.48 | 728.26 | 2437.96 | 77.29 | 334.41 | 167.14 | 1137.32 | 0 | 36.18 | 321.28 | 56.74 | 0.11415 | 56.6259 | 3.12 | 0 | 0 | 0 | 1483.45 | 0 | 1186.5759 | 2437.96 | 2861.74 | 3921.41 | 6783.15
2012 | High-Rise Apartment | 0A | 7836.48 | 0 | 0 | 1781.92 | 276.31 | 168.7 | 1137.32 | 0 | 20.97 | 416.97 | 70.03 | 0.11415 | 69.9159 | 89.92 | 0 | 0 | 0 | 744.73 | 0 | 2358.7259 | 0 | 3962.15 | 744.73 | 4706.88
2012 | High-Rise Apartment | 0B | 7836.48 | 0.17 | 0 | 1412.16 | 276.31 | 168.73 | 1137.32 | 0 | 20.97 | 413.49 | 78.21 | 0.11415 | 78.0959 | 69.84 | 0 | 0 | 0 | 740.91 | 0 | 1973.7559 | 0 | 3577.21 | 740.91 | 4318.12
2012 | High-Rise Apartment | 1A | 7836.48 | 0 | 0 | 1273.82 | 276.31 | 168.75 | 1137.32 | 0 | 20.97 | 338.84 | 63.23 | 0.11415 | 63.1159 | 58.74 | 0 | 0 | 0 | 814.25 | 0 | 1734.5159 | 0 | 3338.01 | 814.25 | 4152.26
2012 | High-Rise Apartment | 1B | 7836.48 | 5.07 | 8.75 | 1079.69 | 276.31 | 168.54 | 1137.32 | 0 | 20.97 | 356.39 | 64.46 | 0.11415 | 64.3459 | 51.93 | 0 | 0 | 0 | 816.27 | 0 | 1557.4259 | 8.75 | 3160.68 | 825.02 | 3985.7
2012 | High-Rise Apartment | 2A | 7836.48 | 28.65 | 87.29 | 935.94 | 276.31 | 168.48 | 1137.32 | 0 | 20.97 | 280.83 | 60.81 | 0.11415 | 60.6959 | 46.15 | 0 | 0 | 0 | 893.8 | 0 | 1352.2659 | 87.29 | 2955.48 | 981.09 | 3936.57
2012 | High-Rise Apartment | 2B | 7836.48 | 23.69 | 60.46 | 710 | 276.31 | 168.6 | 1137.32 | 0 | 20.97 | 292.78 | 61.42 | 0.11415 | 61.3059 | 27.08 | 0 | 0 | 0 | 898.81 | 0 | 1114.8559 | 60.46 | 2718.18 | 959.27 | 3677.45
2012 | High-Rise Apartment | 3A | 7836.48 | 174.59 | 585.6 | 477.51 | 276.31 | 168.57 | 1137.32 | 0 | 20.97 | 233.65 | 57.71 | 0.11415 | 57.5959 | 22.33 | 0 | 0 | 0 | 1030.01 | 0 | 965.6759 | 585.6 | 2568.98 | 1615.62 | 4184.6
2012 | High-Rise Apartment | 3B | 7836.48 | 72.96 | 231.85 | 503.03 | 276.31 | 168.56 | 1137.32 | 0 | 20.97 | 258.99 | 53.28 | 0.11415 | 53.1659 | 19.6 | 0 | 0 | 0 | 995.22 | 0 | 907.7459 | 231.85 | 2511.04 | 1227.07 | 3738.11
2012 | High-Rise Apartment | 3C | 7836.48 | 31.2 | 91.75 | 94.85 | 276.31 | 168.54 | 1137.32 | 0 | 20.97 | 136.2 | 31.85 | 0.11415 | 31.7359 | 4.38 | 0 | 0 | 0 | 1045.57 | 0 | 298.3659 | 91.75 | 1901.62 | 1137.32 | 3038.94
2012 | High-Rise Apartment | 4A | 7836.48 | 226.97 | 766.44 | 351.08 | 276.31 | 168.31 | 1137.32 | 0 | 20.97 | 221.66 | 57.09 | 0.11415 | 56.9759 | 16.13 | 0 | 0 | 0 | 1137.28 | 0 | 872.8159 | 766.44 | 2475.86 | 1903.73 | 4379.59
2012 | High-Rise Apartment | 4B | 7836.48 | 75.12 | 235.42 | 394.44 | 276.31 | 168.44 | 1137.32 | 0 | 20.97 | 238.81 | 51.57 | 0.11415 | 51.4559 | 14.49 | 0 | 0 | 0 | 1107.03 | 0 | 774.3159 | 235.42 | 2377.48 | 1342.45 | 3719.93
2012 | High-Rise Apartment | 4C | 7836.48 | 137.98 | 460.24 | 77.53 | 276.31 | 168.12 | 1137.32 | 0 | 20.97 | 161.5 | 44.08 | 0.11415 | 43.9659 | 3.32 | 0 | 0 | 0 | 1169.71 | 0 | 424.2959 | 460.24 | 2027.14 | 1629.95 | 3657.09
2012 | High-Rise Apartment | 5A | 7836.48 | 357.68 | 1228.5 | 177.48 | 276.31 | 168.37 | 1137.32 | 0 | 20.97 | 219.69 | 51.85 | 0.11415 | 51.7359 | 7.88 | 0 | 0 | 0 | 1228.17 | 0 | 814.4659 | 1228.5 | 2417.56 | 2456.67 | 4874.23
2012 | High-Rise Apartment | 5B | 7836.48 | 178.24 | 589.58 | 269.09 | 276.31 | 168.37 | 1137.32 | 0 | 20.97 | 235.5 | 49.02 | 0.11415 | 48.9059 | 9.65 | 0 | 0 | 0 | 1202.64 | 0 | 741.3859 | 589.58 | 2344.47 | 1792.22 | 4136.69
2012 | High-Rise Apartment | 5C | 7836.48 | 127.12 | 429.19 | 34.84 | 276.31 | 168.11 | 1137.32 | 0 | 20.97 | 149.76 | 39.77 | 0.11415 | 39.6559 | 1.56 | 0 | 0 | 0 | 1221.22 | 0 | 352.9359 | 429.19 | 1955.78 | 1650.41 | 3606.19
2012 | High-Rise Apartment | 6A | 7836.48 | 485.11 | 1633.98 | 206.34 | 276.31 | 168.29 | 1137.32 | 0 | 20.97 | 243.26 | 58.46 | 0.11415 | 58.3459 | 9.33 | 0 | 0 | 0 | 1295.48 | 0 | 1002.3859 | 1633.98 | 2605.4 | 2929.46 | 5534.86
2012 | High-Rise Apartment | 6B | 7836.48 | 320.39 | 1069.4 | 152.77 | 276.31 | 168.17 | 1137.32 | 0 | 20.97 | 237.51 | 49.4 | 0.11415 | 49.2859 | 5.64 | 0 | 0 | 0 | 1278.32 | 0 | 765.5959 | 1069.4 | 2368.48 | 2347.72 | 4716.2
2012 | High-Rise Apartment | 7 | 7836.48 | 446.26 | 1529.52 | 169.96 | 276.31 | 168.06 | 1137.32 | 0 | 20.97 | 246.96 | 56.01 | 0.11415 | 55.8959 | 7.42 | 0 | 0 | 0 | 1375.53 | 0 | 926.4959 | 1529.52 | 2529.28 | 2905.04 | 5434.32
2012 | High-Rise Apartment | 8 | 7836.48 | 565.87 | 1886.19 | 103.57 | 276.31 | 167.14 | 1137.32 | 0 | 20.97 | 288.29 | 55.71 | 0.11415 | 55.5959 | 4.11 | 0 | 0 | 0 | 1483.45 | 0 | 1017.4359 | 1886.19 | 2619.3 | 3369.64 | 5988.94
2015 | High-Rise Apartment | 0A | 7836.48 | 0 | 0 | 1562.65 | 290.24 | 158.94 | 1132.71 | 0 | 20.86 | 411.55 | 62.8 | 0.11415 | 62.6859 | 82.84 | 0 | 0 | 0 | 724.29 | 0 | 2119.7259 | 0 | 3722.59 | 724.29 | 4446.88
2015 | High-Rise Apartment | 0B | 7836.48 | 0.07 | 0 | 1247.76 | 290.24 | 158.97 | 1132.71 | 0 | 20.86 | 396.96 | 69.88 | 0.11415 | 69.7659 | 64.76 | 0 | 0 | 0 | 720.51 | 0 | 1779.3159 | 0 | 3382.2 | 720.51 | 4102.71
2015 | High-Rise Apartment | 1A | 7836.48 | 0 | 0 | 1127.04 | 290.24 | 158.99 | 1132.71 | 0 | 20.86 | 337.97 | 56.15 | 0.11415 | 56.0359 | 54.72 | 0 | 0 | 0 | 791.46 | 0 | 1575.7659 | 0 | 3178.68 | 791.46 | 3970.14
2015 | High-Rise Apartment | 1B | 7836.48 | 3.5 | 5.62 | 972.11 | 290.24 | 158.79 | 1132.71 | 0 | 20.86 | 348.74 | 59.02 | 0.11415 | 58.9059 | 49.45 | 0 | 0 | 0 | 793.25 | 0 | 1432.7059 | 5.62 | 3035.42 | 798.87 | 3834.29
2015 | High-Rise Apartment | 2A | 7836.48 | 16.57 | 49.82 | 839.88 | 290.24 | 158.74 | 1132.71 | 0 | 20.86 | 278.29 | 55.17 | 0.11415 | 55.0559 | 43.96 | 0 | 0 | 0 | 868.13 | 0 | 1233.7559 | 49.82 | 2836.42 | 917.95 | 3754.37
2015 | High-Rise Apartment | 2B | 7836.48 | 21.78 | 57.25 | 655.16 | 290.24 | 158.85 | 1132.71 | 0 | 20.86 | 292.42 | 59.81 | 0.11415 | 59.6959 | 26.81 | 0 | 0 | 0 | 872.94 | 0 | 1055.8659 | 57.25 | 2658.64 | 930.19 | 3588.83
2015 | High-Rise Apartment | 3A | 7836.48 | 119.74 | 411.62 | 434.24 | 290.24 | 158.82 | 1132.71 | 0 | 20.86 | 224.53 | 51.31 | 0.11415 | 51.1959 | 21.49 | 0 | 0 | 0 | 999.53 | 0 | 851.1959 | 411.62 | 2453.94 | 1411.15 | 3865.09
2015 | High-Rise Apartment | 3B | 7836.48 | 46.33 | 148.55 | 461.24 | 290.24 | 158.81 | 1132.71 | 0 | 20.86 | 250.72 | 48.83 | 0.11415 | 48.7159 | 19.16 | 0 | 0 | 0 | 965.95 | 0 | 826.1659 | 148.55 | 2428.9 | 1114.5 | 3543.4
2015 | High-Rise Apartment | 3C | 7836.48 | 17.38 | 47.85 | 97.81 | 290.24 | 158.79 | 1132.71 | 0 | 20.86 | 135.07 | 28.29 | 0.11415 | 28.1759 | 4.8 | 0 | 0 | 0 | 1014.55 | 0 | 283.2359 | 47.85 | 1885.95 | 1062.39 | 2948.34
2015 | High-Rise Apartment | 4A | 7836.48 | 119.92 | 404.09 | 349.09 | 290.24 | 158.58 | 1132.71 | 0 | 20.86 | 219.82 | 58.5 | 0.11415 | 58.3859 | 17.35 | 0 | 0 | 0 | 1102.92 | 0 | 764.5659 | 404.09 | 2367.06 | 1507.01 | 3874.07
2015 | High-Rise Apartment | 4B | 7836.48 | 71.05 | 229.6 | 364.92 | 290.24 | 158.7 | 1132.71 | 0 | 20.86 | 238.22 | 50.19 | 0.11415 | 50.0759 | 14.37 | 0 | 0 | 0 | 1073.79 | 0 | 738.6359 | 229.6 | 2341.25 | 1303.39 | 3644.64
2015 | High-Rise Apartment | 4C | 7836.48 | 131.44 | 452.38 | 72.33 | 290.24 | 158.4 | 1132.71 | 0 | 20.86 | 160.45 | 42.44 | 0.11415 | 42.3259 | 3.32 | 0 | 0 | 0 | 1134.26 | 0 | 409.8659 | 452.38 | 2012.17 | 1586.64 | 3598.81
2015 | High-Rise Apartment | 5A | 7836.48 | 216.09 | 748.82 | 195.14 | 290.24 | 158.63 | 1132.71 | 0 | 20.86 | 210.78 | 53.62 | 0.11415 | 53.5059 | 9.29 | 0 | 0 | 0 | 1190.53 | 0 | 684.8059 | 748.82 | 2287.35 | 1939.35 | 4226.7
2015 | High-Rise Apartment | 5B | 7836.48 | 170.71 | 582.46 | 249.34 | 290.24 | 158.63 | 1132.71 | 0 | 20.86 | 234.54 | 47.68 | 0.11415 | 47.5659 | 9.58 | 0 | 0 | 0 | 1165.97 | 0 | 711.7359 | 582.46 | 2314.28 | 1748.43 | 4062.71
2015 | High-Rise Apartment | 5C | 7836.48 | 120.76 | 420.85 | 32.92 | 290.24 | 158.38 | 1132.71 | 0 | 20.86 | 148.64 | 38.26 | 0.11415 | 38.1459 | 1.58 | 0 | 0 | 0 | 1183.89 | 0 | 342.0459 | 420.85 | 1944.35 | 1604.75 | 3549.1
2015 | High-Rise Apartment | 6A | 7836.48 | 322.88 | 1112.47 | 223.35 | 290.24 | 158.55 | 1132.71 | 0 | 20.86 | 233.2 | 60.78 | 0.11415 | 60.6659 | 10.85 | 0 | 0 | 0 | 1255.36 | 0 | 850.9459 | 1112.47 | 2453.42 | 2367.82 | 4821.24
2015 | High-Rise Apartment | 6B | 7836.48 | 240.06 | 815.2 | 161.31 | 290.24 | 158.44 | 1132.71 | 0 | 20.86 | 233.46 | 50.39 | 0.11415 | 50.2759 | 6.41 | 0 | 0 | 0 | 1238.91 | 0 | 691.5159 | 815.2 | 2293.87 | 2054.11 | 4347.98
2015 | High-Rise Apartment | 7 | 7836.48 | 330.68 | 1152.01 | 191.54 | 290.24 | 158.34 | 1132.71 | 0 | 20.86 | 242.15 | 57.6 | 0.11415 | 57.4859 | 8.85 | 0 | 0 | 0 | 1332.48 | 0 | 830.7059 | 1152.01 | 2432.96 | 2484.48 | 4917.44
2015 | High-Rise Apartment | 8 | 7836.48 | 441.38 | 1510.41 | 128.68 | 290.24 | 157.47 | 1132.71 | 0 | 20.86 | 276.46 | 56.7 | 0.11415 | 56.5859 | 5.38 | 0 | 0 | 0 | 1436.39 | 0 | 908.4859 | 1510.41 | 2509.86 | 2946.8 | 5456.66
2018 | High-Rise Apartment | 0A | 7836.48 | 0 | 0 | 1558.86 | 278.68 | 108.35 | 1132.71 | 0 | 14.51 | 410.12 | 62.66 | 0.11415 | 62.5459 | 65.38 | 0 | 0 | 0 | 724.28 | 0 | 2096.9059 | 0 | 3631.27 | 724.28 | 4355.55
2018 | High-Rise Apartment | 0B | 7836.48 | 0.07 | 0 | 1244.12 | 278.68 | 108.37 | 1132.71 | 0 | 14.51 | 395.69 | 69.7 | 0.11415 | 69.5859 | 42.67 | 0 | 0 | 0 | 720.49 | 0 | 1752.1359 | 0 | 3286.52 | 720.49 | 4007.01
2018 | High-Rise Apartment | 1A | 7836.48 | 0 | 0 | 1123.01 | 278.68 | 108.38 | 1132.71 | 0 | 14.51 | 336.59 | 55.96 | 0.11415 | 55.8459 | 27.21 | 0 | 0 | 0 | 791.43 | 0 | 1542.6559 | 0 | 3077.04 | 791.43 | 3868.47
2018 | High-Rise Apartment | 1B | 7836.48 | 3.61 | 5.97 | 968.97 | 278.68 | 108.24 | 1132.71 | 0 | 14.51 | 347.58 | 58.75 | 0.11415 | 58.6359 | 32.95 | 0 | 0 | 0 | 793.24 | 0 | 1411.7459 | 5.97 | 2946.01 | 799.21 | 3745.22
2018 | High-Rise Apartment | 2A | 7836.48 | 16.87 | 51 | 836.75 | 278.68 | 108.21 | 1132.71 | 0 | 14.51 | 277.22 | 54.93 | 0.11415 | 54.8159 | 28.35 | 0 | 0 | 0 | 868.12 | 0 | 1214.0059 | 51 | 2748.22 | 919.12 | 3667.34
2018 | High-Rise Apartment | 2B | 7836.48 | 22.2 | 58.82 | 652.57 | 278.68 | 108.29 | 1132.71 | 0 | 14.51 | 291.41 | 59.6 | 0.11415 | 59.4859 | 8.15 | 0 | 0 | 0 | 872.96 | 0 | 1033.8159 | 58.82 | 2568.1 | 931.78 | 3499.88
2018 | High-Rise Apartment | 3A | 7836.48 | 120.64 | 414.99 | 432.16 | 278.68 | 108.27 | 1132.71 | 0 | 14.51 | 223.75 | 51.09 | 0.11415 | 50.9759 | 10.64 | 0 | 0 | 0 | 999.53 | 0 | 838.1659 | 414.99 | 2372.44 | 1414.52 | 3786.96
2018 | High-Rise Apartment | 3B | 7836.48 | 46.96 | 150.97 | 458.92 | 278.68 | 108.26 | 1132.71 | 0 | 14.51 | 249.8 | 48.57 | 0.11415 | 48.4559 | 5.77 | 0 | 0 | 0 | 965.94 | 0 | 809.9059 | 150.97 | 2344.18 | 1116.91 | 3461.09
2018 | High-Rise Apartment | 3C | 7836.48 | 17.85 | 49.83 | 96.19 | 278.68 | 108.24 | 1132.71 | 0 | 14.51 | 134.42 | 28.09 | 0.11415 | 27.9759 | 1.35 | 0 | 0 | 0 | 1014.55 | 0 | 277.7859 | 49.83 | 1812.04 | 1064.38 | 2876.42
2018 | High-Rise Apartment | 4A | 7836.48 | 128.46 | 436.34 | 326.75 | 278.68 | 108.1 | 1132.71 | 0 | 14.51 | 215.17 | 55.63 | 0.11415 | 55.5159 | 7.49 | 0 | 0 | 0 | 1102.94 | 0 | 733.3859 | 436.34 | 2267.5 | 1539.28 | 3806.78
2018 | High-Rise Apartment | 4B | 7836.48 | 79.29 | 261.22 | 333.36 | 278.68 | 108.18 | 1132.71 | 0 | 14.51 | 229.99 | 47.33 | 0.11415 | 47.2159 | 3.48 | 0 | 0 | 0 | 1073.78 | 0 | 693.3359 | 261.22 | 2227.53 | 1335 | 3562.53
2018 | High-Rise Apartment | 4C | 7836.48 | 139.89 | 484.19 | 60.11 | 278.68 | 107.98 | 1132.71 | 0 | 14.51 | 158.46 | 38.53 | 0.11415 | 38.4159 | 0.76 | 0 | 0 | 0 | 1134.25 | 0 | 397.6359 | 484.19 | 1931.63 | 1618.44 | 3550.07
2018 | High-Rise Apartment | 5A | 7836.48 | 221.41 | 768.79 | 185.5 | 278.68 | 108.13 | 1132.71 | 0 | 14.51 | 208.84 | 52.13 | 0.11415 | 52.0159 | 3.1 | 0 | 0 | 0 | 1190.54 | 0 | 670.8659 | 768.79 | 2205.01 | 1959.33 | 4164.34
2018 | High-Rise Apartment | 5B | 7836.48 | 176.69 | 604.98 | 235.23 | 278.68 | 108.14 | 1132.71 | 0 | 14.51 | 231.19 | 46.1 | 0.11415 | 45.9859 | 2.22 | 0 | 0 | 0 | 1165.96 | 0 | 691.3159 | 604.98 | 2225.45 | 1770.94 | 3996.39
2018 | High-Rise Apartment | 5C | 7836.48 | 125.63 | 438.75 | 26.66 | 278.68 | 107.97 | 1132.71 | 0 | 14.51 | 147.65 | 36.28 | 0.11415 | 36.1659 | 0.32 | 0 | 0 | 0 | 1183.88 | 0 | 336.4259 | 438.75 | 1870.4 | 1622.63 | 3493.03
2018 | High-Rise Apartment | 6A | 7836.48 | 324.33 | 1117.35 | 221.72 | 278.68 | 108.08 | 1132.71 | 0 | 14.51 | 232.62 | 60.66 | 0.11415 | 60.5459 | 3.84 | 0 | 0 | 0 | 1255.35 | 0 | 843.0559 | 1117.35 | 2377.15 | 2372.7 | 4749.85
2018 | High-Rise Apartment | 6B | 7836.48 | 241.55 | 820.05 | 159.96 | 278.68 | 108 | 1132.71 | 0 | 14.51 | 232.99 | 50.19 | 0.11415 | 50.0759 | 1.61 | 0 | 0 | 0 | 1238.88 | 0 | 686.1859 | 820.05 | 2220.21 | 2058.94 | 4279.15
2018 | High-Rise Apartment | 7 | 7836.48 | 332.14 | 1156.83 | 189.91 | 278.68 | 107.94 | 1132.71 | 0 | 14.51 | 241.59 | 57.41 | 0.11415 | 57.2959 | 3.03 | 0 | 0 | 0 | 1332.49 | 0 | 823.9659 | 1156.83 | 2357.92 | 2489.32 | 4847.24
2018 | High-Rise Apartment | 8 | 7836.48 | 443.27 | 1515.49 | 127.3 | 278.68 | 107.34 | 1132.71 | 0 | 14.51 | 276.04 | 56.51 | 0.11415 | 56.3959 | 1.29 | 0 | 0 | 0 | 1436.39 | 0 | 904.2959 | 1515.49 | 2437.66 | 2951.87 | 5389.53
2006 | Hospital | 0A | 22436.18 | 0 | 7077.19 | 10604.45 | 4550.78 | 261.8 | 7107.46 | 2791.97 | 2714.18 | 4695.83 | 2030.54 | 0.78826 | 2029.7517 | 2295.85 | 0 | 0 | 26.4 | 1084.01 | 222.65 | 19625.8817 | 7077.19 | 34509.93 | 10953.18 | 45463.11
2006 | Hospital | 0B | 22436.18 | 44.14 | 7847.76 | 7716.2 | 4550.78 | 261.85 | 7107.46 | 2791.97 | 2714.18 | 4831.03 | 1773.91 | 0.78826 | 1773.1217 | 1723.66 | 29.03 | 0 | 26.4 | 1082.72 | 221.54 | 16117.1817 | 7847.76 | 31000.17 | 11722.45 | 42722.62
2006 | Hospital | 1A | 22436.18 | 0 | 8559.3 | 7579.5 | 4550.78 | 261.88 | 7107.46 | 2791.97 | 2714.18 | 4545.72 | 1735.4 | 0.78826 | 1734.6117 | 1963.86 | 0 | 0 | 26.4 | 1106.81 | 218.26 | 15823.6917 | 8559.3 | 30703.43 | 12458.08 | 43161.51
2006 | Hospital | 1B | 22436.18 | 158.41 | 7861.89 | 6566.45 | 4550.78 | 261.55 | 7107.46 | 2791.97 | 2714.18 | 4806.04 | 1553.86 | 0.78826 | 1553.0717 | 1291.11 | 80.45 | 0 | 26.4 | 1109.38 | 216.49 | 14455.5317 | 7861.89 | 29333.16 | 11763.24 | 41096.4
2006 | Hospital | 2A | 22436.18 | 275.37 | 9837.86 | 6775.58 | 4550.78 | 261.46 | 7107.46 | 2791.97 | 2714.18 | 4482.27 | 1696.4 | 0.78826 | 1695.6117 | 1517.04 | 326.93 | 0 | 26.4 | 1135.93 | 212.67 | 15072.8017 | 9837.86 | 29946.53 | 13765.77 | 43712.3
2006 | Hospital | 2B | 22436.18 | 1290.74 | 8806.51 | 4468.06 | 4550.78 | 261.65 | 7107.46 | 2791.97 | 2714.18 | 4727.89 | 1189.42 | 0.78826 | 1188.6317 | 690.64 | 2784.62 | 0 | 26.4 | 1141.12 | 207.67 | 15150.5817 | 8806.51 | 30019.51 | 12739.6 | 42759.11
2006 | Hospital | 3A | 22436.18 | 704.55 | 12635.09 | 4701.66 | 4550.78 | 261.6 | 7107.46 | 2791.97 | 2714.18 | 4545.63 | 1458.08 | 0.78826 | 1457.2917 | 963 | 1252.73 | 0 | 26.4 | 1201.45 | 203.72 | 13624.8617 | 12635.09 | 28489.77 | 16628.51 | 45118.28
2006 | Hospital | 3B | 22436.18 | 1164.88 | 9213 | 3642.69 | 4550.78 | 261.59 | 7107.46 | 2791.97 | 2714.18 | 4721.53 | 1124.47 | 0.78826 | 1123.6817 | 590.25 | 2694.03 | 0 | 26.4 | 1183.87 | 203 | 13937.0617 | 9213 | 28801.24 | 13188.84 | 41990.08
2006 | Hospital | 3C | 22436.18 | 351.59 | 11953.47 | 3270.53 | 4550.78 | 261.55 | 7107.46 | 2791.97 | 2714.18 | 4688.33 | 1119.65 | 0.78826 | 1118.8617 | 572.65 | 526.16 | 0 | 26.4 | 1204.29 | 201.6 | 10528.1217 | 11953.47 | 25390.87 | 15949.74 | 41340.61
2006 | Hospital | 4A | 22436.18 | 1003.19 | 16691.67 | 3971.66 | 4550.78 | 261.2 | 7107.46 | 2791.97 | 2714.18 | 4626.52 | 1365.03 | 0.78826 | 1364.2417 | 701.81 | 1771.3 | 0 | 26.4 | 1261.25 | 197.81 | 13438.7217 | 16691.67 | 28297.34 | 20744.89 | 49042.23
2006 | Hospital | 4B | 22436.18 | 1262.11 | 9803.2 | 2630.89 | 4550.78 | 261.4 | 7107.46 | 2791.97 | 2714.18 | 4773.85 | 947.6 | 0.78826 | 946.8117 | 327.65 | 3429.67 | 0 | 26.4 | 1241.57 | 196.91 | 13370.9817 | 9803.2 | 28228.89 | 13836.74 | 42065.63
2006 | Hospital | 4C | 22436.18 | 943.3 | 15619.17 | 2052.12 | 4550.78 | 260.9 | 7107.46 | 2791.97 | 2714.18 | 4696.64 | 950.63 | 0.78826 | 949.8417 | 199.67 | 937.59 | 0 | 26.4 | 1278.93 | 193.86 | 9779.1617 | 15619.17 | 24633.52 | 19690.07 | 44323.59
2006 | Hospital | 5A | 22436.18 | 1147.37 | 21434.01 | 2912.09 | 4550.78 | 261.28 | 7107.46 | 2791.97 | 2714.18 | 5265.55 | 1223.9 | 0.78826 | 1223.1117 | 441.07 | 2113.46 | 0 | 26.4 | 1320.89 | 193.23 | 13102.6517 | 21434.01 | 27956.77 | 25546.88 | 53503.65
2006 | Hospital | 5B | 22436.18 | 1435.86 | 11792.53 | 2187.14 | 4550.78 | 261.29 | 7107.46 | 2791.97 | 2714.18 | 4770.19 | 868.67 | 0.78826 | 867.8817 | 213.23 | 3441.78 | 0 | 26.4 | 1301.9 | 193.1 | 12916.0817 | 11792.53 | 27770.07 | 15886.4 | 43656.47
2006 | Hospital | 5C | 22436.18 | 1073.24 | 17880.71 | 1750.04 | 4550.78 | 260.88 | 7107.46 | 2791.97 | 2714.18 | 4961.78 | 856.71 | 0.78826 | 855.9217 | 125.69 | 980.66 | 0 | 26.4 | 1311.43 | 191.14 | 9747.3317 | 17880.71 | 24598.95 | 21984.11 | 46583.06
2006 | Hospital | 6A | 22436.18 | 1165.98 | 24349.01 | 2920.04 | 4550.78 | 261.16 | 7107.46 | 2791.97 | 2714.18 | 4894.54 | 1284.74 | 0.78826 | 1283.9517 | 468.78 | 2527.89 | 0 | 26.41 | 1371.55 | 191.99 | 13261.1817 | 24349.01 | 28113.94 | 28512.53 | 56626.47
2006 | Hospital | 6B | 22436.18 | 1590.42 | 17339.29 | 2024.22 | 4550.78 | 260.97 | 7107.46 | 2791.97 | 2714.18 | 4612.3 | 914.69 | 0.78826 | 913.9017 | 149.26 | 3593.55 | 0 | 26.41 | 1356.55 | 190.14 | 12883.6517 | 17339.29 | 27734.37 | 21487.81 | 49222.18
2006 | Hospital | 7 | 22436.18 | 1332.01 | 28414.5 | 2788.73 | 4550.78 | 260.81 | 7107.46 | 2791.97 | 2714.18 | 4941.96 | 1205.04 | 0.78826 | 1204.2517 | 345.43 | 3150.64 | 0 | 26.41 | 1432.61 | 189.78 | 13763.0217 | 28414.5 | 28613.22 | 32639.08 | 61252.3
2006 | Hospital | 8 | 22436.18 | 1644.59 | 33092.59 | 1727.89 | 4550.78 | 259.37 | 7107.46 | 2791.97 | 2714.18 | 4595.28 | 926.38 | 0.78826 | 925.5917 | 112.3 | 4029.91 | 0 | 26.42 | 1523.05 | 185.56 | 13035.5617 | 33092.59 | 27880.11 | 37407.61 | 65287.72
2009 | Hospital | 0A | 22436.18 | 0 | 9268.23 | 14353.7 | 4550.78 | 212.55 | 7107.46 | 2791.97 | 2714.18 | 5703.23 | 2301.49 | 0.78826 | 2300.7017 | 2876.31 | 0 | 0 | 26.4 | 1084.44 | 222.76 | 25233.9417 | 9268.23 | 40068.84 | 13144.65 | 53213.49
2009 | Hospital | 0B | 22436.18 | 42.33 | 8590.36 | 8923.86 | 4550.78 | 212.59 | 7107.46 | 2791.97 | 2714.18 | 4931.2 | 2052.72 | 0.78826 | 2051.9317 | 1976.16 | 27.87 | 0 | 26.4 | 1082.72 | 221.57 | 17953.3517 | 8590.36 | 32787.11 | 12465.05 | 45252.16
2009 | Hospital | 1A | 22436.18 | 0 | 11630.43 | 10073.68 | 4550.78 | 212.61 | 7107.46 | 2791.97 | 2714.18 | 5743.84 | 2136.85 | 0.78826 | 2136.0617 | 2354.65 | 0 | 0 | 26.4 | 1107.88 | 218.29 | 20308.2317 | 11630.43 | 35138.74 | 15530.28 | 50669.02
2009 | Hospital | 1B | 22436.18 | 154.83 | 8803.82 | 7488.85 | 4550.78 | 212.35 | 7107.46 | 2791.97 | 2714.18 | 5023.78 | 1770.87 | 0.78826 | 1770.0817 | 1463.35 | 78.08 | 0 | 26.4 | 1109.39 | 216.51 | 15978.9717 | 8803.82 | 30807.43 | 12705.18 | 43512.61
2009 | Hospital | 2A | 22436.18 | 274.33 | 14329.4 | 8835.47 | 4550.78 | 212.27 | 7107.46 | 2791.97 | 2714.18 | 6411.64 | 1812.03 | 0.78826 | 1811.2417 | 1940.82 | 324.67 | 383.78 | 26.4 | 1137.31 | 212.64 | 19981.9517 | 14329.4 | 34806.45 | 18258.68 | 53065.13
2009 | Hospital | 2B | 22436.18 | 1256.9 | 12343.84 | 5192.06 | 4550.78 | 212.43 | 7107.46 | 2791.97 | 2714.18 | 5915.86 | 1423.97 | 0.78826 | 1423.1817 | 835.18 | 2709.41 | 0 | 26.4 | 1141.89 | 207.67 | 17332.5917 | 12343.84 | 32152.28 | 16277.71 | 48429.99
2009 | Hospital | 3A | 22436.18 | 704.18 | 16157.23 | 5542.12 | 4550.78 | 212.39 | 7107.46 | 2791.97 | 2714.18 | 6496.61 | 1739.62 | 0.78826 | 1738.8317 | 1118.88 | 1249.91 | 385.13 | 26.4 | 1202.79 | 203.43 | 17235.6617 | 16157.23 | 32051.06 | 20151.99 | 52203.05
2009 | Hospital | 3B | 22436.18 | 1146.55 | 13609.21 | 4497.21 | 4550.78 | 212.38 | 7107.46 | 2791.97 | 2714.18 | 6006.5 | 1318.01 | 0.78826 | 1317.2217 | 701.14 | 2652.58 | 0 | 26.4 | 1184.67 | 203 | 16321.2017 | 13609.21 | 31136.18 | 17585.86 | 48722.04
2009 | Hospital | 3C | 22436.18 | 351.41 | 14452.75 | 3745.9 | 4550.78 | 212.35 | 7107.46 | 2791.97 | 2714.18 | 6379.72 | 1193.85 | 0.78826 | 1193.0617 | 613.95 | 525.45 | 0 | 26.4 | 1205.76 | 201.62 | 12809.4917 | 14452.75 | 27623.06 | 18450.48 | 46073.54
2009 | Hospital | 4A | 22436.18 | 1002.97 | 18979.14 | 4330.15 | 4550.78 | 212.06 | 7107.46 | 2791.97 | 2714.18 | 6351.18 | 1528.28 | 0.78826 | 1527.4917 | 760.13 | 1770.83 | 369.81 | 26.4 | 1262.61 | 197.5 | 16112.5617 | 18979.14 | 30921.72 | 23033.72 | 53955.44
2009 | Hospital | 4B | 22436.18 | 1257.39 | 15974.96 | 3100.31 | 4550.78 | 212.22 | 7107.46 | 2791.97 | 2714.18 | 6163.87 | 1097.15 | 0.78826 | 1096.3617 | 392.92 | 3406.44 | 0 | 26.4 | 1242.54 | 196.91 | 15417.2917 | 15974.96 | 30226.03 | 20009.47 | 50235.5
2009 | Hospital | 4C | 22436.18 | 943.36 | 17216.46 | 2206.45 | 4550.78 | 211.82 | 7107.46 | 2791.97 | 2714.18 | 6384.82 | 1000.84 | 0.78826 | 1000.0517 | 218.36 | 937.39 | 381.12 | 26.4 | 1280.31 | 193.86 | 12071.5517 | 17216.46 | 26876.83 | 21288.74 | 48165.57
2009 | Hospital | 5A | 22436.18 | 1147.3 | 21103.81 | 3110.06 | 4550.78 | 212.13 | 7107.46 | 2791.97 | 2714.18 | 6431.53 | 1322.36 | 0.78826 | 1321.5717 | 469.28 | 2113.68 | 284.96 | 26.4 | 1322.05 | 193.24 | 14878.3817 | 21103.81 | 29683.36 | 25217.84 | 54901.2
2009 | Hospital | 5B | 22436.18 | 1431.66 | 19845.4 | 2520.09 | 4550.78 | 212.14 | 7107.46 | 2791.97 | 2714.18 | 6201.58 | 1002.51 | 0.78826 | 1001.7217 | 256.76 | 3420.62 | 0 | 26.4 | 1302.58 | 193.1 | 14832.4317 | 19845.4 | 29637.28 | 23939.95 | 53577.23
2009 | Hospital | 5C | 22436.18 | 1073.18 | 18074.01 | 1790.96 | 4550.78 | 211.8 | 7107.46 | 2791.97 | 2714.18 | 6344.14 | 868.98 | 0.78826 | 868.1917 | 132.56 | 980.8 | 288.82 | 26.4 | 1312.1 | 191.14 | 11478.6517 | 18074.01 | 26281.21 | 22178.08 | 48459.29
2009 | Hospital | 6A | 22436.18 | 1165.88 | 26224.62 | 3257.47 | 4550.78 | 212.03 | 7107.46 | 2791.97 | 2714.18 | 6525.92 | 1462.25 | 0.78826 | 1461.4617 | 520.5 | 2528.26 | 390.88 | 26.41 | 1372.96 | 192 | 15850.3717 | 26224.62 | 30654 | 30389.55 | 61043.55
2009 | Hospital | 6B | 22436.18 | 1587.71 | 22836.82 | 2262.1 | 4550.78 | 211.88 | 7107.46 | 2791.97 | 2714.18 | 6214.79 | 1028.66 | 0.78826 | 1027.8717 | 176.88 | 3583.26 | 261.82 | 26.41 | 1358.3 | 190.14 | 15114.4317 | 22836.82 | 29916.05 | 26987.09 | 56903.14
2009 | Hospital | 7 | 22436.18 | 1331.92 | 30071.94 | 2953.7 | 4550.78 | 211.75 | 7107.46 | 2791.97 | 2714.18 | 6484.67 | 1284.04 | 0.78826 | 1283.2517 | 365.59 | 3150.5 | 389.35 | 26.41 | 1434.44 | 189.79 | 15958.9817 | 30071.94 | 30760.13 | 34298.35 | 65058.48
2009 | Hospital | 8 | 22436.18 | 1644.26 | 37424.08 | 1801.04 | 4550.78 | 210.58 | 7107.46 | 2791.97 | 2714.18 | 6383.29 | 965.4 | 0.78826 | 964.6117 | 124.45 | 4028.31 | 381.28 | 26.42 | 1524.5 | 185.57 | 15327.2417 | 37424.08 | 30123 | 41740.56 | 71863.56
2012 | Hospital | 0A | 22436.18 | 0 | 12478.47 | 12930.38 | 4131.93 | 212.55 | 7107.46 | 2791.97 | 2646.85 | 6117.93 | 2187.97 | 0.78826 | 2187.1817 | 1521.42 | 0 | 514.46 | 26.4 | 1085.34 | 222.45 | 23271.3717 | 12478.47 | 37619.8 | 16355.78 | 53975.58
2012 | Hospital | 0B | 22436.18 | 41.86 | 11584.45 | 9909.54 | 4131.93 | 212.59 | 7107.46 | 2791.97 | 2646.85 | 6244.27 | 2325.64 | 0.78826 | 2324.8517 | 1137.22 | 27.11 | 380.39 | 26.4 | 1084.02 | 221.3 | 20065.2417 | 11584.45 | 34412.57 | 15460.44 | 49873.01
2012 | Hospital | 1A | 22436.18 | 0 | 13134.21 | 8954.36 | 4131.93 | 212.61 | 7107.46 | 2791.97 | 2646.85 | 6094.9 | 2100.15 | 0.78826 | 2099.3617 | 1210.12 | 0 | 511.47 | 26.4 | 1108.12 | 218.23 | 18870.2117 | 13134.21 | 33214.49 | 17034.3 | 50248.79
2012 | Hospital | 1B | 22436.18 | 153.28 | 11300.36 | 8181.44 | 4131.93 | 212.35 | 7107.46 | 2791.97 | 2646.85 | 6318.61 | 1962.51 | 0.78826 | 1961.7217 | 828.47 | 76.68 | 377.94 | 26.4 | 1110.7 | 216.3 | 17898.1417 | 11300.36 | 32240.22 | 15203.03 | 47443.25
2012 | Hospital | 2A | 22436.18 | 272.53 | 13821.59 | 8064.25 | 4131.93 | 212.27 | 7107.46 | 2791.97 | 2646.85 | 6116.75 | 2123.56 | 0.78826 | 2122.7717 | 972.34 | 320.75 | 463.02 | 26.4 | 1137.31 | 212.42 | 18332.4117 | 13821.59 | 32670.54 | 17750.87 | 50421.41
2012 | Hospital | 2B | 22436.18 | 1253.26 | 11901.85 | 4982.46 | 4131.93 | 212.43 | 7107.46 | 2791.97 | 2646.85 | 6079.83 | 1419.9 | 0.78826 | 1419.1117 | 425.44 | 2698.18 | 245.9 | 26.4 | 1142.46 | 207.67 | 17104.1817 | 11901.85 | 31437.71 | 15836.28 | 47273.99
2012 | Hospital | 3A | 22436.18 | 699.7 | 15399.18 | 5182.83 | 4131.93 | 212.39 | 7107.46 | 2791.97 | 2646.85 | 6240.2 | 1681.54 | 0.78826 | 1680.7517 | 565.42 | 1238.85 | 517.33 | 26.4 | 1202.8 | 203.43 | 16125.0817 | 15399.18 | 30454.32 | 19393.95 | 49848.27
2012 | Hospital | 3B | 22436.18 | 1144.57 | 12659.48 | 4135.29 | 4131.93 | 212.38 | 7107.46 | 2791.97 | 2646.85 | 6210.94 | 1292.17 | 0.78826 | 1291.3817 | 360.44 | 2642.28 | 257.66 | 26.4 | 1185.26 | 202.99 | 16042.5617 | 12659.48 | 30371.36 | 16636.71 | 47008.07
2012 | Hospital | 3C | 22436.18 | 350.86 | 13412.52 | 3414.52 | 4131.93 | 212.35 | 7107.46 | 2791.97 | 2646.85 | 6139.72 | 1154.76 | 0.78826 | 1153.9717 | 310.52 | 523.24 | 136.69 | 26.4 | 1205.76 | 201.61 | 12029.5217 | 13412.52 | 26356.92 | 17410.26 | 43767.18
2012 | Hospital | 4A | 22436.18 | 998 | 17945.87 | 4116.05 | 4131.93 | 212.06 | 7107.46 | 2791.97 | 2646.85 | 6109.56 | 1489.04 | 0.78826 | 1488.2517 | 387.21 | 1734.63 | 452.64 | 26.4 | 1262.63 | 197.5 | 15286.3417 | 17945.87 | 29609.34 | 22000.46 | 51609.8
2012 | Hospital | 4B | 22436.18 | 1250.64 | 13663.72 | 2870.32 | 4131.93 | 212.22 | 7107.46 | 2791.97 | 2646.85 | 6220.52 | 1086.14 | 0.78826 | 1085.3517 | 202.21 | 3355.76 | 320.67 | 26.4 | 1243.15 | 196.91 | 15305.4717 | 13663.72 | 29628.04 | 17698.84 | 47326.88
2012 | Hospital | 4C | 22436.18 | 941.03 | 16246.05 | 2048.39 | 4131.93 | 211.82 | 7107.46 | 2791.97 | 2646.85 | 6159.33 | 975.13 | 0.78826 | 974.3417 | 111.22 | 924.91 | 363.03 | 26.4 | 1280.32 | 193.86 | 11522.2517 | 16246.05 | 25841.35 | 20318.34 | 46159.69
2012 | Hospital | 5A | 22436.18 | 1142.38 | 19761.59 | 2993.5 | 4131.93 | 212.13 | 7107.46 | 2791.97 | 2646.85 | 6199.01 | 1284.56 | 0.78826 | 1283.7717 | 237.26 | 2065.56 | 514.75 | 26.4 | 1322.11 | 193.25 | 14436.2317 | 19761.59 | 28755.04 | 23875.67 | 52630.71
2012 | Hospital | 5B | 22436.18 | 1425.08 | 16275 | 2352.29 | 4131.93 | 212.14 | 7107.46 | 2791.97 | 2646.85 | 6311.96 | 989.08 | 0.78826 | 988.2917 | 131.17 | 3366.23 | 331.62 | 26.4 | 1303.66 | 193.1 | 14906.6417 | 16275 | 29225.32 | 20370.63 | 49595.95
2012 | Hospital | 5C | 22436.18 | 1070.6 | 17126.78 | 1668.8 | 4131.93 | 211.8 | 7107.46 | 2791.97 | 2646.85 | 6131.24 | 847.7 | 0.78826 | 846.9117 | 67.52 | 972.86 | 357.75 | 26.4 | 1312.13 | 191.14 | 11115.6817 | 17126.78 | 25432.05 | 21230.89 | 46662.94
2012 | Hospital | 6A | 22436.18 | 1162.12 | 24314.61 | 3169.34 | 4131.93 | 212.03 | 7107.46 | 2791.97 | 2646.85 | 6270.27 | 1416.66 | 0.78826 | 1415.8717 | 263.48 | 2430.66 | 438.62 | 26.41 | 1372.97 | 192.06 | 15150.3617 | 24314.61 | 29467.9 | 28479.56 | 57947.46
2012 | Hospital | 6B | 22436.18 | 1566.22 | 21902.1 | 2151.81 | 4131.93 | 211.88 | 7107.46 | 2791.97 | 2646.85 | 6617.31 | 1021.05 | 0.78826 | 1020.2617 | 92.06 | 3443.88 | 559.86 | 26.41 | 1358.86 | 190.17 | 15451.4017 | 21902.1 | 29766.89 | 26052.93 | 55819.82
2012 | Hospital | 7 | 22436.18 | 1326.28 | 27969.89 | 2648.85 | 4131.93 | 211.75 | 7107.46 | 2791.97 | 2646.85 | 6215.98 | 1199.49 | 0.78826 | 1198.7017 | 172.55 | 3021.24 | 433.9 | 26.41 | 1434.37 | 189.56 | 15017.5017 | 27969.89 | 29332.25 | 32196.23 | 61528.48
2012 | Hospital | 8 | 22436.18 | 1635.82 | 34994.99 | 1542.6 | 4131.93 | 210.58 | 7107.46 | 2791.97 | 2646.85 | 6126.09 | 914.15 | 0.78826 | 913.3617 | 55.22 | 3836.24 | 441.19 | 26.42 | 1524.52 | 185.38 | 14550.5217 | 34994.99 | 28859.92 | 39311.48 | 68171.4
2015 | Hospital | 0A | 22436.18 | 0 | 4519.86 | 6442.1 | 3217.08 | 201.08 | 7090.45 | 2791.97 | 2613.17 | 2823.7 | 1216.87 | 0.78826 | 1216.0817 | 982.78 | 0 | 275.72 | 26.4 | 992.94 | 180.41 | 11740.3817 | 4519.86 | 25069.76 | 8304.77 | 33374.53
2015 | Hospital | 0B | 22436.18 | 24.53 | 4519.68 | 4936.94 | 3218.1 | 201.12 | 7090.45 | 2791.97 | 2613.17 | 2825.77 | 1055.79 | 0.78826 | 1055.0017 | 630.05 | 18 | 275.72 | 26.4 | 993.58 | 179.37 | 9766.0117 | 4519.68 | 23095.41 | 8305.24 | 31400.65
2015 | Hospital | 1A | 22436.18 | 0 | 4873.49 | 4828.81 | 3219.07 | 201.14 | 7090.45 | 2791.97 | 2613.17 | 2794.4 | 1026.54 | 0.78826 | 1025.7517 | 780.93 | 0 | 275.72 | 26.4 | 1015.75 | 176.58 | 9705.6117 | 4873.49 | 23033.2 | 8681.22 | 31714.42
2015 | Hospital | 1B | 22436.18 | 99.3 | 4797.48 | 4580.85 | 3219.11 | 200.89 | 7090.45 | 2791.97 | 2613.17 | 2861.97 | 944.56 | 0.78826 | 943.7717 | 468.21 | 64.28 | 275.72 | 26.4 | 1027.5 | 174.79 | 9294.1017 | 4797.48 | 22619.68 | 8616.95 | 31236.63
2015 | Hospital | 2A | 22436.18 | 187.63 | 5344.83 | 4251.85 | 3219.59 | 200.82 | 7090.45 | 2791.97 | 2613.17 | 2815.12 | 1001.48 | 0.78826 | 1000.6917 | 581.41 | 291.42 | 245.95 | 26.4 | 1058.23 | 171.12 | 9374.0717 | 5344.83 | 22696.4 | 9195.03 | 31891.43
2015 | Hospital | 2B | 22436.18 | 859.4 | 4723.75 | 2656.39 | 3220.8 | 200.96 | 7090.45 | 2791.97 | 2613.17 | 2971.9 | 728.17 | 0.78826 | 727.3817 | 216.2 | 2167.45 | 219.67 | 26.4 | 1065.44 | 166.54 | 9818.3917 | 4723.75 | 23137.51 | 8581.16 | 31718.67
2015 | Hospital | 3A | 22436.18 | 479.95 | 5945.3 | 2784.79 | 3220.5 | 200.93 | 7090.45 | 2791.97 | 2613.17 | 2927.31 | 837.14 | 0.78826 | 836.3517 | 329.08 | 1066.24 | 231.89 | 26.4 | 1144.37 | 162.69 | 8655.6117 | 5945.3 | 21970.53 | 9881.64 | 31852.17
2015 | Hospital | 3B | 22436.18 | 780.02 | 4771.56 | 2238.66 | 3219.81 | 200.92 | 7090.45 | 2791.97 | 2613.17 | 3098.97 | 675.2 | 0.78826 | 674.4117 | 189.16 | 2267.4 | 211.8 | 26.4 | 1120.45 | 162.22 | 9460.4217 | 4771.56 | 22774.18 | 8683.98 | 31458.16
2015 | Hospital | 3C | 22436.18 | 239.54 | 5716.64 | 1895.93 | 3219.45 | 200.89 | 7090.45 | 2791.97 | 2613.17 | 2836.19 | 620.74 | 0.78826 | 619.9517 | 143.42 | 483.88 | 0 | 26.4 | 1149.03 | 161.11 | 6218.9117 | 5716.64 | 19531.16 | 9657.64 | 29188.8
2015 | Hospital | 4A | 22436.18 | 683.02 | 6861.38 | 2240.76 | 3217.52 | 200.62 | 7090.45 | 2791.97 | 2613.17 | 2922.89 | 783.5 | 0.78826 | 782.7117 | 223.95 | 1457.72 | 237.16 | 26.4 | 1224.55 | 157.13 | 8548.2117 | 6861.38 | 21854.28 | 10877.91 | 32732.19
2015 | Hospital | 4B | 22436.18 | 857.53 | 4822.57 | 1667.26 | 3217.46 | 200.77 | 7090.45 | 2791.97 | 2613.17 | 3264.06 | 592.16 | 0.78826 | 591.3717 | 75.03 | 2920.08 | 207.59 | 26.4 | 1200.57 | 156.47 | 9582.9217 | 4822.57 | 22888.43 | 8815.11 | 31703.54
2015 | Hospital | 4C | 22436.18 | 641.47 | 6429.24 | 1200.87 | 3219.08 | 200.39 | 7090.45 | 2791.97 | 2613.17 | 2955.82 | 557.57 | 0.78826 | 556.7817 | 36.32 | 801.5 | 208.71 | 26.4 | 1246.77 | 153.78 | 6401.4717 | 6429.24 | 19705.53 | 10467.98 | 30173.51
2015 | Hospital | 5A | 22436.18 | 786.64 | 7402.69 | 1665.44 | 3217.91 | 200.68 | 7090.45 | 2791.97 | 2613.17 | 2975.93 | 701.04 | 0.78826 | 700.2517 | 137.95 | 1646.78 | 222.91 | 26.4 | 1297.45 | 153.21 | 8135.9017 | 7402.69 | 21438.52 | 11492.11 | 32930.63
2015 | Hospital | 5B | 22436.18 | 982.68 | 5551.32 | 1407.27 | 3217.49 | 200.69 | 7090.45 | 2791.97 | 2613.17 | 3301.07 | 559.01 | 0.78826 | 558.2217 | 32.66 | 2793.36 | 216.31 | 26.4 | 1275.82 | 152.89 | 9291.5717 | 5551.32 | 22593.45 | 9619.12 | 32212.57
2015 | Hospital | 5C | 22436.18 | 727.37 | 6620.67 | 987.15 | 3218.91 | 200.37 | 7090.45 | 2791.97 | 2613.17 | 2973.38 | 508.23 | 0.78826 | 507.4417 | 30.58 | 828.05 | 220.68 | 26.4 | 1290.57 | 151.22 | 6274.6517 | 6620.67 | 19575.97 | 10703.22 | 30279.19
2015 | Hospital | 6A | 22436.18 | 802.68 | 9727.91 | 1786.56 | 3217.95 | 200.59 | 7090.45 | 2791.97 | 2613.17 | 3007.93 | 754.41 | 0.78826 | 753.6217 | 142.44 | 1838.97 | 228.42 | 26.4 | 1355.72 | 152.39 | 8560.6217 | 9727.91 | 21862.35 | 13875.6 | 35737.95
2015 | Hospital | 6B | 22436.18 | 1086.85 | 8489.74 | 1278.6 | 3218.27 | 200.44 | 7090.45 | 2791.97 | 2613.17 | 3187.14 | 563.53 | 0.78826 | 562.7417 | 25.96 | 2855.36 | 223.23 | 26.4 | 1340.6 | 150.39 | 9219.8817 | 8489.74 | 22519.8 | 12622.32 | 35142.12
2015 | Hospital | 7 | 22436.18 | 913.8 | 11040.64 | 1509.89 | 3217.61 | 200.32 | 7090.45 | 2791.97 | 2613.17 | 3011.4 | 669.8 | 0.78826 | 669.0117 | 94.33 | 2229.71 | 234.41 | 26.4 | 1426.09 | 150.18 | 8662.5517 | 11040.64 | 21961.47 | 15258.7 | 37220.17
2015 | Hospital | 8 | 22436.18 | 1125.83 | 13938.5 | 1004.57 | 3221.29 | 199.22 | 7090.45 | 2791.97 | 2613.17 | 2978.75 | 545.3 | 0.78826 | 544.5117 | 22.72 | 2739.23 | 241.81 | 26.4 | 1520.76 | 146.75 | 8657.4217 | 13938.5 | 21955.49 | 18251.23 | 40206.72
2018 | Hospital | 0A | 22436.18 | 0 | 4278.36 | 5892.76 | 3265.86 | 143.74 | 7090.45 | 2791.97 | 2580.32 | 2817.51 | 1145.95 | 0.78826 | 1145.1617 | 978.85 | 0 | 203.22 | 26.4 | 992.93 | 180.41 | 11037.5017 | 4278.36 | 24325.48 | 8063.26 | 32388.74
2018 | Hospital | 0B | 22436.18 | 23.93 | 4273.25 | 4722.26 | 3266.82 | 143.77 | 7090.45 | 2791.97 | 2580.32 | 2817.72 | 1034.66 | 0.78826 | 1033.8717 | 620.5 | 18.34 | 203.22 | 26.4 | 993.58 | 179.37 | 9439.8417 | 4273.25 | 22727.75 | 8058.8 | 30786.55
2018 | Hospital | 1A | 22436.18 | 0 | 4631.42 | 4416.76 | 3267.76 | 143.79 | 7090.45 | 2791.97 | 2580.32 | 2784.5 | 965.31 | 0.78826 | 964.5217 | 764.99 | 0 | 203.22 | 26.4 | 1015.74 | 176.58 | 9133.9917 | 4631.42 | 22420.09 | 8439.13 | 30859.22
2018 | Hospital | 1B | 22436.18 | 96.16 | 4574.79 | 4416.98 | 3267.78 | 143.61 | 7090.45 | 2791.97 | 2580.32 | 2850.37 | 933.12 | 0.78826 | 932.3317 | 462.17 | 64.21 | 203.22 | 26.4 | 1027.5 | 174.79 | 9025.4417 | 4574.79 | 22309.58 | 8394.26 | 30703.84
2018 | Hospital | 2A | 22436.18 | 182.08 | 5120.65 | 3919.88 | 3268.26 | 143.56 | 7090.45 | 2791.97 | 2580.32 | 2803.85 | 954.75 | 0.78826 | 953.9617 | 571.11 | 287.4 | 192.33 | 26.4 | 1058.2 | 171.12 | 8910.6117 | 5120.65 | 22191.51 | 8970.82 | 31162.33
2018 | Hospital | 2B | 22436.18 | 834.5 | 4515.9 | 2601.37 | 3269.43 | 143.66 | 7090.45 | 2791.97 | 2580.32 | 2952.76 | 721.02 | 0.78826 | 720.2317 | 213.48 | 2171.49 | 182.14 | 26.4 | 1065.4 | 166.54 | 9675.9717 | 4515.9 | 22953.57 | 8373.27 | 31326.84
2018 | Hospital | 3A | 22436.18 | 467.06 | 5776.39 | 2623.09 | 3269.13 | 143.63 | 7090.45 | 2791.97 | 2580.32 | 2916.35 | 816.54 | 0.78826 | 815.7517 | 324.81 | 1037.47 | 187.29 | 26.4 | 1144.37 | 162.69 | 8371.8217 | 5776.39 | 21645.24 | 9712.74 | 31357.98
2018 | Hospital | 3B | 22436.18 | 757.64 | 4612.91 | 2201.33 | 3268.47 | 143.63 | 7090.45 | 2791.97 | 2580.32 | 3080.13 | 670.32 | 0.78826 | 669.5317 | 185.56 | 2245.89 | 179.69 | 26.4 | 1120.43 | 162.22 | 9319.7717 | 4612.91 | 22592.06 | 8525.31 | 31117.37
2018 | Hospital | 3C | 22436.18 | 232.17 | 5526.95 | 1883.12 | 3268.11 | 143.61 | 7090.45 | 2791.97 | 2580.32 | 2825.08 | 581.72 | 0.78826 | 580.9317 | 141.31 | 483.57 | 0 | 26.4 | 1148.98 | 161.11 | 6146.1817 | 5526.95 | 19416.97 | 9467.9 | 28884.87
2018 | Hospital | 4A | 22436.18 | 664.75 | 6827.12 | 2151.96 | 3266.89 | 143.41 | 7090.45 | 2791.97 | 2580.32 | 2909.47 | 724.29 | 0.78826 | 723.5017 | 220.86 | 1395.51 | 190.37 | 26.4 | 1224.51 | 157.13 | 8256.4217 | 6827.12 | 21521.82 | 10843.6 | 32365.42
2018 | Hospital | 4B | 22436.18 | 830.87 | 4737.11 | 1644.94 | 3266.9 | 143.52 | 7090.45 | 2791.97 | 2580.32 | 3238.4 | 589.39 | 0.78826 | 588.6017 | 73.94 | 2844.41 | 168.88 | 26.4 | 1200.59 | 156.47 | 9390.0417 | 4737.11 | 22654.9 | 8729.67 | 31384.57
2018 | Hospital | 4C | 22436.18 | 621.47 | 6345.17 | 1190.3 | 3268.44 | 143.25 | 7090.45 | 2791.97 | 2580.32 | 2942.74 | 556.86 | 0.78826 | 556.0717 | 36.13 | 761.35 | 183.16 | 26.4 | 1246.76 | 153.78 | 6291.2217 | 6345.17 | 19554.65 | 10383.9 | 29938.55
2018 | Hospital | 5A | 22436.18 | 769 | 7368.08 | 1648.21 | 3266.95 | 143.46 | 7090.45 | 2791.97 | 2580.32 | 2965.93 | 645.8 | 0.78826 | 645.0117 | 136.73 | 1570.61 | 184.55 | 26.4 | 1297.47 | 153.21 | 7920.0417 | 7368.08 | 21181.61 | 11457.52 | 32639.13
2018 | Hospital | 5B | 22436.18 | 955.07 | 5493.81 | 1393.9 | 3266.54 | 143.46 | 7090.45 | 2791.97 | 2580.32 | 3276.19 | 517.7 | 0.78826 | 516.9117 | 32.37 | 2697.91 | 170.97 | 26.4 | 1275.83 | 152.89 | 9043.3217 | 5493.81 | 22304.18 | 9561.61 | 31865.79
2018 | Hospital | 5C | 22436.18 | 704.16 | 6623.95 | 981.54 | 3267.89 | 143.24 | 7090.45 | 2791.97 | 2580.32 | 2962.19 | 458.51 | 0.78826 | 457.7217 | 30.41 | 762.76 | 182.64 | 26.4 | 1290.57 | 151.22 | 6081.4217 | 6623.95 | 19341.75 | 10706.49 | 30048.24
2018 | Hospital | 6A | 22436.18 | 784.07 | 9594.86 | 1770.05 | 3266.66 | 143.39 | 7090.45 | 2791.97 | 2580.32 | 2993.45 | 682.02 | 0.78826 | 681.2317 | 141.47 | 1724.91 | 187.03 | 26.4 | 1355.69 | 152.39 | 8282.2117 | 9594.86 | 21542.63 | 13742.52 | 35285.15
2018 | Hospital | 6B | 22436.18 | 1057.71 | 8321.17 | 1264.53 | 3266.97 | 143.29 | 7090.45 | 2791.97 | 2580.32 | 3159.22 | 499.59 | 0.78826 | 498.8017 | 25.56 | 2741.59 | 184.63 | 26.4 | 1340.57 | 150.39 | 8932.0417 | 8321.17 | 22190.66 | 12453.71 | 34644.37
2018 | Hospital | 7 | 22436.18 | 892.68 | 10739.35 | 1497.72 | 3266.33 | 143.2 | 7090.45 | 2791.97 | 2580.32 | 3001.27 | 586.44 | 0.78826 | 585.6517 | 93.6 | 2101.93 | 186.41 | 26.4 | 1426.15 | 150.18 | 8359.2617 | 10739.35 | 21616.95 | 14957.48 | 36574.43
2018 | Hospital | 8 | 22436.18 | 1096.79 | 13500.89 | 991.13 | 3269.84 | 142.41 | 7090.45 | 2791.97 | 2580.33 | 2962.61 | 437.08 | 0.78826 | 436.2917 | 22.37 | 2580.4 | 187.4 | 26.4 | 1520.82 | 146.75 | 8276.9917 | 13500.89 | 21533.94 | 17813.68 | 39347.62
2006 | Large Hotel | 0A | 11345.29 | 0 | 2073.25 | 10240.4 | 1508.53 | 306.52 | 1751.31 | 1788.85 | 1035.5 | 2209.33 | 569.39 | 1.5108 | 567.8792 | 0 | 0 | 615.88 | 90.82 | 1754.63 | 73.68 | 13633.4892 | 2073.25 | 18401.36 | 5616.73 | 24018.09
2006 | Large Hotel | 0B | 11345.29 | 0 | 3314.66 | 9665.36 | 1508.53 | 306.58 | 1751.31 | 1788.85 | 1035.5 | 2435.5 | 545.23 | 1.5108 | 543.7192 | 0 | 0 | 675.94 | 90.83 | 1768.94 | 73.06 | 13320.5192 | 3314.66 | 18087.84 | 6872.46 | 24960.3
2006 | Large Hotel | 1A | 11345.29 | 0 | 2149.37 | 6901.59 | 1508.53 | 306.61 | 1751.31 | 1788.85 | 1035.5 | 2040.46 | 433.75 | 1.5108 | 432.2392 | 0 | 0 | 575.66 | 90.82 | 1818.89 | 73.72 | 9949.9492 | 2149.37 | 14717.95 | 5757.11 | 20475.06
2006 | Large Hotel | 1B | 11345.29 | 0 | 3686.3 | 7631.13 | 1508.53 | 306.23 | 1751.31 | 1788.85 | 1035.5 | 2393.13 | 451.23 | 1.5108 | 449.7192 | 0 | 0 | 673.5 | 90.83 | 1827.36 | 72.91 | 11147.4792 | 3686.3 | 15914.3 | 7302.52 | 23216.82
2006 | Large Hotel | 2A | 11345.29 | 0 | 3370.41 | 6460.1 | 1508.53 | 306.12 | 1751.31 | 1788.85 | 1035.5 | 2069.52 | 456.66 | 1.5108 | 455.1492 | 0 | 0 | 598.57 | 90.83 | 1894.2 | 73.02 | 9583.3392 | 3370.41 | 14350.15 | 7053.46 | 21403.61
2006 | Large Hotel | 2B | 11345.29 | 0 | 3900.21 | 4487.81 | 1508.53 | 306.35 | 1751.31 | 1788.85 | 1035.5 | 2365.81 | 342.31 | 1.5108 | 340.7992 | 0 | 0 | 467.1 | 90.83 | 1899.44 | 71.9 | 7661.5192 | 3900.21 | 12427.45 | 7588.5 | 20015.95
2006 | Large Hotel | 3A | 11345.29 | 0 | 3906.97 | 3677.14 | 1508.53 | 306.29 | 1751.31 | 1788.85 | 1035.5 | 1957.36 | 316.82 | 1.5108 | 315.3092 | 0 | 0 | 584.41 | 90.83 | 2024.91 | 72.49 | 6534.2192 | 3906.97 | 11300.68 | 7720.73 | 19021.41
2006 | Large Hotel | 3B | 11345.29 | 0 | 4409.43 | 3326.59 | 1508.53 | 306.28 | 1751.31 | 1788.85 | 1035.5 | 2330.33 | 281.65 | 1.5108 | 280.1392 | 0 | 0 | 473.35 | 90.83 | 1991.32 | 71.84 | 6410.4092 | 4409.43 | 11176.2 | 8189.6 | 19365.8
2006 | Large Hotel | 3C | 11345.29 | 0 | 3809.63 | 2485.71 | 1508.53 | 306.23 | 1751.31 | 1788.85 | 1035.5 | 1839.7 | 230.63 | 1.5108 | 229.1192 | 0 | 0 | 0 | 90.83 | 2039.04 | 72.81 | 4554.5292 | 3809.63 | 9321.25 | 7637.51 | 16958.76
2006 | Large Hotel | 4A | 11345.29 | 0 | 4443.17 | 2511.68 | 1508.53 | 305.82 | 1751.31 | 1788.85 | 1035.5 | 1878.84 | 246.25 | 1.5108 | 244.7392 | 0 | 0 | 562.79 | 90.83 | 2128.7 | 72.16 | 5198.0492 | 4443.17 | 9963.72 | 8360.72 | 18324.44
2006 | Large Hotel | 4B | 11345.29 | 0 | 3849.21 | 2138.45 | 1508.53 | 306.05 | 1751.31 | 1788.85 | 1035.5 | 2257.99 | 218.3 | 1.5108 | 216.7892 | 0 | 0 | 677.08 | 90.83 | 2099.35 | 71.57 | 5290.3092 | 3849.21 | 10055.62 | 7737.42 | 17793.04
2006 | Large Hotel | 4C | 11345.29 | 0 | 4380.69 | 1056.52 | 1508.53 | 305.47 | 1751.31 | 1788.85 | 1035.5 | 1897.87 | 166.15 | 1.5108 | 164.6392 | 0 | 0 | 580.21 | 90.83 | 2160.43 | 72.23 | 3699.2392 | 4380.69 | 8464.63 | 8329.97 | 16794.6
2006 | Large Hotel | 5A | 11345.29 | 0 | 4832.76 | 1609.42 | 1508.53 | 305.91 | 1751.31 | 1788.85 | 1035.5 | 1860.61 | 198.67 | 1.5108 | 197.1592 | 0 | 0 | 390.78 | 90.83 | 2217.43 | 71.99 | 4057.9692 | 4832.76 | 8823.55 | 8839.05 | 17662.6
2006 | Large Hotel | 5B | 11345.29 | 0 | 4248.23 | 1574.45 | 1508.53 | 305.93 | 1751.31 | 1788.85 | 1035.5 | 2209.1 | 183.27 | 1.5108 | 181.7592 | 0 | 0 | 665.5 | 90.83 | 2192.68 | 71.47 | 4630.8092 | 4248.23 | 9395.89 | 8229.76 | 17625.65
2006 | Large Hotel | 5C | 11345.29 | 0 | 4487.43 | 637.57 | 1508.53 | 305.45 | 1751.31 | 1788.85 | 1035.5 | 1866.46 | 132.99 | 1.5108 | 131.4792 | 0 | 0 | 388.61 | 90.83 | 2210.67 | 72.16 | 3024.1192 | 4487.43 | 7789.41 | 8486.95 | 16276.36
2006 | Large Hotel | 6A | 11345.29 | 0 | 5837.85 | 1707.8 | 1508.53 | 305.77 | 1751.31 | 1788.85 | 1035.5 | 1927.35 | 218.32 | 1.5108 | 216.8092 | 0 | 0 | 570.19 | 90.84 | 2283.61 | 71.39 | 4422.1492 | 5837.85 | 9187 | 9910.31 | 19097.31
2006 | Large Hotel | 6B | 11345.29 | 0 | 5525.79 | 1099.18 | 1508.53 | 305.55 | 1751.31 | 1788.85 | 1035.5 | 2104.42 | 167.48 | 1.5108 | 165.9692 | 0 | 0 | 633.74 | 90.84 | 2266.78 | 70.93 | 4003.3092 | 5525.79 | 8767.49 | 9581.42 | 18348.91
2006 | Large Hotel | 7 | 11345.29 | 0 | 7398.97 | 1330.56 | 1508.53 | 305.36 | 1751.31 | 1788.85 | 1035.5 | 2011.67 | 196.26 | 1.5108 | 194.7492 | 0 | 0 | 589.05 | 90.86 | 2362.01 | 70.65 | 4126.0292 | 7398.97 | 8889.76 | 11549.83 | 20439.59
2006 | Large Hotel | 8 | 11345.29 | 0 | 10680.11 | 669.67 | 1508.53 | 303.68 | 1751.31 | 1788.85 | 1035.5 | 2127.04 | 166.51 | 1.5108 | 164.9992 | 0 | 0 | 611.16 | 90.87 | 2467.8 | 69.67 | 3572.8692 | 10680.11 | 8333.94 | 14936.76 | 23270.7
2009 | Large Hotel | 0A | 11345.29 | 0 | 2050.7 | 9317.77 | 1508.53 | 246.53 | 1751.31 | 1788.85 | 1035.5 | 2228.37 | 555.79 | 1.5108 | 554.2792 | 0 | 0 | 544.5 | 90.82 | 1754.65 | 73.68 | 12644.9192 | 2050.7 | 17352.8 | 5594.21 | 22947.01
2009 | Large Hotel | 0B | 11345.29 | 0 | 3176.93 | 8720.17 | 1508.53 | 246.57 | 1751.31 | 1788.85 | 1035.5 | 2453.42 | 530 | 1.5108 | 528.4892 | 0 | 0 | 618.76 | 90.83 | 1768.96 | 73.15 | 12320.8392 | 3176.93 | 17028.25 | 6734.74 | 23762.99
2009 | Large Hotel | 1A | 11345.29 | 0 | 2100.73 | 6189.84 | 1508.53 | 246.6 | 1751.31 | 1788.85 | 1035.5 | 2054.84 | 422.05 | 1.5108 | 420.5392 | 0 | 0 | 516.59 | 90.82 | 1818.93 | 73.75 | 9181.8092 | 2100.73 | 13889.83 | 5708.51 | 19598.34
2009 | Large Hotel | 1B | 11345.29 | 0 | 3190.07 | 6826.28 | 1508.53 | 246.29 | 1751.31 | 1788.85 | 1035.5 | 2403.2 | 429.81 | 1.5108 | 428.2992 | 0 | 0 | 616.96 | 90.82 | 1827.29 | 73.18 | 10274.7392 | 3190.07 | 14981.88 | 6806.22 | 21788.1
2009 | Large Hotel | 2A | 11345.29 | 0 | 2529.36 | 5403.77 | 1508.53 | 246.21 | 1751.31 | 1788.85 | 1035.5 | 1952.1 | 412.17 | 1.5108 | 410.6592 | 0 | 0 | 519.9 | 90.81 | 1894.08 | 73.63 | 8286.4292 | 2529.36 | 12993.92 | 6212.3 | 19206.22
2009 | Large Hotel | 2B | 11345.29 | 0 | 2598.42 | 3600.5 | 1508.53 | 246.38 | 1751.31 | 1788.85 | 1035.5 | 2175.56 | 297.64 | 1.5108 | 296.1292 | 0 | 0 | 429.77 | 90.81 | 1899.34 | 72.57 | 6501.9592 | 2598.42 | 11208.57 | 6286.61 | 17495.18
2009 | Large Hotel | 3A | 11345.29 | 0 | 2898.72 | 3119.01 | 1508.53 | 246.34 | 1751.31 | 1788.85 | 1035.5 | 1916.13 | 288.37 | 1.5108 | 286.8592 | 0 | 0 | 522.94 | 90.81 | 2024.71 | 73.48 | 5844.9392 | 2898.72 | 10552.42 | 6712.29 | 17264.71
2009 | Large Hotel | 3B | 11345.29 | 0 | 2645.2 | 2674.6 | 1508.53 | 246.33 | 1751.31 | 1788.85 | 1035.5 | 2152.36 | 243.3 | 1.5108 | 241.7892 | 0 | 0 | 437.46 | 90.81 | 1991.08 | 72.87 | 5506.2092 | 2645.2 | 10213.07 | 6425.13 | 16638.2
2009 | Large Hotel | 3C | 11345.29 | 0 | 2955.7 | 1925.98 | 1508.53 | 246.29 | 1751.31 | 1788.85 | 1035.5 | 1802.35 | 203.12 | 1.5108 | 201.6092 | 0 | 0 | 0 | 90.82 | 2038.76 | 73.38 | 3929.9392 | 2955.7 | 8637.28 | 6783.31 | 15420.59
2009 | Large Hotel | 4A | 11345.29 | 0 | 3210.55 | 2125.8 | 1508.53 | 245.96 | 1751.31 | 1788.85 | 1035.5 | 1837.79 | 224.41 | 1.5108 | 222.8992 | 0 | 0 | 497.57 | 90.8 | 2128.41 | 73.58 | 4684.0592 | 3210.55 | 9391.25 | 7127.82 | 16519.07
2009 | Large Hotel | 4B | 11345.29 | 0 | 2540.74 | 1807.03 | 1508.53 | 246.15 | 1751.31 | 1788.85 | 1035.5 | 2203.14 | 195.78 | 1.5108 | 194.2692 | 0 | 0 | 611.25 | 90.8 | 2098.95 | 72.97 | 4815.6892 | 2540.74 | 9522.46 | 6428.54 | 15951
2009 | Large Hotel | 4C | 11345.29 | 0 | 2837.94 | 813.29 | 1508.53 | 245.68 | 1751.31 | 1788.85 | 1035.5 | 1888.41 | 142.13 | 1.5108 | 140.6192 | 0 | 0 | 354.39 | 90.79 | 2160.08 | 73.95 | 3196.7092 | 2837.94 | 7903.97 | 6786.88 | 14690.85
2009 | Large Hotel | 5A | 11345.29 | 0 | 3906.34 | 1359.11 | 1508.53 | 246.04 | 1751.31 | 1788.85 | 1035.5 | 1870.68 | 181.93 | 1.5108 | 180.4192 | 0 | 0 | 378.58 | 90.8 | 2217.13 | 73.54 | 3788.7892 | 3906.34 | 8496.01 | 7912.32 | 16408.33
2009 | Large Hotel | 5B | 11345.29 | 0 | 3203.34 | 1357.02 | 1508.53 | 246.05 | 1751.31 | 1788.85 | 1035.5 | 2221.02 | 166.97 | 1.5108 | 165.4592 | 0 | 0 | 459.78 | 90.8 | 2192.18 | 72.95 | 4203.2792 | 3203.34 | 8909.93 | 7184.37 | 16094.3
2009 | Large Hotel | 5C | 11345.29 | 0 | 2793.03 | 480.17 | 1508.53 | 245.66 | 1751.31 | 1788.85 | 1035.5 | 1857.74 | 111.11 | 1.5108 | 109.5992 | 0 | 0 | 396.28 | 90.79 | 2210.39 | 74.15 | 2843.7892 | 2793.03 | 7551.24 | 6792.28 | 14343.52
2009 | Large Hotel | 6A | 11345.29 | 0 | 5199.2 | 1440.21 | 1508.53 | 245.92 | 1751.31 | 1788.85 | 1035.5 | 1941.65 | 201.46 | 1.5108 | 199.9492 | 0 | 0 | 399.62 | 90.81 | 2283.21 | 72.84 | 3981.4292 | 5199.2 | 8687.85 | 9271.27 | 17959.12
2009 | Large Hotel | 6B | 11345.29 | 0 | 4477.72 | 937.23 | 1508.53 | 245.75 | 1751.31 | 1788.85 | 1035.5 | 2110.88 | 152.7 | 1.5108 | 151.1892 | 0 | 0 | 579.92 | 90.81 | 2266.39 | 72.47 | 3779.2192 | 4477.72 | 8485.11 | 8532.96 | 17018.07
2009 | Large Hotel | 7 | 11345.29 | 0 | 6759.93 | 1109.07 | 1508.53 | 245.6 | 1751.31 | 1788.85 | 1035.5 | 1995.54 | 182.14 | 1.5108 | 180.6292 | 0 | 0 | 530.27 | 90.82 | 2361.68 | 72.15 | 3815.5092 | 6759.93 | 8520.93 | 10910.47 | 19431.4
2009 | Large Hotel | 8 | 11345.29 | 0 | 10199.49 | 548.64 | 1508.53 | 244.24 | 1751.31 | 1788.85 | 1035.5 | 2101.5 | 153.77 | 1.5108 | 152.2592 | 0 | 0 | 546.9 | 90.84 | 2467.39 | 71.18 | 3349.2992 | 10199.49 | 8052.41 | 14455.73 | 22508.14
2012 | Large Hotel | 0A | 11345.29 | 0 | 1841.26 | 7917.98 | 1395.41 | 246.53 | 1751.31 | 1788.85 | 1011.27 | 1901.51 | 490.85 | 1.5108 | 489.3392 | 0 | 0 | 534.71 | 90.81 | 1754.66 | 73.89 | 10843.5392 | 1841.26 | 15414.27 | 5384.78 | 20799.05
2012 | Large Hotel | 0B | 11345.29 | 0 | 2303.41 | 7083.52 | 1395.41 | 246.57 | 1751.31 | 1788.85 | 1011.27 | 2012.59 | 438.44 | 1.5108 | 436.9292 | 0 | 0 | 564.55 | 90.82 | 1768.99 | 73.48 | 10097.5892 | 2303.41 | 14667.96 | 5861.25 | 20529.21
2012 | Large Hotel | 1A | 11345.29 | 0 | 1820.23 | 5433.91 | 1395.41 | 246.6 | 1751.31 | 1788.85 | 1011.27 | 1809.16 | 378.24 | 1.5108 | 376.7292 | 0 | 0 | 510.19 | 90.81 | 1818.89 | 73.96 | 8129.9892 | 1820.23 | 12700.85 | 5427.98 | 18128.83
2012 | Large Hotel | 1B | 11345.29 | 0 | 2194.12 | 5594.7 | 1395.41 | 246.29 | 1751.31 | 1788.85 | 1011.27 | 1993.23 | 364 | 1.5108 | 362.4892 | 0 | 0 | 566.93 | 90.82 | 1827.34 | 73.53 | 8517.3492 | 2194.12 | 13087.48 | 5810.31 | 18897.79
2012 | Large Hotel | 2A | 11345.29 | 0 | 2061.49 | 5007.67 | 1395.41 | 246.21 | 1751.31 | 1788.85 | 1011.27 | 1827.94 | 393.4 | 1.5108 | 391.8892 | 0 | 0 | 449.52 | 90.81 | 1894.08 | 73.81 | 7677.0192 | 2061.49 | 12247.34 | 5744.42 | 17991.76
2012 | Large Hotel | 2B | 11345.29 | 0 | 2104.34 | 3364.22 | 1395.41 | 246.38 | 1751.31 | 1788.85 | 1011.27 | 2042.63 | 285.6 | 1.5108 | 284.0892 | 0 | 0 | 440.49 | 90.81 | 1899.42 | 72.74 | 6131.4292 | 2104.34 | 10700.87 | 5792.61 | 16493.48
2012 | Large Hotel | 3A | 11345.29 | 0 | 2209.19 | 2949.23 | 1395.41 | 246.34 | 1751.31 | 1788.85 | 1011.27 | 1797.97 | 281.47 | 1.5108 | 279.9592 | 0 | 0 | 529.79 | 90.8 | 2024.73 | 73.66 | 5556.9492 | 2209.19 | 10127.25 | 6022.78 | 16150.03
2012 | Large Hotel | 3B | 11345.29 | 0 | 2226.37 | 2575.58 | 1395.41 | 246.33 | 1751.31 | 1788.85 | 1011.27 | 2034.48 | 236.21 | 1.5108 | 234.6992 | 0 | 0 | 563.27 | 90.8 | 1991.14 | 73.05 | 5408.0292 | 2226.37 | 9977.71 | 6006.36 | 15984.07
2012 | Large Hotel | 3C | 11345.29 | 0 | 1887.29 | 1748.6 | 1395.41 | 246.29 | 1751.31 | 1788.85 | 1011.27 | 1708.46 | 193.6 | 1.5108 | 192.0892 | 0 | 0 | 190.88 | 90.8 | 2038.79 | 74.16 | 3840.0292 | 1887.29 | 8410.78 | 5714.93 | 14125.71
2012 | Large Hotel | 4A | 11345.29 | 0 | 2107.24 | 2072.3 | 1395.41 | 245.96 | 1751.31 | 1788.85 | 1011.27 | 1749.6 | 230.71 | 1.5108 | 229.1992 | 0 | 0 | 433.68 | 90.79 | 2128.47 | 73.8 | 4484.7792 | 2107.24 | 9054.84 | 6024.56 | 15079.4
2012 | Large Hotel | 4B | 11345.29 | 0 | 2011.8 | 1797.29 | 1395.41 | 246.15 | 1751.31 | 1788.85 | 1011.27 | 2115.7 | 195.89 | 1.5108 | 194.3792 | 0 | 0 | 425.18 | 90.79 | 2098.95 | 73.18 | 4532.5492 | 2011.8 | 9102.17 | 5899.61 | 15001.78
2012 | Large Hotel | 4C | 11345.29 | 0 | 2221.04 | 845.77 | 1395.41 | 245.68 | 1751.31 | 1788.85 | 1011.27 | 1803.83 | 149.51 | 1.5108 | 147.9992 | 0 | 0 | 500.57 | 90.79 | 2160.07 | 74.18 | 3298.1692 | 2221.04 | 7868.31 | 6169.96 | 14038.27
2012 | Large Hotel | 5A | 11345.29 | 0 | 2471.4 | 1344.55 | 1395.41 | 246.04 | 1751.31 | 1788.85 | 1011.27 | 1746.29 | 184.8 | 1.5108 | 183.2892 | 0 | 0 | 519.15 | 90.79 | 2217.12 | 73.78 | 3793.2792 | 2471.4 | 8363.39 | 6477.38 | 14840.77
2012 | Large Hotel | 5B | 11345.29 | 0 | 2511.16 | 1353.92 | 1395.41 | 246.05 | 1751.31 | 1788.85 | 1011.27 | 2108.82 | 168 | 1.5108 | 166.4892 | 0 | 0 | 438.57 | 90.79 | 2192.23 | 73.2 | 4067.7992 | 2511.16 | 8637.35 | 6492.25 | 15129.6
2012 | Large Hotel | 5C | 11345.29 | 0 | 1746.43 | 548.07 | 1395.41 | 245.66 | 1751.31 | 1788.85 | 1011.27 | 1775.43 | 125.16 | 1.5108 | 123.6492 | 0 | 0 | 540.39 | 90.78 | 2210.39 | 74.38 | 2987.5392 | 1746.43 | 7557.86 | 5745.68 | 13303.54
2012 | Large Hotel | 6A | 11345.29 | 0 | 3615.73 | 1412.61 | 1395.41 | 245.92 | 1751.31 | 1788.85 | 1011.27 | 1796.49 | 200.84 | 1.5108 | 199.3292 | 0 | 0 | 414.34 | 90.8 | 2283.22 | 73.09 | 3822.7692 | 3615.73 | 8392.1 | 7687.8 | 16079.9
2012 | Large Hotel | 6B | 11345.29 | 0 | 3100.1 | 960.44 | 1395.41 | 245.75 | 1751.31 | 1788.85 | 1011.27 | 1980.84 | 155.2 | 1.5108 | 153.6892 | 0 | 0 | 470.41 | 90.8 | 2266.36 | 72.76 | 3565.3792 | 3100.1 | 8134.19 | 7155.31 | 15289.5
2012 | Large Hotel | 7 | 11345.29 | 0 | 4759.27 | 1109.94 | 1395.41 | 245.6 | 1751.31 | 1788.85 | 1011.27 | 1815.22 | 183.7 | 1.5108 | 182.1892 | 0 | 0 | 426.31 | 90.82 | 2361.64 | 72.42 | 3533.6592 | 4759.27 | 8101.99 | 8909.76 | 17011.75
2012 | Large Hotel | 8 | 11345.29 | 0 | 7627.49 | 587.46 | 1395.41 | 244.24 | 1751.31 | 1788.85 | 1011.27 | 1922.86 | 147.66 | 1.5108 | 146.1492 | 0 | 0 | 554.07 | 90.83 | 2467.31 | 71.46 | 3210.5392 | 7627.49 | 7776.58 | 11883.65 | 19660.23
2015 | Large Hotel | 0A | 11345.29 | 0 | 82.78 | 4925.65 | 767.44 | 226.98 | 1745.02 | 1788.85 | 982.92 | 567.23 | 142.62 | 1.5108 | 141.1092 | 0 | 0 | 320.93 | 90.76 | 1751.12 | 62.23 | 5954.9192 | 82.78 | 9831.78 | 3622.75 | 13454.53
2015 | Large Hotel | 0B | 11345.29 | 0 | 79.82 | 4193.08 | 767.52 | 227.02 | 1745.02 | 1788.85 | 982.92 | 556.44 | 128.44 | 1.5108 | 126.9292 | 0 | 0 | 311.26 | 90.76 | 1749.17 | 62.28 | 5187.7092 | 79.82 | 9064.76 | 3617.84 | 12682.6
2015 | Large Hotel | 1A | 11345.29 | 0 | 121.14 | 3469.18 | 768.06 | 227.05 | 1745.02 | 1788.85 | 982.92 | 563.39 | 113.71 | 1.5108 | 112.1992 | 0 | 0 | 312.98 | 90.76 | 1815.92 | 62.17 | 4457.7492 | 121.14 | 8335.24 | 3725.91 | 12061.15
2015 | Large Hotel | 1B | 11345.29 | 0 | 100.95 | 3287.85 | 767.9 | 226.76 | 1745.02 | 1788.85 | 982.92 | 551.5 | 113.42 | 1.5108 | 111.9092 | 0 | 0 | 311.29 | 90.76 | 1819.21 | 62.23 | 4262.5492 | 100.95 | 8139.65 | 3709.01 | 11848.66
2015 | Large Hotel | 2A | 11345.29 | 0 | 241.53 | 3030.27 | 767.47 | 226.69 | 1745.02 | 1788.85 | 982.92 | 565.43 | 118.74 | 1.5108 | 117.2292 | 0 | 0 | 248.87 | 90.76 | 1892.2 | 62.11 | 3961.7992 | 241.53 | 7838.27 | 3922.58 | 11760.85
2015 | Large Hotel | 2B | 11345.29 | 0 | 241.08 | 1951.62 | 767.64 | 226.85 | 1745.02 | 1788.85 | 982.92 | 550.97 | 83.45 | 1.5108 | 81.9392 | 0 | 0 | 207.49 | 90.75 | 1896.92 | 61.41 | 2792.0192 | 241.08 | 6668.12 | 3926.85 | 10594.97
2015 | Large Hotel | 3A | 11345.29 | 0 | 522.31 | 1741.65 | 767.58 | 226.81 | 1745.02 | 1788.85 | 982.92 | 558.83 | 93.9 | 1.5108 | 92.3892 | 0 | 0 | 231.57 | 90.75 | 2023.07 | 61.85 | 2624.4392 | 522.31 | 6500.88 | 4334.24 | 10835.12
2015 | Large Hotel | 3B | 11345.29 | 0 | 313.33 | 1440.79 | 767.61 | 226.8 | 1745.02 | 1788.85 | 982.92 | 551.22 | 141.55 | 1.5108 | 140.0392 | 0 | 0 | 204.93 | 90.75 | 1989.29 | 61.58 | 2336.9792 | 313.33 | 6213.16 | 4091.48 | 10304.64
2015 | Large Hotel | 3C | 11345.29 | 0 | 963.34 | 1005.13 | 767.8 | 226.76 | 1745.02 | 1788.85 | 982.92 | 560.82 | 130.74 | 1.5108 | 129.2292 | 0 | 0 | 0 | 90.76 | 2038.3 | 61.97 | 1695.1792 | 963.34 | 5571.92 | 4790.5 | 10362.42
2015 | Large Hotel | 4A | 11345.29 | 0 | 708.85 | 1236.15 | 767.03 | 226.46 | 1745.02 | 1788.85 | 982.92 | 573.44 | 85.31 | 1.5108 | 83.7992 | 0 | 0 | 246.63 | 90.75 | 2126.52 | 61.67 | 2140.0192 | 708.85 | 6015.38 | 4624.22 | 10639.6
2015 | Large Hotel | 4B | 11345.29 | 0 | 366.77 | 1009.47 | 766.95 | 226.63 | 1745.02 | 1788.85 | 982.92 | 581.91 | 129.8 | 1.5108 | 128.2892 | 0 | 0 | 197.62 | 90.74 | 2096.8 | 61.53 | 1917.2892 | 366.77 | 5792.6 | 4252.42 | 10045.02
2015 | Large Hotel | 4C | 11345.29 | 0 | 635.07 | 436.57 | 767.16 | 226.2 | 1745.02 | 1788.85 | 982.92 | 566.34 | 95.8 | 1.5108 | 94.2892 | 0 | 0 | 210.47 | 90.75 | 2157.73 | 62.07 | 1307.6692 | 635.07 | 5183.29 | 4581.66 | 9764.95
2015 | Large Hotel | 5A | 11345.29 | 0 | 1175.27 | 756.04 | 766.83 | 226.53 | 1745.02 | 1788.85 | 982.92 | 574.66 | 73.28 | 1.5108 | 71.7692 | 0 | 0 | 222.9 | 90.75 | 2214.54 | 61.55 | 1625.3692 | 1175.27 | 5500.49 | 5178.67 | 10679.16
2015 | Large Hotel | 5B | 11345.29 | 0 | 688.6 | 745.24 | 766.99 | 226.54 | 1745.02 | 1788.85 | 982.92 | 576.23 | 109.84 | 1.5108 | 108.3292 | 0 | 0 | 210.68 | 90.74 | 2189.12 | 61.41 | 1640.4792 | 688.6 | 5515.62 | 4666.57 | 10182.19
2015 | Large Hotel | 5C | 11345.29 | 0 | 719.9 | 259.16 | 767.06 | 226.18 | 1745.02 | 1788.85 | 982.92 | 576.45 | 78.34 | 1.5108 | 76.8292 | 0 | 0 | 236.83 | 90.74 | 2207.43 | 62.11 | 1149.2692 | 719.9 | 5024.82 | 4716.19 | 9741.01
2015 | Large Hotel | 6A | 11345.29 | 0 | 2050.38 | 793.69 | 766.89 | 226.43 | 1745.02 | 1788.85 | 982.92 | 577.88 | 81.32 | 1.5108 | 79.8092 | 0 | 0 | 234.5 | 90.76 | 2279.84 | 61.17 | 1685.8792 | 2050.38 | 5560.56 | 6119.07 | 11679.63
2015 | Large Hotel | 6B | 11345.29 | 0 | 1518.07 | 515.6 | 766.75 | 226.26 | 1745.02 | 1788.85 | 982.92 | 562 | 96.23 | 1.5108 | 94.7192 | 0 | 0 | 231.35 | 90.75 | 2262.81 | 61.05 | 1403.6692 | 1518.07 | 5277.93 | 5569.73 | 10847.66
2015 | Large Hotel | 7 | 11345.29 | 0 | 2977.74 | 613.1 | 766.59 | 226.12 | 1745.02 | 1788.85 | 982.92 | 585.63 | 79.7 | 1.5108 | 78.1892 | 0 | 0 | 240.9 | 90.76 | 2357.74 | 60.76 | 1517.8192 | 2977.74 | 5391.5 | 7124.34 | 12515.84
2015 | Large Hotel | 8 | 11345.29 | 0 | 5027.5 | 325.52 | 767.06 | 224.88 | 1745.02 | 1788.85 | 982.92 | 591.43 | 106.14 | 1.5108 | 104.6292 | 0 | 0 | 250.24 | 90.77 | 2462.02 | 60.38 | 1271.8192 | 5027.5 | 5144.34 | 9278.37 | 14422.71
2018 | Large Hotel | 0A | 11345.29 | 0 | 91.61 | 4843.71 | 819.17 | 163.51 | 1745.02 | 1788.85 | 973.29 | 549.02 | 142.16 | 1.5108 | 140.6492 | 0 | 0 | 311.4 | 90.76 | 1751.1 | 62.19 | 5844.7792 | 91.61 | 9700.24 | 3631.56 | 13331.8
2018 | Large Hotel | 0B | 11345.29 | 0 | 87.98 | 4164.41 | 819.24 | 163.54 | 1745.02 | 1788.85 | 973.29 | 537.44 | 128.65 | 1.5108 | 127.1392 | 0 | 0 | 304.03 | 90.76 | 1749.24 | 62.25 | 5133.0192 | 87.98 | 8988.64 | 3626.07 | 12614.71
2018 | Large Hotel | 1A | 11345.29 | 0 | 131.94 | 3424.53 | 819.73 | 163.56 | 1745.02 | 1788.85 | 973.29 | 569.41 | 114.2 | 1.5108 | 112.6892 | 0 | 0 | 305.97 | 90.76 | 1815.92 | 62.12 | 4412.5992 | 131.94 | 8268.61 | 3736.71 | 12005.32
2018 | Large Hotel | 1B | 11345.29 | 0 | 103.62 | 3271.33 | 819.59 | 163.36 | 1745.02 | 1788.85 | 973.29 | 531.84 | 113.99 | 1.5108 | 112.4792 | 0 | 0 | 304.15 | 90.76 | 1819.2 | 62.2 | 4219.7992 | 103.62 | 8075.52 | 3711.68 | 11787.2
2018 | Large Hotel | 2A | 11345.29 | 0 | 368.94 | 3006.76 | 819.19 | 163.3 | 1745.02 | 1788.85 | 973.29 | 546.52 | 120.5 | 1.5108 | 118.9892 | 0 | 0 | 227.3 | 90.76 | 1892.2 | 62.06 | 3899.5692 | 368.94 | 7754.72 | 4050 | 11804.72
2018 | Large Hotel | 2B | 11345.29 | 0 | 514.55 | 1963.35 | 819.34 | 163.42 | 1745.02 | 1788.85 | 973.29 | 522.6 | 87.12 | 1.5108 | 85.6092 | 0 | 0 | 170.72 | 90.75 | 1897 | 61.34 | 2742.2792 | 514.55 | 6596.94 | 4200.4 | 10797.34
2018 | Large Hotel | 3A | 11345.29 | 0 | 688.25 | 1748.01 | 819.29 | 163.39 | 1745.02 | 1788.85 | 973.29 | 534.16 | 95.38 | 1.5108 | 93.8692 | 0 | 0 | 196.4 | 90.76 | 2023.04 | 61.76 | 2572.4392 | 688.25 | 6427.44 | 4500.14 | 10927.58
2018 | Large Hotel | 3B | 11345.29 | 0 | 586.07 | 1448.57 | 819.32 | 163.38 | 1745.02 | 1788.85 | 973.29 | 518.67 | 77.44 | 1.5108 | 75.9292 | 0 | 0 | 165.24 | 90.75 | 1989.33 | 61.45 | 2208.4092 | 586.07 | 6063.12 | 4364.26 | 10427.38
2018 | Large Hotel | 3C | 11345.29 | 0 | 910.17 | 1039.86 | 819.49 | 163.36 | 1745.02 | 1788.85 | 973.29 | 543.77 | 74.06 | 1.5108 | 72.5492 | 0 | 0 | 0 | 90.76 | 2038.36 | 61.94 | 1656.1792 | 910.17 | 5511.54 | 4737.39 | 10248.93
2018 | Large Hotel | 4A | 11345.29 | 0 | 879.99 | 1232.65 | 818.95 | 163.14 | 1745.02 | 1788.85 | 973.29 | 548.85 | 82.68 | 1.5108 | 81.1692 | 0 | 0 | 215.39 | 90.76 | 2126.59 | 61.58 | 2078.0592 | 879.99 | 5932.3 | 4795.43 | 10727.73
2018 | Large Hotel | 4B | 11345.29 | 0 | 613.01 | 1002.49 | 818.86 | 163.26 | 1745.02 | 1788.85 | 973.29 | 534.7 | 75.05 | 1.5108 | 73.5392 | 0 | 0 | 165.44 | 90.75 | 2096.88 | 61.36 | 1776.1692 | 613.01 | 5630.22 | 4498.74 | 10128.96
2018 | Large Hotel | 4C | 11345.29 | 0 | 1006.66 | 463.23 | 819.1 | 162.95 | 1745.02 | 1788.85 | 973.29 | 536.66 | 62.84 | 1.5108 | 61.3292 | 0 | 0 | 148.5 | 90.75 | 2157.79 | 61.86 | 1209.7192 | 1006.66 | 5064.21 | 4953.31 | 10017.52
2018 | Large Hotel | 5A | 11345.29 | 0 | 1309.58 | 774.02 | 818.69 | 163.19 | 1745.02 | 1788.85 | 973.29 | 546.43 | 72.02 | 1.5108 | 70.5092 | 0 | 0 | 194.4 | 90.75 | 2214.6 | 61.48 | 1585.3592 | 1309.58 | 5439.29 | 5313.03 | 10752.32
2018 | Large Hotel | 5B | 11345.29 | 0 | 937.71 | 755.66 | 818.83 | 163.2 | 1745.02 | 1788.85 | 973.29 | 538.77 | 66.69 | 1.5108 | 65.1792 | 0 | 0 | 186.54 | 90.75 | 2189.14 | 61.3 | 1546.1492 | 937.71 | 5400.05 | 4915.7 | 10315.75
2018 | Large Hotel | 5C | 11345.29 | 0 | 1027.8 | 298.26 | 818.9 | 162.94 | 1745.02 | 1788.85 | 973.29 | 543.32 | 55.06 | 1.5108 | 53.5492 | 0 | 0 | 180.98 | 90.75 | 2207.52 | 61.89 | 1076.1092 | 1027.8 | 4930.41 | 5024.17 | 9954.58
2018 | Large Hotel | 6A | 11345.29 | 0 | 2132.55 | 819.62 | 818.67 | 163.11 | 1745.02 | 1788.85 | 973.29 | 545.57 | 64.9 | 1.5108 | 63.3892 | 0 | 0 | 205.36 | 90.76 | 2279.89 | 61.08 | 1633.9392 | 2132.55 | 5487.38 | 6201.29 | 11688.67
2018 | Large Hotel | 6B | 11345.29 | 0 | 1753.36 | 547.33 | 818.54 | 163 | 1745.02 | 1788.85 | 973.29 | 529.18 | 50.89 | 1.5108 | 49.3792 | 0 | 0 | 196.81 | 90.75 | 2262.8 | 60.96 | 1322.6992 | 1753.36 | 5175.77 | 5805.02 | 10980.79
2018 | Large Hotel | 7 | 11345.29 | 0 | 3027.62 | 650.77 | 818.39 | 162.9 | 1745.02 | 1788.85 | 973.29 | 553.13 | 61.32 | 1.5108 | 59.8092 | 0 | 0 | 214.91 | 90.77 | 2357.74 | 60.67 | 1478.6192 | 3027.62 | 5331.16 | 7174.21 | 12505.37
2018 | Large Hotel | 8 | 11345.29 | 0 | 5008.04 | 371.92 | 818.82 | 162 | 1745.02 | 1788.85 | 973.29 | 550.51 | 82.17 | 1.5108 | 80.6592 | 0 | 0 | 223.02 | 90.77 | 2462 | 60.3 | 1226.1092 | 5008.04 | 5077.82 | 9258.89 | 14336.71
2006 | Large Office | 0A | 46320.38 | 0 | 10.84 | 12805 | 5177.71 | 988 | 15213.29 | 0 | 2100.22 | 2874.06 | 1920.74 | 0.14091 | 1920.5991 | 4428.99 | 0 | 0 | 0 | 417.65 | 0 | 22028.6491 | 10.84 | 45508 | 428.49 | 45936.49
2006 | Large Office | 0B | 46320.38 | 0 | 192.98 | 10715.95 | 5177.71 | 988.19 | 15213.29 | 0 | 2100.22 | 2905.16 | 1707.37 | 0.14091 | 1707.2291 | 3597.21 | 19.17 | 0 | 0 | 416.81 | 0 | 18944.7191 | 192.98 | 42424.27 | 609.79 | 43034.06
2006 | Large Office | 1A | 46320.38 | 0 | 58.58 | 8516.58 | 5177.71 | 988.3 | 15213.29 | 0 | 2100.22 | 2820.03 | 1356.01 | 0.14091 | 1355.8691 | 3445.78 | 0 | 0 | 0 | 447.96 | 0 | 16138.2591 | 58.58 | 39617.92 | 506.55 | 40124.47
2006 | Large Office | 1B | 46320.38 | 0 | 727.28 | 9050.2 | 5177.71 | 987.06 | 15213.29 | 0 | 2100.22 | 2773.7 | 1403.11 | 0.14091 | 1402.9691 | 2988.91 | 110.88 | 0 | 0 | 449.35 | 0 | 16326.6591 | 727.28 | 39805.07 | 1176.63 | 40981.7
2006 | Large Office | 2A | 46320.38 | 0 | 1207.1 | 7903 | 5177.71 | 986.72 | 15213.29 | 0 | 2100.22 | 2503.08 | 1365.98 | 0.14091 | 1365.8391 | 2997.84 | 12.14 | 0 | 0 | 482.88 | 0 | 14781.8991 | 1207.1 | 38259.98 | 1689.98 | 39949.96
2006 | Large Office | 2B | 46320.38 | 0 | 1090.54 | 5737.94 | 5177.71 | 987.44 | 15213.29 | 0 | 2100.22 | 2761.79 | 1055.49 | 0.14091 | 1055.3491 | 1939.35 | 50.24 | 0 | 0 | 485.06 | 0 | 11544.6691 | 1090.54 | 35023.47 | 1575.6 | 36599.07
2006 | Large Office | 3A | 46320.38 | 0 | 4356.36 | 5268.2 | 5177.71 | 987.25 | 15213.29 | 0 | 2100.22 | 2463.45 | 1002.53 | 0.14091 | 1002.3891 | 1970.24 | 43.76 | 0 | 0 | 543.65 | 0 | 10748.0391 | 4356.36 | 34226.63 | 4900.02 | 39126.65
2006 | Large Office | 3B | 46320.38 | 0 | 2067.56 | 4976.77 | 5177.71 | 987.21 | 15213.29 | 0 | 2100.22 | 2697.04 | 839.68 | 0.14091 | 839.5391 | 1705.64 | 773.97 | 0 | 0 | 527.99 | 0 | 10992.9591 | 2067.56 | 34471.53 | 2595.55 | 37067.08
2006 | Large Office | 3C | 46320.38 | 0 | 890.89 | 3783.36 | 5177.71 | 987.06 | 15213.29 | 0 | 2100.22 | 2374.08 | 726.84 | 0.14091 | 726.6991 | 1566.03 | 7.98 | 0 | 0 | 550.61 | 0 | 8458.1491 | 890.89 | 31936.58 | 1441.51 | 33378.09
2006 | Large Office | 4A | 46320.38 | 0 | 7170.39 | 4594.1 | 5177.71 | 985.74 | 15213.29 | 0 | 2100.22 | 2322.95 | 996.48 | 0.14091 | 996.3391 | 1487.98 | 30.66 | 0 | 0 | 592.14 | 0 | 9432.0291 | 7170.39 | 32909.12 | 7762.53 | 40671.65
2006 | Large Office | 4B | 46320.38 | 0 | 2710.69 | 4316.98 | 5177.71 | 986.49 | 15213.29 | 0 | 2100.22 | 2828.99 | 646.72 | 0.14091 | 646.5791 | 1310.07 | 1201.72 | 0 | 0 | 578.47 | 0 | 10304.3391 | 2710.69 | 33782.19 | 3289.16 | 37071.35
2006 | Large Office | 4C | 46320.38 | 0 | 5111.31 | 2882.86 | 5177.71 | 984.61 | 15213.29 | 0 | 2100.22 | 2364.57 | 452.09 | 0.14091 | 451.9491 | 946.3 | 18.01 | 0 | 0 | 606.81 | 0 | 6663.6891 | 5111.31 | 30139.65 | 5718.12 | 35857.77
2006 | Large Office | 5A | 46320.38 | 0 | 10204.78 | 3388.12 | 5177.71 | 986.04 | 15213.29 | 0 | 2100.22 | 2318.09 | 624.37 | 0.14091 | 624.2291 | 1076.9 | 37.65 | 0 | 0 | 633.77 | 0 | 7444.9891 | 10204.78 | 30922.39 | 10838.55 | 41760.94
2006 | Large Office | 5B | 46320.38 | 0 | 5038.51 | 3905.4 | 5177.71 | 986.08 | 15213.29 | 0 | 2100.22 | 2784.74 | 551.67 | 0.14091 | 551.5291 | 1027.76 | 1331.85 | 0 | 0 | 622.02 | 0 | 9601.2791 | 5038.51 | 33078.71 | 5660.53 | 38739.24
2006 | Large Office | 5C | 46320.38 | 0 | 5707.64 | 2562.05 | 5177.71 | 984.54 | 15213.29 | 0 | 2100.22 | 2337.12 | 346.88 | 0.14091 | 346.7391 | 733.76 | 19.67 | 0 | 0 | 630.32 | 0 | 5999.3391 | 5707.64 | 29475.24 | 6337.96 | 35813.2
2006 | Large Office | 6A | 46320.38 | 0 | 13913.73 | 3479.4 | 5177.71 | 985.59 | 15213.29 | 0 | 2100.22 | 2381.07 | 593.96 | 0.14091 | 593.8191 | 1056.14 | 46.34 | 0 | 0 | 664.89 | 0 | 7556.7691 | 13913.73 | 31033.72 | 14578.63 | 45612.35
2006 | Large Office | 6B | 46320.38 | 0 | 9045.83 | 3331.38 | 5177.71 | 984.87 | 15213.29 | 0 | 2100.22 | 2568.33 | 460.23 | 0.14091 | 460.0891 | 861.36 | 915.75 | 0 | 0 | 657.03 | 0 | 8136.9091 | 9045.83 | 31613.14 | 9702.87 | 41316.01
2006 | Large Office | 7 | 46320.38 | 0 | 15921.5 | 3765.01 | 5177.71 | 984.27 | 15213.29 | 0 | 2100.22 | 2420.94 | 953.11 | 0.14091 | 952.9691 | 870.9 | 56.52 | 0 | 0 | 701.91 | 0 | 8066.3391 | 15921.5 | 31541.96 | 16623.41 | 48165.37
2006 | Large Office | 8 | 46320.38 | 0 | 22104.99 | 3269.68 | 5177.71 | 978.85 | 15213.29 | 0 | 2100.22 | 2393.44 | 744.94 | 0.14091 | 744.7991 | 576.91 | 304.46 | 0 | 0 | 752.48 | 0 | 7289.2891 | 22104.99 | 30759.48 | 22857.48 | 53616.96
2009 | Large Office | 0A | 46320.38 | 0 | 10.69 | 11401.42 | 5177.71 | 885.68 | 15213.29 | 0 | 2100.22 | 2859.31 | 1679.29 | 0.14091 | 1679.1491 | 4096.67 | 0 | 0 | 0 | 417.65 | 0 | 20036.5491 | 10.69 | 43413.59 | 428.33 | 43841.92
2009 | Large Office | 0B | 46320.38 | 0 | 141.82 | 9820.86 | 5177.71 | 885.85 | 15213.29 | 0 | 2100.22 | 2837.64 | 1526.94 | 0.14091 | 1526.7991 | 3416.58 | 17.48 | 0 | 0 | 416.86 | 0 | 17619.3591 | 141.82 | 40996.57 | 558.68 | 41555.25
2009 | Large Office | 1A | 46320.38 | 0 | 28.05 | 7884.29 | 5177.71 | 885.95 | 15213.29 | 0 | 2100.22 | 2693.61 | 1493.63 | 0.14091 | 1493.4891 | 3262.77 | 0 | 0 | 0 | 447.97 | 0 | 15334.1591 | 28.05 | 38711.46 | 476.01 | 39187.47
2009 | Large Office | 1B | 46320.38 | 0 | 501.58 | 8401.49 | 5177.71 | 884.83 | 15213.29 | 0 | 2100.22 | 2732.76 | 1279.92 | 0.14091 | 1279.7791 | 2869.97 | 105.17 | 0 | 0 | 449.34 | 0 | 15389.1691 | 501.58 | 38765.36 | 950.91 | 39716.27
2009 | Large Office | 2A | 46320.38 | 0 | 679.22 | 7105.75 | 5177.71 | 884.53 | 15213.29 | 0 | 2100.22 | 2477.41 | 1183.27 | 0.14091 | 1183.1291 | 2775.36 | 10.3 | 0 | 0 | 482.88 | 0 | 13551.9491 | 679.22 | 36927.84 | 1162.1 | 38089.94
2009 | Large Office | 2B | 46320.38 | 0 | 501.77 | 5389.05 | 5177.71 | 885.17 | 15213.29 | 0 | 2100.22 | 2746.84 | 925.67 | 0.14091 | 925.5291 | 1871.54 | 42.17 | 0 | 0 | 485.07 | 0 | 10975.1291 | 501.77 | 34351.66 | 986.84 | 35338.5
2009 | Large Office | 3A | 46320.38 | 0 | 2234.3 | 4741.58 | 5177.71 | 885 | 15213.29 | 0 | 2100.22 | 2391.3 | 867.14 | 0.14091 | 866.9991 | 1871.2 | 17.86 | 0 | 0 | 543.68 | 0 | 9888.9391 | 2234.3 | 33265.31 | 2777.98 | 36043.29
2009 | Large Office | 3B | 46320.38 | 0 | 984.62 | 4759.05 | 5177.71 | 884.97 | 15213.29 | 0 | 2100.22 | 2734.71 | 741.38 | 0.14091 | 741.2391 | 1661.73 | 767.91 | 0 | 0 | 527.99 | 0 | 10664.6391 | 984.62 | 34040.97 | 1512.61 | 35553.58
2009 | Large Office | 3C | 46320.38 | 0 | 443.32 | 3639.76 | 5177.71 | 884.83 | 15213.29 | 0 | 2100.22 | 2320.66 | 636.16 | 0.14091 | 636.0191 | 1548.27 | 6.8 | 0 | 0 | 550.61 | 0 | 8151.5091 | 443.32 | 31527.69 | 993.93 | 32521.62
2009 | Large Office | 4A | 46320.38 | 0 | 4723.48 | 4022.44 | 5177.71 | 883.65 | 15213.29 | 0 | 2100.22 | 2320.29 | 694.33 | 0.14091 | 694.1891 | 1434.65 | 25.91 | 0 | 0 | 592.06 | 0 | 8497.4791 | 4723.48 | 31872.48 | 5315.54 | 37188.02
2009 | Large Office | 4B | 46320.38 | 0 | 1625.54 | 4240.36 | 5177.71 | 884.33 | 15213.29 | 0 | 2100.22 | 2954.93 | 599.11 | 0.14091 | 598.9691 | 1305.59 | 1191.77 | 0 | 0 | 578.41 | 0 | 10291.6191 | 1625.54 | 33667.3 | 2203.95 | 35871.25
2009 | Large Office | 4C | 46320.38 | 0 | 2990.94 | 2808.1 | 5177.71 | 882.64 | 15213.29 | 0 | 2100.22 | 2391.55 | 376.77 | 0.14091 | 376.6291 | 950.31 | 15.55 | 0 | 0 | 606.82 | 0 | 6542.1391 | 2990.94 | 29916.14 | 3597.76 | 33513.9
2009 | Large Office | 5A | 46320.38 | 0 | 6973.41 | 3320.98 | 5177.71 | 883.92 | 15213.29 | 0 | 2100.22 | 2350.84 | 549.25 | 0.14091 | 549.1091 | 1066.87 | 32.38 | 0 | 0 | 633.68 | 0 | 7320.1791 | 6973.41 | 30695.45 | 7607.09 | 38302.54
2009 | Large Office | 5B | 46320.38 | 0 | 3292.76 | 3873.58 | 5177.71 | 883.96 | 15213.29 | 0 | 2100.22 | 2933.52 | 520.9 | 0.14091 | 520.7591 | 1031.34 | 1325.38 | 0 | 0 | 621.98 | 0 | 9684.5791 | 3292.76 | 33059.9 | 3914.73 | 36974.63
2009 | Large Office | 5C | 46320.38 | 0 | 3245.94 | 2517.43 | 5177.71 | 882.57 | 15213.29 | 0 | 2100.22 | 2401.39 | 290.91 | 0.14091 | 290.7691 | 740.27 | 17.16 | 0 | 0 | 630.31 | 0 | 5967.0191 | 3245.94 | 29340.95 | 3876.24 | 33217.19
2009 | Large Office | 6A | 46320.38 | 0 | 9976.1 | 3405.05 | 5177.71 | 883.52 | 15213.29 | 0 | 2100.22 | 2439.15 | 591.33 | 0.14091 | 591.1891 | 1040.11 | 39.34 | 0 | 0 | 664.79 | 0 | 7514.8391 | 9976.1 | 30889.72 | 10640.89 | 41530.61
2009 | Large Office | 6B | 46320.38 | 0 | 6259.22 | 3313.39 | 5177.71 | 882.88 | 15213.29 | 0 | 2100.22 | 2704.35 | 420.4 | 0.14091 | 420.2591 | 866.25 | 909.08 | 0 | 0 | 656.96 | 0 | 8213.3291 | 6259.22 | 31587.56 | 6916.18 | 38503.74
2009 | Large Office | 7 | 46320.38 | 0 | 10907.5 | 3712.08 | 5177.71 | 882.34 | 15213.29 | 0 | 2100.22 | 2496.1 | 880.35 | 0.14091 | 880.2091 | 870.7 | 48.28 | 0 | 0 | 701.79 | 0 | 8007.3691 | 10907.5 | 31381.06 | 11609.29 | 42990.35
2009 | Large Office | 8 | 46320.38 | 0 | 15414.84 | 3282.19 | 5177.71 | 877.47 | 15213.29 | 0 | 2100.22 | 2495.02 | 683.27 | 0.14091 | 683.1291 | 586.21 | 292.51 | 0 | 0 | 752.42 | 0 | 7339.0591 | 15414.84 | 30707.89 | 16167.27 | 46875.16
2012 | Large Office | 0A | 46320.38 | 0 | 12.92 | 8077.61 | 4294.36 | 885.68 | 15213.29 | 0 | 2044.08 | 2457.02 | 1384.24 | 0.14091 | 1384.0991 | 2807.63 | 0 | 85.48 | 0 | 417.66 | 0 | 14811.8391 | 12.92 | 37249.39 | 430.58 | 37679.97
2012 | Large Office | 0B | 46320.38 | 0 | 14.11 | 8786.44 | 4294.36 | 885.85 | 15213.29 | 0 | 2044.08 | 2476.92 | 1396.3 | 0.14091 | 1396.1591 | 2413.96 | 17.89 | 0 | 0 | 416.92 | 0 | 15091.3691 | 14.11 | 37529.08 | 431.03 | 37960.11
2012 | Large Office | 1A | 46320.38 | 0 | 16 | 6371.27 | 4294.36 | 885.95 | 15213.29 | 0 | 2044.08 | 2374.74 | 1360.13 | 0.14091 | 1359.9891 | 2372.86 | 0 | 82.32 | 0 | 447.95 | 0 | 12561.1791 | 16 | 34998.99 | 463.95 | 35462.94
2012 | Large Office | 1B | 46320.38 | 0 | 170.31 | 7623.13 | 4294.36 | 884.83 | 15213.29 | 0 | 2044.08 | 2422.01 | 1410.2 | 0.14091 | 1410.0591 | 2110.87 | 106.07 | 0 | 0 | 449.31 | 0 | 13672.1391 | 170.31 | 36108.83 | 619.62 | 36728.45
2012 | Large Office | 2A | 46320.38 | 0 | 111.79 | 5559.88 | 4294.36 | 884.53 | 15213.29 | 0 | 2044.08 | 2298.72 | 980.78 | 0.14091 | 980.6391 | 2085.85 | 4.99 | 51.01 | 0 | 482.85 | 0 | 10981.0891 | 111.79 | 33417.5 | 594.65 | 34012.15
2012 | Large Office | 2B | 46320.38 | 0 | 227.03 | 5079.53 | 4294.36 | 885.17 | 15213.29 | 0 | 2044.08 | 2529.7 | 883.93 | 0.14091 | 883.7891 | 1606.19 | 42.19 | 0 | 0 | 485.05 | 0 | 10141.3991 | 227.03 | 32578.43 | 712.08 | 33290.51
2012 | Large Office | 3A | 46320.38 | 0 | 798.59 | 4292.42 | 4294.36 | 885 | 15213.29 | 0 | 2044.08 | 2252.1 | 816.04 | 0.14091 | 815.8991 | 1526.4 | 17.83 | 20.22 | 0 | 543.66 | 0 | 8924.8691 | 798.59 | 31361.75 | 1342.24 | 32703.99
2012 | Large Office | 3B | 46320.38 | 0 | 669.36 | 4552.86 | 4294.36 | 884.97 | 15213.29 | 0 | 2044.08 | 2568.22 | 709.98 | 0.14091 | 709.8391 | 1451.29 | 768.66 | 0 | 0 | 528.01 | 0 | 10050.8691 | 669.36 | 32487.7 | 1197.37 | 33685.07
2012 | Large Office | 3C | 46320.38 | 0 | 369.12 | 3509.97 | 4294.36 | 884.83 | 15213.29 | 0 | 2044.08 | 2208.11 | 607.9 | 0.14091 | 607.7591 | 1398.76 | 6.7 | 0 | 0 | 550.62 | 0 | 7731.2991 | 369.12 | 30168.02 | 919.74 | 31087.76
2012 | Large Office | 4A | 46320.38 | 0 | 1393.4 | 3757.2 | 4294.36 | 883.65 | 15213.29 | 0 | 2044.08 | 2220.34 | 647.95 | 0.14091 | 647.8091 | 1192.56 | 25.58 | 22.55 | 0 | 592.14 | 0 | 7866.0391 | 1393.4 | 30301.55 | 1985.54 | 32287.09
2012 | Large Office | 4B | 46320.38 | 0 | 1077.71 | 4113.87 | 4294.36 | 884.33 | 15213.29 | 0 | 2044.08 | 2804.78 | 577.54 | 0.14091 | 577.3991 | 1191.97 | 1197.53 | 0 | 0 | 578.45 | 0 | 9885.5491 | 1077.71 | 32321.75 | 1656.16 | 33977.91
2012 | Large Office | 4C | 46320.38 | 0 | 2263.35 | 2759.64 | 4294.36 | 882.64 | 15213.29 | 0 | 2044.08 | 2274.07 | 364.42 | 0.14091 | 364.2791 | 899.25 | 15.24 | 0 | 0 | 606.83 | 0 | 6312.4791 | 2263.35 | 28746.98 | 2870.18 | 31617.16
2012 | Large Office | 5A | 46320.38 | 0 | 2103.1 | 3184.59 | 4294.36 | 883.92 | 15213.29 | 0 | 2044.08 | 2233.35 | 496.13 | 0.14091 | 495.9891 | 926.85 | 31.89 | 18.26 | 0 | 633.74 | 0 | 6890.9291 | 2103.1 | 29326.73 | 2736.84 | 32063.57
2012 | Large Office | 5B | 46320.38 | 0 | 2308.24 | 3772.41 | 4294.36 | 883.96 | 15213.29 | 0 | 2044.08 | 2764.34 | 496.16 | 0.14091 | 496.0191 | 968.36 | 1326.09 | 0 | 0 | 622.04 | 0 | 9327.2191 | 2308.24 | 31763.04 | 2930.27 | 34693.31
2012 | Large Office | 5C | 46320.38 | 0 | 2782.93 | 2486.74 | 4294.36 | 882.57 | 15213.29 | 0 | 2044.08 | 2290.71 | 279.21 | 0.14091 | 279.0691 | 715.94 | 16.91 | 0 | 0 | 630.35 | 0 | 5789.3691 | 2782.93 | 28223.8 | 3413.27 | 31637.07
2012 | Large Office | 6A | 46320.38 | 0 | 7824.99 | 3313.75 | 4294.36 | 883.52 | 15213.29 | 0 | 2044.08 | 2275.89 | 571.17 | 0.14091 | 571.0291 | 885.42 | 38.86 | 0 | 0 | 664.8 | 0 | 7084.9491 | 7824.99 | 29520.33 | 8489.8 | 38010.13
2012 | Large Office | 6B | 46320.38 | 0 | 4619.61 | 3248.06 | 4294.36 | 882.88 | 15213.29 | 0 | 2044.08 | 2532.83 | 398.29 | 0.14091 | 398.1491 | 820.57 | 908.49 | 0 | 0 | 656.97 | 0 | 7908.0991 | 4619.61 | 30342.85 | 5276.57 | 35619.42
2012 | Large Office | 7 | 46320.38 | 0 | 8699.02 | 3082.5 | 4294.36 | 882.34 | 15213.29 | 0 | 2044.08 | 2300.21 | 488.25 | 0.14091 | 488.1091 | 740.4 | 47.53 | 0 | 0 | 701.85 | 0 | 6658.7491 | 8699.02 | 29092.94 | 9400.88 | 38493.82
2012 | Large Office | 8 | 46320.38 | 0 | 5920.5 | 2643.97 | 4294.36 | 877.47 | 15213.29 | 0 | 2044.08 | 2291.24 | 305.57 | 0.14091 | 305.4291 | 542.35 | 288.85 | 42.05 | 0 | 752.34 | 0 | 6113.8891 | 5920.5 | 28543.23 | 6672.83 | 35216.06
2015 | Large Office | 0A | 46320.38 | 0 | 15.31 | 7354.24 | 3306.09 | 655.85 | 15213.29 | 0 | 1987.96 | 2302.58 | 1183.08 | 0.14091 | 1182.9391 | 2633.68 | 0 | 121.23 | 0 | 377.95 | 0 | 13594.6691 | 15.31 | 34758 | 393.25 | 35151.25
2015 | Large Office | 0B | 46320.38 | 0 | 18.09 | 7498.23 | 3306.72 | 655.61 | 15213.29 | 0 | 1987.96 | 2270.49 | 1156.87 | 0.14091 | 1156.7291 | 2239.62 | 18.11 | 0 | 0 | 376.08 | 0 | 13183.1791 | 18.09 | 34346.91 | 394.17 | 34741.08
2015 | Large Office | 1A | 46320.38 | 0 | 20.12 | 5918.42 | 3309.23 | 655.71 | 15213.29 | 0 | 1987.96 | 2229.94 | 946.94 | 0.14091 | 946.7991 | 2247.64 | 0 | 114.96 | 0 | 409.31 | 0 | 11457.7591 | 20.12 | 32624.09 | 429.43 | 33053.52
2015 | Large Office | 1B | 46320.38 | 0 | 39.69 | 6620.78 | 3308.84 | 654.66 | 15213.29 | 0 | 1987.96 | 2258.87 | 995.71 | 0.14091 | 995.5691 | 1978.15 | 106.41 | 0 | 0 | 410.08 | 0 | 11959.7791 | 39.69 | 33124.68 | 449.76 | 33574.44
2015 | Large Office | 2A | 46320.38 | 0 | 81.08 | 5183.55 | 3307.88 | 654.37 | 15213.29 | 0 | 1987.96 | 2165.69 | 851.87 | 0.14091 | 851.7291 | 1971.99 | 4.97 | 66.16 | 0 | 445.35 | 0 | 10244.0891 | 81.08 | 31407.74 | 526.43 | 31934.17
2015 | Large Office | 2B | 46320.38 | 0 | 97.42 | 4745.36 | 3309.68 | 654.98 | 15213.29 | 0 | 1987.96 | 2385.17 | 663.3 | 0.14091 | 663.1591 | 1539.92 | 42.22 | 0 | 0 | 447.63 | 0 | 9375.8291 | 97.42 | 30541.87 | 545.04 | 31086.91
2015 | Large Office | 3A | 46320.38 | 0 | 447.91 | 4055.64 | 3311.35 | 654.82 | 15213.29 | 0 | 1987.97 | 2168.06 | 608.59 | 0.14091 | 608.4491 | 1464.76 | 17.59 | 53.89 | 0 | 507.78 | 0 | 8368.3891 | 447.91 | 29535.95 | 955.7 | 30491.65
2015 | Large Office | 3B | 46320.38 | 0 | 233.71 | 4331.62 | 3310.04 | 654.78 | 15213.29 | 0 | 1987.96 | 2428.76 | 555.89 | 0.14091 | 555.7491 | 1397.28 | 771.07 | 0 | 0 | 491.82 | 0 | 9484.4791 | 233.71 | 30650.69 | 725.52 | 31376.21
2015 | Large Office | 3C | 46320.38 | 0 | 37.67 | 3327.67 | 3311.74 | 656.32 | 15213.29 | 0 | 1987.97 | 2086.08 | 476.66 | 0.14091 | 476.5191 | 1359.17 | 6.68 | 0 | 0 | 515.04 | 0 | 7256.1191 | 37.67 | 28425.58 | 552.71 | 28978.29
2015 | Large Office | 4A | 46320.38 | 0 | 896.27 | 3569.64 | 3311.12 | 656.92 | 15213.29 | 0 | 1987.97 | 2125.89 | 497.71 | 0.14091 | 497.5691 | 1142.31 | 25.52 | 56.48 | 0 | 557.22 | 0 | 7417.4091 | 896.27 | 28586.84 | 1453.48 | 30040.32
2015 | Large Office | 4B | 46320.38 | 0 | 514.59 | 3966.41 | 3307.25 | 654.64 | 15213.29 | 0 | 1987.96 | 2629.54 | 460.42 | 0.14091 | 460.2791 | 1140.66 | 1198.1 | 0 | 0 | 543.23 | 0 | 9394.9891 | 514.59 | 30558.28 | 1057.82 | 31616.1
2015 | Large Office | 4C | 46320.38 | 0 | 766.44 | 2661.81 | 3314.75 | 657.05 | 15213.29 | 0 | 1987.97 | 2164.15 | 298.57 | 0.14091 | 298.4291 | 873.63 | 15.23 | 0 | 0 | 572.26 | 0 | 6013.2491 | 766.44 | 27186.43 | 1338.69 | 28525.12
2015 | Large Office | 5A | 46320.38 | 0 | 1447.83 | 3067.65 | 3309.86 | 655.39 | 15213.29 | 0 | 1987.96 | 2138.65 | 393.58 | 0.14091 | 393.4391 | 900.6 | 31.8 | 47.22 | 0 | 599.21 | 0 | 6579.3591 | 1447.83 | 27746.02 | 2047.04 | 29793.06
2015 | Large Office | 5B | 46320.38 | 0 | 1362.37 | 3652.83 | 3310.34 | 656.35 | 15213.29 | 0 | 1987.96 | 2629.95 | 409.15 | 0.14091 | 409.0091 | 929.38 | 1327.34 | 0 | 0 | 587.36 | 0 | 8948.5091 | 1362.37 | 30116.58 | 1949.73 | 32066.31
2015 | Large Office | 5C | 46320.38 | 0 | 829.25 | 2439.39 | 3316.51 | 656.6 | 15213.29 | 0 | 1987.97 | 2176.98 | 231.29 | 0.14091 | 231.1491 | 698.71 | 16.65 | 0 | 0 | 595.98 | 0 | 5562.8791 | 829.25 | 26737.39 | 1425.24 | 28162.63
2015 | Large Office | 6A | 46320.38 | 0 | 2792.42 | 3136.93 | 3311.12 | 656.02 | 15213.29 | 0 | 1987.97 | 2203.37 | 423.6 | 0.14091 | 423.4591 | 848.13 | 38.84 | 52.02 | 0 | 630.45 | 0 | 6702.7491 | 2792.42 | 27871.28 | 3422.88 | 31294.16
2015 | Large Office | 6B | 46320.38 | 0 | 2719.3 | 3158.23 | 3312.4 | 655.1 | 15213.29 | 0 | 1987.97 | 2425.52 | 336.43 | 0.14091 | 336.2891 | 794.14 | 907.74 | 0 | 0 | 622.47 | 0 | 7621.9191 | 2719.3 | 28790.82 | 3341.77 | 32132.59
2015 | Large Office | 7 | 46320.38 | 0 | 2837.89 | 2938.6 | 3311.82 | 656.72 | 15213.29 | 0 | 1987.97 | 2224.26 | 418.53 | 0.14091 | 418.3891 | 715.75 | 47.84 | 57.56 | 0 | 667.73 | 0 | 6402.3991 | 2837.89 | 27572.32 | 3505.62 | 31077.94
2015 | Large Office | 8 | 46320.38 | 0 | 4833.67 | 2583.89 | 3344.95 | 663.88 | 15213.29 | 0 | 1987.99 | 2218.27 | 312.7 | 0.14091 | 312.5591 | 528.18 | 287.36 | 61.27 | 0 | 718.23 | 0 | 5991.5291 | 4833.67 | 27201.77 | 5551.9 | 32753.67
2018 | Large Office | 0A | 46320.38 | 0 | 23.28 | 6914.11 | 3037.25 | 437.72 | 15213.29 | 0 | 1960.81 | 2274.5 | 1144.33 | 0.14091 | 1144.1891 | 2634.64 | 0 | 123.89 | 0 | 377.95 | 0 | 13091.3291 | 23.28 | 33740.53 | 401.23 | 34141.76
2018 | Large Office | 0B | 46320.38 | 0 | 22.63 | 7460.52 | 3037.83 | 437.52 | 15213.29 | 0 | 1960.81 | 2241.21 | 1158.74 | 0.14091 | 1158.5991 | 2240.7 | 18.04 | 0 | 0 | 376.06 | 0 | 13119.0691 | 22.63 | 33768.65 | 398.69 | 34167.34
2018 | Large Office | 1A | 46320.38 | 0 | 26.04 | 5750.21 | 3040.13 | 437.58 | 15213.29 | 0 | 1960.81 | 2201.71 | 932.88 | 0.14091 | 932.7391 | 2219.83 | 0 | 116.86 | 0 | 409.3 | 0 | 11221.3491 | 26.04 | 31873.3 | 435.35 | 32308.65
2018 | Large Office | 1B | 46320.38 | 0 | 44.93 | 6571.62 | 3039.77 | 436.86 | 15213.29 | 0 | 1960.81 | 2228 | 994.89 | 0.14091 | 994.7491 | 1981.58 | 106.94 | 0 | 0 | 410.1 | 0 | 11882.8891 | 44.93 | 32533.75 | 455.04 | 32988.79
2018 | Large Office | 2A | 46320.38 | 0 | 56.19 | 4988.87 | 3038.88 | 436.66 | 15213.29 | 0 | 1960.81 | 2131.2 | 832.63 | 0.14091 | 832.4891 | 1963.37 | 5.04 | 62.82 | 0 | 445.38 | 0 | 9983.7891 | 56.19 | 30633.57 | 501.56 | 31135.13
2018 | Large Office | 2B | 46320.38 | 0 | 80.45 | 4725.63 | 3040.53 | 437.08 | 15213.29 | 0 | 1960.81 | 2345.18 | 664.59 | 0.14091 | 664.4491 | 1538.16 | 42.23 | 0 | 0 | 447.63 | 0 | 9315.6491 | 80.45 | 29967.49 | 528.08 | 30495.57
2018 | Large Office | 3A | 46320.38 | 0 | 330.8 | 3966.57 | 3042.06 | 436.97 | 15213.29 | 0 | 1960.81 | 2124.48 | 595.26 | 0.14091 | 595.1191 | 1455.71 | 17.75 | 47.49 | 0 | 507.75 | 0 | 8207.1191 | 330.8 | 28860.39 | 838.54 | 29698.93
2018 | Large Office | 3B | 46320.38 | 0 | 237.63 | 4313.27 | 3040.86 | 436.95 | 15213.29 | 0 | 1960.81 | 2387.41 | 553.99 | 0.14091 | 553.8491 | 1395.41 | 772.55 | 0 | 0 | 491.87 | 0 | 9422.4891 | 237.63 | 30074.54 | 729.5 | 30804.04
2018 | Large Office | 3C | 46320.38 | 0 | 37.28 | 3305.24 | 3042.42 | 438.16 | 15213.29 | 0 | 1960.81 | 2049.21 | 474.23 | 0.14091 | 474.0891 | 1356.55 | 6.66 | 0 | 0 | 515.03 | 0 | 7191.7491 | 37.28 | 27846.57 | 552.31 | 28398.88
2018 | Large Office | 4A | 46320.38 | 0 | 707.28 | 3463.52 | 3042.73 | 438.74 | 15213.29 | 0 | 1960.81 | 2048 | 478.16 | 0.14091 | 478.0191 | 1132.19 | 25.4 | 49.79 | 0 | 557.21 | 0 | 7196.9191 | 707.28 | 27852.63 | 1264.49 | 29117.12
2018 | Large Office | 4B | 46320.38 | 0 | 551.06 | 3927.38 | 3039.05 | 436.89 | 15213.29 | 0 | 1960.81 | 2541.13 | 448.82 | 0.14091 | 448.6791 | 1137.03 | 1198.4 | 0 | 0 | 543.25 | 0 | 9252.6191 | 551.06 | 29902.81 | 1094.31 | 30997.12
2018 | Large Office | 4C | 46320.38 | 0 | 722.38 | 2641.12 | 3046.43 | 438.92 | 15213.29 | 0 | 1960.81 | 2068.94 | 285.78 | 0.14091 | 285.6391 | 870.36 | 15.07 | 0 | 0 | 572.27 | 0 | 5881.1291 | 722.38 | 26540.71 | 1294.64 | 27835.35
2018 | Large Office | 5A | 46320.38 | 0 | 1162.13 | 3042.29 | 3041.16 | 437.51 | 15213.29 | 0 | 1960.81 | 2066.85 | 384.56 | 0.14091 | 384.4191 | 897.87 | 31.73 | 39.97 | 0 | 599.18 | 0 | 6463.1291 | 1162.13 | 27116.05 | 1761.31 | 28877.36
2018 | Large Office | 5B | 46320.38 | 0 | 1406.84 | 3600.55 | 3041.51 | 438.26 | 15213.29 | 0 | 1960.81 | 2549.08 | 396.48 | 0.14091 | 396.3391 | 928.61 | 1328.03 | 0 | 0 | 587.35 | 0 | 8802.6091 | 1406.84 | 29456.62 | 1994.19 | 31450.81
2018 | Large Office | 5C | 46320.38 | 0 | 818.75 | 2432.4 | 3047.33 | 438.58 | 15213.29 | 0 | 1960.81 | 2093.18 | 221.43 | 0.14091 | 221.2891 | 697.66 | 16.41 | 0 | 0 | 596.01 | 0 | 5460.9391 | 818.75 | 26121.09 | 1414.76 | 27535.85
2018 | Large Office | 6A | 46320.38 | 0 | 2181.33 | 3118.7 | 3041.84 | 438.04 | 15213.29 | 0 | 1960.81 | 2137.6 | 407.21 | 0.14091 | 407.0691 | 846.78 | 38.64 | 46.11 | 0 | 630.45 | 0 | 6594.8991 | 2181.33 | 27249.03 | 2811.78 | 30060.81
2018 | Large Office | 6B | 46320.38 | 0 | 2669.88 | 3131.43 | 3043.01 | 437.38 | 15213.29 | 0 | 1960.81 | 2355.33 | 318.07 | 0.14091 | 317.9291 | 794.19 | 908.16 | 0 | 0 | 622.47 | 0 | 7507.0391 | 2669.88 | 28161.67 | 3292.35 | 31454.02
2018 | Large Office | 7 | 46320.38 | 0 | 2002.12 | 2921.74 | 3042.47 | 438.69 | 15213.29 | 0 | 1960.81 | 2149.68 | 388.12 | 0.14091 | 387.9791 | 714.34 | 47.52 | 52.27 | 0 | 667.77 | 0 | 6273.5291 | 2002.12 | 26928.94 | 2669.89 | 29598.83
2018 | Large Office | 8 | 46320.38 | 0 | 3334.62 | 2577.49 | 3072.76 | 444.73 | 15213.29 | 0 | 1960.83 | 2131.19 | 271.75 | 0.14091 | 271.6091 | 528.58 | 287.13 | 57.09 | 0 | 718.22 | 0 | 5853.0891 | 3334.62 | 26544.84 | 4052.84 | 30597.68
2006 | Medium Office | 0A | 4982.19 | 0.01 | 0 | 1581.1 | 562.72 | 226.37 | 816.24 | 0 | 33.79 | 201.88 | 0.15 | 0.15 | 0 | 0 | 0 | 0 | 0 | 67.13 | 0 | 1782.99 | 0 | 3422.26 | 67.13 | 3489.39
2006 | Medium Office | 0B | 4982.19 | 10.1 | 0 | 1401.5 | 562.72 | 226.42 | 816.24 | 0 | 33.79 | 170.75 | 0.15 | 0.15 | 0 | 0 | 0 | 0 | 0 | 67.6 | 0 | 1582.35 | 0 | 3221.67 | 67.6 | 3289.27
2006 | Medium Office | 1A | 4982.19 | 1.24 | 0 | 1018.23 | 562.72 | 226.44 | 816.24 | 0 | 33.79 | 158.07 | 0.15 | 0.15 | 0 | 0 | 0 | 0 | 0 | 70.14 | 0 | 1177.54 | 0 | 2816.88 | 70.14 | 2887.02
2006 | Medium Office | 1B | 4982.19 | 47.35 | 6.16 | 1119 | 562.72 | 226.16 | 816.24 | 0 | 33.79 | 155.41 | 0.15 | 0.15 | 0 | 0 | 0 | 0 | 0 | 70.39 | 0 | 1321.76 | 6.16 | 2960.81 | 76.55 | 3037.36
2006 | Medium Office | 2A | 4982.19 | 50.39 | 27.87 | 896.19 | 562.72 | 226.08 | 816.24 | 0 | 33.79 | 132.25 | 0.15 | 0.15 | 0 | 0 | 0 | 0 | 0 | 73.65 | 0 | 1078.83 | 27.87 | 2717.81 | 101.52 | 2819.33
2006 | Medium Office | 2B | 4982.19 | 72.76 | 6.64 | 629.76 | 562.72 | 226.24 | 816.24 | 0 | 33.79 | 147.21 | 0.15 | 0.15 | 0 | 0 | 0 | 0 | 0 | 73.84 | 0 | 849.73 | 6.64 | 2488.87 | 80.47 | 2569.34
2006 | Medium Office | 3A | 4982.19 | 207.12 | 195.51 | 502.64 | 562.72 | 226.2 | 816.24 | 0 | 33.79 | 109.84 | 0.15 | 0.15 | 0 | 0 | 0 | 0 | 0 | 80.01 | 0 | 819.6 | 195.51 | 2458.71 | 275.52 | 2734.23
2006 | Medium Office | 3B | 4982.19 | 124.32 | 36.06 | 430.75 | 562.72 | 226.19 | 816.24 | 0 | 33.79 | 128.69 | 0.15 | 0.15 | 0 | 0 | 0 | 0 | 0 | 78.36 | 0 | 683.76 | 36.06 | 2322.85 | 114.42 | 2437.27
2006 | Medium Office | 3C | 4982.19 | 59.43 | 12.66 | 293.62 | 562.72 | 226.16 | 816.24 | 0 | 33.79 | 94.94 | 0.15 | 0.15 | 0 | 0 | 0 | 0 | 0 | 80.53 | 0 | 447.99 | 12.66 | 2087.05 | 93.19 | 2180.24
2006 | Medium Office | 4A | 4982.19 | 383.46 | 343.91 | 372.8 | 562.72 | 225.86 | 816.24 | 0 | 33.79 | 104.65 | 0.15 | 0.15 | 0 | 0 | 0 | 0 | 0 | 85.16 | 0 | 860.91 | 343.91 | 2499.67 | 429.06 | 2928.73
2006 | Medium Office | 4B | 4982.19 | 198.58 | 78.69 | 306.25 | 562.72 | 226.03 | 816.24 | 0 | 33.79 | 132.32 | 0.15 | 0.15 | 0 | 0 | 0 | 0 | 0 | 83.63 | 0 | 637.15 | 78.69 | 2276.07 | 162.32 | 2438.39
2006 | Medium Office | 4C | 4982.19 | 285.23 | 261.64 | 122.72 | 562.72 | 225.6 | 816.24 | 0 | 33.79 | 91.13 | 0.15 | 0.15 | 0 | 0 | 0 | 0 | 0 | 86.76 | 0 | 499.08 | 261.64 | 2137.58 | 348.4 | 2485.98
2006 | Medium Office | 5A | 4982.19 | 469.98 | 620.09 | 203.28 | 562.72 | 225.93 | 816.24 | 0 | 33.79 | 96.59 | 0.15 | 0.15 | 0 | 0 | 0 | 0 | 0 | 89.72 | 0 | 769.85 | 620.09 | 2408.67 | 709.81 | 3118.48
2006 | Medium Office | 5B | 4982.19 | 297.18 | 226.13 | 222.89 | 562.72 | 225.93 | 816.24 | 0 | 33.79 | 122.11 | 0.15 | 0.15 | 0 | 0 | 0 | 0 | 0 | 88.36 | 0 | 642.18 | 226.13 | 2281.01 | 314.49 | 2595.5
2006 | Medium Office | 5C | 4982.19 | 297.42 | 409.69 | 77.48 | 562.72 | 225.58 | 816.24 | 0 | 33.79 | 90.07 | 0.15 | 0.15 | 0 | 0 | 0 | 0 | 0 | 89.35 | 0 | 464.97 | 409.69 | 2103.45 | 499.04 | 2602.49
2006 | Medium Office | 6A | 4982.19 | 674.84 | 816.99 | 221.84 | 562.72 | 225.82 | 816.24 | 0 | 33.79 | 102.81 | 0.15 | 0.15 | 0 | 0 | 0 | 0 | 0 | 93.11 | 0 | 999.49 | 816.99 | 2638.21 | 910.1 | 3548.31
2006 | Medium Office | 6B | 4982.19 | 510.42 | 482.86 | 143.61 | 562.72 | 225.66 | 816.24 | 0 | 33.79 | 108.33 | 0.15 | 0.15 | 0 | 0 | 0 | 0 | 0 | 92.21 | 0 | 762.36 | 482.86 | 2400.92 | 575.07 | 2975.99
2006 | Medium Office | 7 | 4982.19 | 674.9 | 1073.83 | 218.88 | 562.72 | 225.52 | 816.24 | 0 | 33.79 | 104.42 | 0.15 | 0.15 | 0 | 0 | 0 | 0 | 0 | 97.15 | 0 | 998.2 | 1073.83 | 2636.62 | 1170.98 | 3807.6
2006 | Medium Office | 8 | 4982.19 | 946.01 | 1550.71 | 143.95 | 562.72 | 224.28 | 816.24 | 0 | 33.79 | 108.07 | 0.15 | 0.15 | 0 | 0 | 0 | 0 | 0 | 102.69 | 0 | 1198.03 | 1550.71 | 2835.2 | 1653.4 | 4488.6
2009 | Medium Office | 0A | 4982.19 | 0 | 0 | 1398.71 | 562.72 | 124.66 | 816.24 | 0 | 33.79 | 166.22 | 0.15 | 0.15 | 0 | 0 | 0 | 0 | 0 | 67.14 | 0 | 1564.93 | 0 | 3102.49 | 67.14 | 3169.63
2009 | Medium Office | 0B | 4982.19 | 6.47 | 0 | 1273.58 | 562.72 | 124.68 | 816.24 | 0 | 33.79 | 146.04 | 0.15 | 0.15 | 0 | 0 | 0 | 0 | 0 | 67.6 | 0 | 1426.09 | 0 | 2963.67 | 67.6 | 3031.27
2009 | Medium Office | 1A | 4982.19 | 0.57 | 0 | 929.54 | 562.72 | 124.7 | 816.24 | 0 | 33.79 | 140.67 | 0.15 | 0.15 | 0 | 0 | 0 | 0 | 0 | 70.15 | 0 | 1070.78 | 0 | 2608.38 | 70.15 | 2678.53
2009 | Medium Office | 1B | 4982.19 | 29.62 | 4.45 | 1021.23 | 562.72 | 124.54 | 816.24 | 0 | 33.79 | 137.72 | 0.15 | 0.15 | 0 | 0 | 0 | 0 | 0 | 70.39 | 0 | 1188.57 | 4.45 | 2726.01 | 74.83 | 2800.84
2009 | Medium Office | 2A | 4982.19 | 25.5 | 26.57 | 807.54 | 562.72 | 124.5 | 816.24 | 0 | 33.79 | 118.24 | 0.15 | 0.15 | 0 | 0 | 0 | 0 | 0 | 73.65 | 0 | 951.28 | 26.57 | 2488.68 | 100.21 | 2588.89
2009 | Medium Office | 2B | 4982.19 | 38.09 | 7.56 | 586.71 | 562.72 | 124.59 | 816.24 | 0 | 33.79 | 132.23 | 0.15 | 0.15 | 0 | 0 | 0 | 0 | 0 | 73.83 | 0 | 757.03 | 7.56 | 2294.52 | 81.4 | 2375.92
2009 | Medium Office | 3A | 4982.19 | 107.7 | 120.93 | 421.39 | 562.72 | 124.56 | 816.24 | 0 | 33.79 | 98.87 | 0.15 | 0.15 | 0 | 0 | 0 | 0 | 0 | 79.97 | 0 | 627.96 | 120.93 | 2165.42 | 200.91 | 2366.33
2009 | Medium Office | 3B | 4982.19 | 57.38 | 36.38 | 400.1 | 562.72 | 124.56 | 816.24 | 0 | 33.79 | 117.12 | 0.15 | 0.15 | 0 | 0 | 0 | 0 | 0 | 78.33 | 0 | 574.6 | 36.38 | 2112.06 | 114.71 | 2226.77
2009 | Medium Office | 3C | 4982.19 | 18.93 | 16.53 | 260.25 | 562.72 | 124.54 | 816.24 | 0 | 33.79 | 87.91 | 0.15 | 0.15 | 0 | 0 | 0 | 0 | 0 | 80.49 | 0 | 367.09 | 16.53 | 1904.53 | 97.02 | 2001.55
2009 | Medium Office | 4A | 4982.19 | 195.36 | 298.51 | 298.47 | 562.72 | 124.37 | 816.24 | 0 | 33.79 | 93.81 | 0.15 | 0.15 | 0 | 0 | 0 | 0 | 0 | 85.1 | 0 | 587.64 | 298.51 | 2124.91 | 383.61 | 2508.52
2009 | Medium Office | 4B | 4982.19 | 85.08 | 72.85 | 283.65 | 562.72 | 124.47 | 816.24 | 0 | 33.79 | 126.04 | 0.15 | 0.15 | 0 | 0 | 0 | 0 | 0 | 83.6 | 0 | 494.77 | 72.85 | 2032.14 | 156.44 | 2188.58
2009 | Medium Office | 4C | 4982.19 | 153.38 | 193.65 | 105.62 | 562.72 | 124.23 | 816.24 | 0 | 33.79 | 88.68 | 0.15 | 0.15 | 0 | 0 | 0 | 0 | 0 | 86.73 | 0 | 347.68 | 193.65 | 1884.8 | 280.38 | 2165.18
2009 | Medium Office | 5A | 4982.19 | 300.87 | 491.57 | 184.76 | 562.72 | 124.41 | 816.24 | 0 | 33.79 | 88.76 | 0.15 | 0.15 | 0 | 0 | 0 | 0 | 0 | 89.63 | 0 | 574.39 | 491.57 | 2111.71 | 581.2 | 2692.91
2009 | Medium Office | 5B | 4982.19 | 179.89 | 187.12 | 209.8 | 562.72 | 124.42 | 816.24 | 0 | 33.79 | 116.76 | 0.15 | 0.15 | 0 | 0 | 0 | 0 | 0 | 88.31 | 0 | 506.45 | 187.12 | 2043.76 | 275.43 | 2319.19
2009 | Medium Office | 5C | 4982.19 | 138.74 | 293.39 | 61.74 | 562.72 | 124.22 | 816.24 | 0 | 33.79 | 87.18 | 0.15 | 0.15 | 0 | 0 | 0 | 0 | 0 | 89.28 | 0 | 287.66 | 293.39 | 1824.77 | 382.68 | 2207.45
2009 | Medium Office | 6A | 4982.19 | 465.11 | 660.93 | 203.83 | 562.72 | 124.36 | 816.24 | 0 | 33.79 | 95.13 | 0.15 | 0.15 | 0 | 0 | 0 | 0 | 0 | 93.03 | 0 | 764.07 | 660.93 | 2301.32 | 753.95 | 3055.27
2009 | Medium Office | 6B | 4982.19 | 330.89 | 385.98 | 134.79 | 562.72 | 124.27 | 816.24 | 0 | 33.79 | 104.27 | 0.15 | 0.15 | 0 | 0 | 0 | 0 | 0 | 92.16 | 0 | 569.95 | 385.98 | 2107.11 | 478.13 | 2585.24
2009 | Medium Office | 7 | 4982.19 | 456.16 | 828.99 | 209.17 | 562.72 | 124.19 | 816.24 | 0 | 33.79 | 99.67 | 0.15 | 0.15 | 0 | 0 | 0 | 0 | 0 | 97.06 | 0 | 765 | 828.99 | 2302.1 | 926.05 | 3228.15
2009 | Medium Office | 8 | 4982.19 | 672.4 | 1215.81 | 140.44 | 562.72 | 123.5 | 816.24 | 0 | 33.79 | 103.49 | 0.15 | 0.15 | 0 | 0 | 0 | 0 | 0 | 102.57 | 0 | 916.33 | 1215.81 | 2452.74 | 1318.38 | 3771.12
2012 | Medium Office | 0A | 4982.19 | 0 | 0 | 1096.58 | 303.6 | 124.66 | 816.24 | 0 | 19.13 | 125.29 | 0.15 | 0.15 | 0 | 0 | 0 | 19.42 | 0 | 67.13 | 0 | 1241.29 | 0 | 2505.07 | 67.13 | 2572.2
2012 | Medium Office | 0B | 4982.19 | 0.59 | 0.01 | 1020.38 | 305.95 | 124.68 | 816.24 | 0 | 19.13 | 118.34 | 0.15 | 0.15 | 0 | 0 | 0 | 0 | 0 | 67.6 | 0 | 1139.31 | 0.01 | 2405.47 | 67.61 | 2473.08
2012 | Medium Office | 1A | 4982.19 | 0.01 | 0 | 697.24 | 308.92 | 124.7 | 816.24 | 0 | 19.14 | 106.47 | 0.15 | 0.15 | 0 | 0 | 0 | 37.85 | 0 | 70.1 | 0 | 841.57 | 0 | 2110.71 | 70.1 | 2180.81
2012 | Medium Office | 1B | 4982.19 | 3.53 | 11.3 | 817.5 | 309.1 | 124.54 | 816.24 | 0 | 19.14 | 107.24 | 0.15 | 0.15 | 0 | 0 | 0 | 0 | 0 | 70.36 | 0 | 928.27 | 11.3 | 2197.44 | 81.66 | 2279.1
2012 | Medium Office | 2A | 4982.19 | 7.1 | 5.97 | 571.57 | 310.07 | 124.5 | 816.24 | 0 | 19.14 | 93.29 | 0.15 | 0.15 | 0 | 0 | 0 | 25.34 | 0 | 73.6 | 0 | 697.3 | 5.97 | 1967.39 | 79.58 | 2046.97
2012 | Medium Office | 2B | 4982.19 | 9.98 | 15.46 | 472.22 | 312.03 | 124.59 | 816.24 | 0 | 19.14 | 106.56 | 0.15 | 0.15 | 0 | 0 | 0 | 0 | 0 | 73.81 | 0 | 588.76 | 15.46 | 1860.9 | 89.28 | 1950.18
2012 | Medium Office | 3A | 4982.19 | 66.59 | 116.48 | 347.22 | 315.01 | 124.56 | 816.24 | 0 | 19.15 | 79.54 | 0.15 | 0.15 | 0 | 0 | 0 | 11.08 | 0 | 79.92 | 0 | 504.43 | 116.48 | 1779.55 | 196.4 | 1975.95
2012 | Medium Office | 3B | 4982.19 | 24.8 | 62.42 | 325.39 | 311 | 124.56 | 816.24 | 0 | 19.14 | 96.6 | 0.15 | 0.15 | 0 | 0 | 0 | 0 | 0 | 78.27 | 0 | 446.79 | 62.42 | 1717.88 | 140.69 | 1858.57
2012 | Medium Office | 3C | 4982.19 | 7.66 | 47.71 | 210.45 | 311.69 | 124.54 | 816.24 | 0 | 19.14 | 72.57 | 0.15 | 0.15 | 0 | 0 | 0 | 0 | 0 | 80.47 | 0 | 290.68 | 47.71 | 1562.45 | 128.18 | 1690.63
2012 | Medium Office | 4A | 4982.19 | 104.28 | 264.6 | 252.58 | 309.45 | 124.37 | 816.24 | 0 | 19.14 | 79.03 | 0.15 | 0.15 | 0 | 0 | 0 | 11.89 | 0 | 85.07 | 0 | 447.78 | 264.6 | 1717.14 | 349.67 | 2066.81
2012 | Medium Office | 4B | 4982.19 | 33.19 | 108.2 | 238.74 | 304.04 | 124.47 | 816.24 | 0 | 19.13 | 108.31 | 0.15 | 0.15 | 0 | 0 | 0 | 0 | 0 | 83.57 | 0 | 380.24 | 108.2 | 1644.27 | 191.76 | 1836.03
2012 | Medium Office | 4C | 4982.19 | 81.98 | 347.6 | 89.1 | 315.51 | 124.23 | 816.24 | 0 | 19.15 | 75.77 | 0.15 | 0.15 | 0 | 0 | 0 | 0 | 0 | 86.72 | 0 | 246.85 | 347.6 | 1522.14 | 434.32 | 1956.46
2012 | Medium Office | 5A | 4982.19 | 187.99 | 230.88 | 153.1 | 309.4 | 124.41 | 816.24 | 0 | 19.14 | 73.86 | 0.15 | 0.15 | 0 | 0 | 0 | 20.95 | 0 | 89.62 | 0 | 435.9 | 230.88 | 1705.24 | 320.5 | 2025.74
2012 | Medium Office | 5B | 4982.19 | 98.95 | 253.13 | 177.12 | 307.64 | 124.42 | 816.24 | 0 | 19.14 | 98.71 | 0.15 | 0.15 | 0 | 0 | 0 | 0 | 0 | 88.29 | 0 | 374.78 | 253.13 | 1642.36 | 341.42 | 1983.78
2012 | Medium Office | 5C | 4982.19 | 100.13 | 538.65 | 51.56 | 315.9 | 124.22 | 816.24 | 0 | 19.15 | 79.12 | 0.15 | 0.15 | 0 | 0 | 0 | 0 | 0 | 89.3 | 0 | 230.81 | 538.65 | 1506.49 | 627.95 | 2134.44
2012 | Medium Office | 6A | 4982.19 | 285.95 | 590.66 | 169.99 | 310.4 | 124.36 | 816.24 | 0 | 19.14 | 78.02 | 0.15 | 0.15 | 0 | 0 | 0 | 10.28 | 0 | 92.98 | 0 | 544.24 | 590.66 | 1814.52 | 683.64 | 2498.16
2012 | Medium Office | 6B | 4982.19 | 186.45 | 508.3 | 112.99 | 310.7 | 124.27 | 816.24 | 0 | 19.14 | 86.91 | 0.15 | 0.15 | 0 | 0 | 0 | 0 | 0 | 92.11 | 0 | 386.35 | 508.3 | 1656.85 | 600.42 | 2257.27
2012 | Medium Office | 7 | 4982.19 | 271.4 | 512.08 | 133.37 | 309.86 | 124.19 | 816.24 | 0 | 19.14 | 82.22 | 0.15 | 0.15 | 0 | 0 | 0 | 20.59 | 0 | 97.04 | 0 | 507.58 | 512.08 | 1777.16 | 609.11 | 2386.27
2012 | Medium Office | 8 | 4982.19 | 393.09 | 815.98 | 55.46 | 335.66 | 123.5 | 816.24 | 0 | 19.2 | 86.25 | 0.15 | 0.15 | 0 | 0 | 0 | 21.42 | 0 | 102.54 | 0 | 556.22 | 815.98 | 1850.98 | 918.52 | 2769.5
2015 | Medium Office | 0A | 4982.19 | 0 | 0 | 932.88 | 331.32 | 102.09 | 806.67 | 0 | 18.87 | 118.71 | 0.02 | 0.15 | -0.13 | 0 | 0 | 17.17 | 0 | 54.53 | 0 | 1068.63 | 0 | 2327.74 | 54.53 | 2382.27
2015 | Medium Office | 0B | 4982.19 | 0.6 | 0 | 885.83 | 331.4 | 102.07 | 806.67 | 0 | 18.87 | 108.08 | 0.02 | 0.15 | -0.13 | 0 | 0 | 0 | 0 | 54.46 | 0 | 994.38 | 0 | 2253.55 | 54.46 | 2308.01
2015 | Medium Office | 1A | 4982.19 | 0.01 | 0 | 656.42 | 331.78 | 102.08 | 806.67 | 0 | 18.87 | 102.5 | 0.02 | 0.15 | -0.13 | 0 | 0 | 16.76 | 0 | 58.14 | 0 | 775.56 | 0 | 2035.11 | 58.14 | 2093.25
2015 | Medium Office | 1B | 4982.19 | 3.43 | 1.23 | 725.69 | 331.71 | 101.93 | 806.67 | 0 | 18.87 | 102.31 | 0.02 | 0.15 | -0.13 | 0 | 0 | 0 | 0 | 58.35 | 0 | 831.3 | 1.23 | 2090.63 | 59.58 | 2150.21
2015 | Medium Office | 2A | 4982.19 | 5.54 | 3.86 | 551.75 | 331.54 | 101.89 | 806.67 | 0 | 18.87 | 90.32 | 0.02 | 0.15 | -0.13 | 0 | 0 | 11.07 | 0 | 62.34 | 0 | 658.55 | 3.86 | 1917.67 | 66.19 | 1983.86
2015 | Medium Office | 2B | 4982.19 | 10.07 | 4.03 | 452.95 | 331.8 | 101.98 | 806.67 | 0 | 18.88 | 101.7 | 0.02 | 0.15 | -0.13 | 0 | 0 | 0 | 0 | 62.62 | 0 | 564.59 | 4.03 | 1824.07 | 66.65 | 1890.72
2015 | Medium Office | 3A | 4982.19 | 52.23 | 39.39 | 323.96 | 332.04 | 101.95 | 806.67 | 0 | 18.88 | 78.9 | 0.02 | 0.15 | -0.13 | 0 | 0 | 9.62 | 0 | 69.6 | 0 | 464.58 | 39.39 | 1724.27 | 108.99 | 1833.26
2015 | Medium Office | 3B | 4982.19 | 18.82 | 20.52 | 316.54 | 331.87 | 101.95 | 806.67 | 0 | 18.88 | 93.29 | 0.02 | 0.15 | -0.13 | 0 | 0 | 0 | 0 | 67.74 | 0 | 428.52 | 20.52 | 1688.04 | 88.26 | 1776.3
2015 | Medium Office | 3C | 4982.19 | 6.24 | 2.22 | 211.71 | 332.17 | 102.12 | 806.67 | 0 | 18.88 | 70.73 | 0.02 | 0.15 | -0.13 | 0 | 0 | 0 | 0 | 70.41 | 0 | 288.55 | 2.22 | 1548.54 | 72.62 | 1621.16
2015 | Medium Office | 4A | 4982.19 | 106.09 | 111.34 | 236.63 | 332.09 | 102.16 | 806.67 | 0 | 18.88 | 79.42 | 0.02 | 0.15 | -0.13 | 0 | 0 | 0 | 0 | 75.39 | 0 | 422.01 | 111.34 | 1681.95 | 186.73 | 1868.68
2015 | Medium Office | 4B | 4982.19 | 31.19 | 35.24 | 234.56 | 331.48 | 101.91 | 806.67 | 0 | 18.87 | 104.1 | 0.02 | 0.15 | -0.13 | 0 | 0 | 0 | 0 | 73.7 | 0 | 369.72 | 35.24 | 1628.81 | 108.94 | 1737.75
2015 | Medium Office | 4C | 4982.19 | 86.94 | 47.94 | 89.81 | 332.62 | 102.14 | 806.67 | 0 | 18.88 | 74.26 | 0.02 | 0.15 | -0.13 | 0 | 0 | 0 | 0 | 77.13 | 0 | 250.88 | 47.94 | 1511.33 | 125.07 | 1636.4
2015 | Medium Office | 5A | 4982.19 | 190.05 | 217.8 | 153.24 | 331.88 | 101.99 | 806.67 | 0 | 18.88 | 76.29 | 0.02 | 0.15 | -0.13 | 0 | 0 | 0 | 0 | 80.3 | 0 | 419.45 | 217.8 | 1679.02 | 298.1 | 1977.12
2015 | Medium Office | 5B | 4982.19 | 93.44 | 108.35 | 174.58 | 331.95 | 102.1 | 806.67 | 0 | 18.88 | 96.2 | 0.02 | 0.15 | -0.13 | 0 | 0 | 0 | 0 | 78.88 | 0 | 364.09 | 108.35 | 1623.83 | 187.24 | 1811.07
2015 | Medium Office | 5C | 4982.19 | 85.37 | 66.67 | 51.53 | 332.91 | 102.09 | 806.67 | 0 | 18.88 | 74.92 | 0.02 | 0.15 | -0.13 | 0 | 0 | 0 | 0 | 79.89 | 0 | 211.69 | 66.67 | 1472.38 | 146.56 | 1618.94
2015 | Medium Office | 6A | 4982.19 | 292.24 | 348.76 | 167.47 | 332.07 | 102.05 | 806.67 | 0 | 18.88 | 80.66 | 0.02 | 0.15 | -0.13 | 0 | 0 | 0 | 0 | 83.98 | 0 | 540.24 | 348.76 | 1800.05 | 432.74 | 2232.79
2015 | Medium Office | 6B | 4982.19 | 193.41 | 217.38 | 112.52 | 332.27 | 101.92 | 806.67 | 0 | 18.88 | 88.49 | 0.02 | 0.15 | -0.13 | 0 | 0 | 0 | 0 | 83.01 | 0 | 394.29 | 217.38 | 1654.18 | 300.39 | 1954.57
2015 | Medium Office | 7 | 4982.19 | 284.13 | 157.08 | 131.1 | 332.19 | 102.09 | 806.67 | 0 | 18.88 | 85.25 | 0.02 | 0.15 | -0.13 | 0 | 0 | 25.73 | 0 | 88.29 | 0 | 526.08 | 157.08 | 1786.06 | 245.37 | 2031.43
2015 | Medium Office | 8 | 4982.19 | 425.55 | 336.33 | 58.32 | 337.28 | 102.77 | 806.67 | 0 | 18.89 | 89.92 | 0.02 | 0.15 | -0.13 | 0 | 0 | 26.29 | 0 | 94.17 | 0 | 599.95 | 336.33 | 1865.7 | 430.5 | 2296.2
2018 | Medium Office | 0A | 4982.19 | 0 | 0 | 899.09 | 307.81 | 66.17 | 806.67 | 0 | 13.01 | 118.51 | 0.02 | 0.15 | -0.13 | 0 | 0 | 17.36 | 0 | 54.52 | 0 | 1034.83 | 0 | 2228.64 | 54.52 | 2283.16
2018 | Medium Office | 0B | 4982.19 | 0.41 | 0 | 880.47 | 307.88 | 66.16 | 806.67 | 0 | 13.01 | 107.25 | 0.02 | 0.15 | -0.13 | 0 | 0 | 0 | 0 | 54.45 | 0 | 988 | 0 | 2181.87 | 54.45 | 2236.32
2018 | Medium Office | 1A | 4982.19 | 0.01 | 0 | 639.64 | 308.23 | 66.17 | 806.67 | 0 | 13.01 | 102.03 | 0.02 | 0.15 | -0.13 | 0 | 0 | 16.92 | 0 | 58.11 | 0 | 758.47 | 0 | 1952.69 | 58.11 | 2010.8
2018 | Medium Office | 1B | 4982.19 | 2.04 | 1.6 | 718.4 | 308.17 | 66.07 | 806.67 | 0 | 13.01 | 101.12 | 0.02 | 0.15 | -0.13 | 0 | 0 | 0 | 0 | 58.31 | 0 | 821.43 | 1.6 | 2015.48 | 59.91 | 2075.39
2018 | Medium Office | 2A | 4982.19 | 3.9 | 4.47 | 537.48 | 308.01 | 66.04 | 806.67 | 0 | 13.01 | 88.41 | 0.02 | 0.15 | -0.13 | 0 | 0 | 12.5 | 0 | 62.31 | 0 | 642.16 | 4.47 | 1836.03 | 66.78 | 1902.81
2018 | Medium Office | 2B | 4982.19 | 5.59 | 5.29 | 448.4 | 308.25 | 66.1 | 806.67 | 0 | 13.01 | 99.05 | 0.02 | 0.15 | -0.13 | 0 | 0 | 0 | 0 | 62.57 | 0 | 552.91 | 5.29 | 1747.09 | 67.86 | 1814.95
2018 | Medium Office | 3A | 4982.19 | 44.01 | 41.25 | 316.23 | 308.47 | 66.08 | 806.67 | 0 | 13.01 | 75.65 | 0.02 | 0.15 | -0.13 | 0 | 0 | 9.93 | 0 | 69.58 | 0 | 445.69 | 41.25 | 1640.07 | 110.83 | 1750.9
2018 | Medium Office | 3B | 4982.19 | 12.53 | 24.26 | 313.18 | 308.32 | 66.08 | 806.67 | 0 | 13.01 | 90.56 | 0.02 | 0.15 | -0.13 | 0 | 0 | 0 | 0 | 67.71 | 0 | 416.14 | 24.26 | 1610.36 | 91.97 | 1702.33
2018 | Medium Office | 3C | 4982.19 | 5.26 | 2.86 | 207.66 | 308.59 | 66.2 | 806.67 | 0 | 13.01 | 67.53 | 0.02 | 0.15 | -0.13 | 0 | 0 | 0 | 0 | 70.38 | 0 | 280.32 | 2.86 | 1474.94 | 73.25 | 1548.19
2018 | Medium Office | 4A | 4982.19 | 95.04 | 121.69 | 227.04 | 308.64 | 66.23 | 806.67 | 0 | 13.01 | 71.73 | 0.02 | 0.15 | -0.13 | 0 | 0 | 0 | 0 | 75.34 | 0 | 393.68 | 121.69 | 1588.38 | 197.03 | 1785.41
2018 | Medium Office | 4B | 4982.19 | 23.14 | 45.2 | 224.08 | 308.06 | 66.06 | 806.67 | 0 | 13.01 | 94.38 | 0.02 | 0.15 | -0.13 | 0 | 0 | 0 | 0 | 73.69 | 0 | 341.47 | 45.2 | 1535.41 | 118.88 | 1654.29
2018 | Medium Office | 4C | 4982.19 | 62.67 | 60.42 | 84.07 | 309.19 | 66.22 | 806.67 | 0 | 13.01 | 64.56 | 0.02 | 0.15 | -0.13 | 0 | 0 | 0 | 0 | 77.1 | 0 | 211.17 | 60.42 | 1406.41 | 137.52 | 1543.93
2018 | Medium Office | 5A | 4982.19 | 172.31 | 223.1 | 147.85 | 308.39 | 66.11 | 806.67 | 0 | 13.01 | 68.95 | 0.02 | 0.15 | -0.13 | 0 | 0 | 0 | 0 | 80.27 | 0 | 388.98 | 223.1 | 1583.31 | 303.37 | 1886.68
2018 | Medium Office | 5B | 4982.19 | 76.56 | 117.88 | 169.47 | 308.44 | 66.19 | 806.67 | 0 | 13.01 | 89.48 | 0.02 | 0.15 | -0.13 | 0 | 0 | 0 | 0 | 78.83 | 0 | 335.38 | 117.88 | 1529.84 | 196.72 | 1726.56
2018 | Medium Office | 5C | 4982.19 | 60.53 | 80.77 | 48.02 | 309.35 | 66.19 | 806.67 | 0 | 13.01 | 66.38 | 0.02 | 0.15 | -0.13 | 0 | 0 | 0 | 0 | 79.85 | 0 | 174.8 | 80.77 | 1370.17 | 160.62 | 1530.79
2018 | Medium Office | 6A | 4982.19 | 265.01 | 346.58 | 164.82 | 308.5 | 66.15 | 806.67 | 0 | 13.01 | 73.33 | 0.02 | 0.15 | -0.13 | 0 | 0 | 0 | 0 | 83.92 | 0 | 503.03 | 346.58 | 1697.51 | 430.5 | 2128.01
2018 | Medium Office | 6B | 4982.19 | 163.04 | 222.72 | 110.95 | 308.68 | 66.07 | 806.67 | 0 | 13.01 | 80.29 | 0.02 | 0.15 | -0.13 | 0 | 0 | 0 | 0 | 82.97 | 0 | 354.15 | 222.72 | 1548.72 | 305.69 | 1854.41
2018 | Medium Office | 7 | 4982.19 | 250.63 | 84.67 | 127.99 | 308.6 | 66.19 | 806.67 | 0 | 13.01 | 76.81 | 0.02 | 0.15 | -0.13 | 0 | 0 | 23.19 | 0 | 88.24 | 0 | 478.49 | 84.67 | 1673.12 | 172.91 | 1846.03
2018 | Medium Office | 8 | 4982.19 | 376.02 | 191.72 | 57.14 | 313.32 | 66.68 | 806.67 | 0 | 13.02 | 78.97 | 0.02 | 0.15 | -0.13 | 0 | 0 | 24.4 | 0 | 94.14 | 0 | 536.4 | 191.72 | 1736.25 | 285.86 | 2022.11
2006 | Mid-Rise Apartment | 0A | 3134.61 | 0 | 0 | 767.58 | 146.33 | 73.05 | 517.64 | 0 | 0 | 177.59 | 0 | 0 | 0 | 0 | 0 | 0 | 270.32 | 0 | 0 | 945.17 | 0 | 1952.51 | 0 | 1952.51
2006 | Mid-Rise Apartment | 0B | 3134.61 | 0 | 0.03 | 697.51 | 146.33 | 73.06 | 517.64 | 0 | 0 | 173.57 | 0 | 0 | 0 | 0 | 0 | 0 | 269.19 | 0 | 0 | 871.08 | 0.03 | 1877.3 | 0.03 | 1877.33
2006 | Mid-Rise Apartment | 1A | 3134.61 | 0 | 0 | 516.62 | 146.33 | 73.07 | 517.64 | 0 | 0 | 142.71 | 0 | 0 | 0 | 0 | 0 | 0 | 291.46 | 0 | 0 | 659.33 | 0 | 1687.83 | 0 | 1687.83
2006 | Mid-Rise Apartment | 1B | 3134.61 | 0 | 10.02 | 529.29 | 146.33 | 72.98 | 517.64 | 0 | 0 | 152.28 | 0 | 0 | 0 | 0 | 0 | 0 | 292.31 | 0 | 0 | 681.57 | 10.02 | 1710.83 | 10.02 | 1720.85
2006 | Mid-Rise Apartment | 2A | 3134.61 | 0 | 27.53 | 409.69 | 146.33 | 72.96 | 517.64 | 0 | 0 | 121.87 | 0 | 0 | 0 | 0 | 0 | 0 | 316.01 | 0 | 0 | 531.56 | 27.53 | 1584.51 | 27.53 | 1612.04
2006 | Mid-Rise Apartment | 2B | 3134.61 | 0 | 28.46 | 335.83 | 146.33 | 73.01 | 517.64 | 0 | 0 | 127.16 | 0 | 0 | 0 | 0 | 0 | 0 | 317.66 | 0 | 0 | 462.99 | 28.46 | 1517.63 | 28.46 | 1546.09
2006 | Mid-Rise Apartment | 3A | 3134.61 | 0 | 246.87 | 217.85 | 146.33 | 72.99 | 517.64 | 0 | 0 | 99.46 | 0 | 0 | 0 | 0 | 0 | 0 | 358.21 | 0 | 0 | 317.31 | 246.87 | 1412.49 | 246.87 | 1659.36
2006 | Mid-Rise Apartment | 3B | 3134.61 | 0 | 100.99 | 232.58 | 146.33 | 72.99 | 517.64 | 0 | 0 | 110.95 | 0 | 0 | 0 | 0 | 0 | 0 | 347.38 | 0 | 0 | 343.53 | 100.99 | 1427.88 | 100.99 | 1528.87
2006 | Mid-Rise Apartment | 3C | 3134.61 | 0 | 27.16 | 110.16 | 146.33 | 72.98 | 517.64 | 0 | 0 | 72.1 | 0 | 0 | 0 | 0 | 0 | 0 | 362.45 | 0 | 0 | 182.26 | 27.16 | 1281.66 | 27.16 | 1308.82
2006 | Mid-Rise Apartment | 4A | 3134.61 | 0 | 553.54 | 153.26 | 146.33 | 72.88 | 517.64 | 0 | 0 | 94.81 | 0 | 0 | 0 | 0 | 0 | 0 | 391.33 | 0 | 0 | 248.07 | 553.54 | 1376.25 | 553.54 | 1929.79
2006 | Mid-Rise Apartment | 4B | 3134.61 | 0 | 223.66 | 165.01 | 146.33 | 72.94 | 517.64 | 0 | 0 | 104.29 | 0 | 0 | 0 | 0 | 0 | 0 | 381.67 | 0 | 0 | 269.3 | 223.66 | 1387.88 | 223.66 | 1611.54
2006 | Mid-Rise Apartment | 4C | 3134.61 | 0 | 285.09 | 53.43 | 146.33 | 72.8 | 517.64 | 0 | 0 | 72.74 | 0 | 0 | 0 | 0 | 0 | 0 | 401.32 | 0 | 0 | 126.17 | 285.09 | 1264.26 | 285.09 | 1549.35
2006 | Mid-Rise Apartment | 5A | 3134.61 | 0 | 773.47 | 85.3 | 146.33 | 72.91 | 517.64 | 0 | 0 | 88.17 | 0 | 0 | 0 | 0 | 0 | 0 | 419.15 | 0 | 0 | 173.47 | 773.47 | 1329.5 | 773.47 | 2102.97
2006 | Mid-Rise Apartment | 5B | 3134.61 | 0 | 399.84 | 114.79 | 146.33 | 72.91 | 517.64 | 0 | 0 | 95.58 | 0 | 0 | 0 | 0 | 0 | 0 | 411.01 | 0 | 0 | 210.37 | 399.84 | 1358.26 | 399.84 | 1758.1
2006 | Mid-Rise Apartment | 5C | 3134.61 | 0 | 278.86 | 36.17 | 146.33 | 72.79 | 517.64 | 0 | 0 | 67.62 | 0 | 0 | 0 | 0 | 0 | 0 | 417.09 | 0 | 0 | 103.79 | 278.86 | 1257.64 | 278.86 | 1536.5
2006 | Mid-Rise Apartment | 6A | 3134.61 | 0 | 1115.55 | 91.62 | 146.33 | 72.87 | 517.64 | 0 | 0 | 96.02 | 0 | 0 | 0 | 0 | 0 | 0 | 439.67 | 0 | 0 | 187.64 | 1115.55 | 1364.15 | 1115.55 | 2479.7
2006 | Mid-Rise Apartment | 6B | 3134.61 | 0 | 756.06 | 69.59 | 146.33 | 72.82 | 517.64 | 0 | 0 | 90.93 | 0 | 0 | 0 | 0 | 0 | 0 | 434.49 | 0 | 0 | 160.52 | 756.06 | 1331.8 | 756.06 | 2087.86
2006 | Mid-Rise Apartment | 7 | 3134.61 | 0 | 1138.25 | 72.76 | 146.33 | 72.77 | 517.64 | 0 | 0 | 95.56 | 0 | 0 | 0 | 0 | 0 | 0 | 463.94 | 0 | 0 | 168.32 | 1138.25 | 1369.01 | 1138.25 | 2507.26
2006 | Mid-Rise Apartment | 8 | 3134.61 | 0 | 1425.46 | 46.45 | 146.33 | 72.37 | 517.64 | 0 | 0 | 103.61 | 0 | 0 | 0 | 0 | 0 | 0 | 496.79 | 0 | 0 | 150.06 | 1425.46 | 1383.2 | 1425.46 | 2808.66
2009 | Mid-Rise Apartment | 0A | 3134.61 | 0 | 0 | 627.86 | 146.33 | 39.47 | 517.64 | 0 | 0 | 175.93 | 0 | 0 | 0 | 0 | 0 | 0 | 270.32 | 0 | 0 | 803.79 | 0 | 1777.56 | 0 | 1777.56
2009 | Mid-Rise Apartment | 0B | 3134.61 | 0 | 0.01 | 570.79 | 146.33 | 39.48 | 517.64 | 0 | 0 | 172.46 | 0 | 0 | 0 | 0 | 0 | 0 | 269.18 | 0 | 0 | 743.25 | 0.01 | 1715.89 | 0.01 | 1715.9
2009 | Mid-Rise Apartment | 1A | 3134.61 | 0 | 0 | 423.15 | 146.33 | 39.49 | 517.64 | 0 | 0 | 141.69 | 0 | 0 | 0 | 0 | 0 | 0 | 291.45 | 0 | 0 | 564.84 | 0 | 1559.75 | 0 | 1559.75
2009 | Mid-Rise Apartment | 1B | 3134.61 | 0 | 7.35 | 432.71 | 146.33 | 39.44 | 517.64 | 0 | 0 | 150.9 | 0 | 0 | 0 | 0 | 0 | 0 | 292.3 | 0 | 0 | 583.61 | 7.35 | 1579.31 | 7.35 | 1586.66
2009 | Mid-Rise Apartment | 2A | 3134.61 | 0 | 17.77 | 326.46 | 146.33 | 39.42 | 517.64 | 0 | 0 | 116.07 | 0 | 0 | 0 | 0 | 0 | 0 | 315.94 | 0 | 0 | 442.53 | 17.77 | 1461.86 | 17.77 | 1479.63
2009 | Mid-Rise Apartment | 2B | 3134.61 | 0 | 15.47 | 261.53 | 146.33 | 39.45 | 517.64 | 0 | 0 | 119.82 | 0 | 0 | 0 | 0 | 0 | 0 | 317.54 | 0 | 0 | 381.35 | 15.47 | 1402.3 | 15.47 | 1417.77
2009 | Mid-Rise Apartment | 3A | 3134.61 | 0 | 193.77 | 173.69 | 146.33 | 39.44 | 517.64 | 0 | 0 | 94.12 | 0 | 0 | 0 | 0 | 0 | 0 | 358.11 | 0 | 0 | 267.81 | 193.77 | 1329.33 | 193.77 | 1523.1
2009 | Mid-Rise Apartment | 3B | 3134.61 | 0 | 65.46 | 182.27 | 146.33 | 39.44 | 517.64 | 0 | 0 | 104.65 | 0 | 0 | 0 | 0 | 0 | 0 | 347.25 | 0 | 0 | 286.92 | 65.46 | 1337.58 | 65.46 | 1403.04
2009 | Mid-Rise Apartment | 3C | 3134.61 | 0 | 14.26 | 93.05 | 146.33 | 39.44 | 517.64 | 0 | 0 | 71.45 | 0 | 0 | 0 | 0 | 0 | 0 | 362.26 | 0 | 0 | 164.5 | 14.26 | 1230.17 | 14.26 | 1244.43
2009 | Mid-Rise Apartment | 4A | 3134.61 | 0 | 438.88 | 125.73 | 146.33 | 39.38 | 517.64 | 0 | 0 | 90.17 | 0 | 0 | 0 | 0 | 0 | 0 | 391.23 | 0 | 0 | 215.9 | 438.88 | 1310.47 | 438.88 | 1749.35
2009 | Mid-Rise Apartment | 4B | 3134.61 | 0 | 148.43 | 134.79 | 146.33 | 39.41 | 517.64 | 0 | 0 | 99.32 | 0 | 0 | 0 | 0 | 0 | 0 | 381.49 | 0 | 0 | 234.11 | 148.43 | 1318.99 | 148.43 | 1467.42
2009 | Mid-Rise Apartment | 4C | 3134.61 | 0 | 249.53 | 46.42 | 146.33 | 39.34 | 517.64 | 0 | 0 | 72.5 | 0 | 0 | 0 | 0 | 0 | 0 | 401.22 | 0 | 0 | 118.92 | 249.53 | 1223.45 | 249.53 | 1472.98
2009 | Mid-Rise Apartment | 5A | 3134.61 | 0 | 718.79 | 72.29 | 146.33 | 39.39 | 517.64 | 0 | 0 | 88.23 | 0 | 0 | 0 | 0 | 0 | 0 | 419.1 | 0 | 0 | 160.52 | 718.79 | 1282.99 | 718.79 | 2001.78
2009 | Mid-Rise Apartment | 5B | 3134.61 | 0 | 354.84 | 96.59 | 146.33 | 39.4 | 517.64 | 0 | 0 | 95.65 | 0 | 0 | 0 | 0 | 0 | 0 | 410.94 | 0 | 0 | 192.24 | 354.84 | 1306.55 | 354.84 | 1661.39
2009 | Mid-Rise Apartment | 5C | 3134.61 | 0 | 237.16 | 32.5 | 146.33 | 39.33 | 517.64 | 0 | 0 | 67.63 | 0 | 0 | 0 | 0 | 0 | 0 | 416.93 | 0 | 0 | 100.13 | 237.16 | 1220.37 | 237.16 | 1457.53
2009 | Mid-Rise Apartment | 6A | 3134.61 | 0 | 1025.66 | 77.62 | 146.33 | 39.38 | 517.64 | 0 | 0 | 93.99 | 0 | 0 | 0 | 0 | 0 | 0 | 439.62 | 0 | 0 | 171.61 | 1025.66 | 1314.58 | 1025.66 | 2340.24
2009 | Mid-Rise Apartment | 6B | 3134.61 | 0 | 674.97 | 59.16 | 146.33 | 39.35 | 517.64 | 0 | 0 | 90.36 | 0 | 0 | 0 | 0 | 0 | 0 | 434.41 | 0 | 0 | 149.52 | 674.97 | 1287.25 | 674.97 | 1962.22
2009 | Mid-Rise Apartment | 7 | 3134.61 | 0 | 1041.95 | 63.83 | 146.33 | 39.32 | 517.64 | 0 | 0 | 95.58 | 0 | 0 | 0 | 0 | 0 | 0 | 463.86 | 0 | 0 | 159.41 | 1041.95 | 1326.56 | 1041.95 | 2368.51
2009 | Mid-Rise Apartment | 8 | 3134.61 | 0 | 1258.19 | 41.3 | 146.33 | 39.11 | 517.64 | 0 | 0 | 101.73 | 0 | 0 | 0 | 0 | 0 | 0 | 496.72 | 0 | 0 | 143.03 | 1258.19 | 1342.83 | 1258.19 | 2601.02
2012 | Mid-Rise Apartment | 0A | 3134.61 | 0 | 0 | 569.35 | 108.84 | 39.47 | 517.64 | 0 | 0 | 151.25 | 0 | 0 | 0 | 0 | 0 | 0 | 270.31 | 0 | 0 | 720.6 | 0 | 1656.86 | 0 | 1656.86
2012 | Mid-Rise Apartment | 0B | 3134.61 | 0 | 0 | 510.41 | 108.84 | 39.48 | 517.64 | 0 | 0 | 150.09 | 0 | 0 | 0 | 0 | 0 | 0 | 269.15 | 0 | 0 | 660.5 | 0 | 1595.6 | 0 | 1595.6
2012 | Mid-Rise Apartment | 1A | 3134.61 | 0 | 0 | 384.13 | 108.84 | 39.49 | 517.64 | 0 | 0 | 124.09 | 0 | 0 | 0 | 0 | 0 | 0 | 291.46 | 0 | 0 | 508.22 | 0 | 1465.64 | 0 | 1465.64
2012 | Mid-Rise Apartment | 1B | 3134.61 | 0 | 4.16 | 386.68 | 108.84 | 39.44 | 517.64 | 0 | 0 | 131.77 | 0 | 0 | 0 | 0 | 0 | 0 | 292.21 | 0 | 0 | 518.45 | 4.16 | 1476.58 | 4.16 | 1480.74
2012 | Mid-Rise Apartment | 2A | 3134.61 | 0 | 18.16 | 308.66 | 108.84 | 39.42 | 517.64 | 0 | 0 | 106.74 | 0 | 0 | 0 | 0 | 0 | 0 | 315.94 | 0 | 0 | 415.4 | 18.16 | 1397.24 | 18.16 | 1415.4
2012 | Mid-Rise Apartment | 2B | 3134.61 | 0 | 15.79 | 242.62 | 108.84 | 39.45 | 517.64 | 0 | 0 | 110.06 | 0 | 0 | 0 | 0 | 0 | 0 | 317.54 | 0 | 0 | 352.68 | 15.79 | 1336.15 | 15.79 | 1351.94
2012 | Mid-Rise Apartment | 3A | 3134.61 | 0 | 188.8 | 164.75 | 108.84 | 39.44 | 517.64 | 0 | 0 | 87.93 | 0 | 0 | 0 | 0 | 0 | 0 | 358.12 | 0 | 0 | 252.68 | 188.8 | 1276.72 | 188.8 | 1465.52
2012 | Mid-Rise Apartment | 3B | 3134.61 | 0 | 65.41 | 171.71 | 108.84 | 39.44 | 517.64 | 0 | 0 | 97.89 | 0 | 0 | 0 | 0 | 0 | 0 | 347.25 | 0 | 0 | 269.6 | 65.41 | 1282.76 | 65.41 | 1348.17
2012 | Mid-Rise Apartment | 3C | 3134.61 | 0 | 15.46 | 86.49 | 108.84 | 39.44 | 517.64 | 0 | 0 | 67.22 | 0 | 0 | 0 | 0 | 0 | 0 | 362.29 | 0 | 0 | 153.71 | 15.46 | 1181.91 | 15.46 | 1197.37
2012 | Mid-Rise Apartment | 4A | 3134.61 | 0 | 296.22 | 124.69 | 108.84 | 39.38 | 517.64 | 0 | 0 | 84.02 | 0 | 0 | 0 | 0 | 0 | 0 | 391.05 | 0 | 0 | 208.71 | 296.22 | 1265.62 | 296.22 | 1561.84
2012 | Mid-Rise Apartment | 4B | 3134.61 | 0 | 95.88 | 137.13 | 108.84 | 39.41 | 517.64 | 0 | 0 | 93.43 | 0 | 0 | 0 | 0 | 0 | 0 | 381.28 | 0 | 0 | 230.56 | 95.88 | 1277.74 | 95.88 | 1373.62
2012 | Mid-Rise Apartment | 4C | 3134.61 | 0 | 168.84 | 53.32 | 108.84 | 39.34 | 517.64 | 0 | 0 | 69.02 | 0 | 0 | 0 | 0 | 0 | 0 | 400.96 | 0 | 0 | 122.34 | 168.84 | 1189.12 | 168.84 | 1357.96
2012 | Mid-Rise Apartment | 5A | 3134.61 | 0 | 527.73 | 73.9 | 108.84 | 39.39 | 517.64 | 0 | 0 | 81.69 | 0 | 0 | 0 | 0 | 0 | 0 | 418.95 | 0 | 0 | 155.59 | 527.73 | 1240.41 | 527.73 | 1768.14
2012 | Mid-Rise Apartment | 5B | 3134.61 | 0 | 258.94 | 98.86 | 108.84 | 39.4 | 517.64 | 0 | 0 | 88.6 | 0 | 0 | 0 | 0 | 0 | 0 | 410.76 | 0 | 0 | 187.46 | 258.94 | 1264.1 | 258.94 | 1523.04
2012 | Mid-Rise Apartment | 5C | 3134.61 | 0 | 187.9 | 38.31 | 108.84 | 39.33 | 517.64 | 0 | 0 | 64.85 | 0 | 0 | 0 | 0 | 0 | 0 | 416.74 | 0 | 0 | 103.16 | 187.9 | 1185.71 | 187.9 | 1373.61
2012 | Mid-Rise Apartment | 6A | 3134.61 | 0 | 746.5 | 79.17 | 108.84 | 39.38 | 517.64 | 0 | 0 | 85.4 | 0 | 0 | 0 | 0 | 0 | 0 | 439.45 | 0 | 0 | 164.57 | 746.5 | 1269.89 | 746.5 | 2016.39
2012 | Mid-Rise Apartment | 6B | 3134.61 | 0 | 475.68 | 63.39 | 108.84 | 39.35 | 517.64 | 0 | 0 | 82.27 | 0 | 0 | 0 | 0 | 0 | 0 | 434.17 | 0 | 0 | 145.66 | 475.68 | 1245.65 | 475.68 | 1721.33
2012 | Mid-Rise Apartment | 7 | 3134.61 | 0 | 789.92 | 69.05 | 108.84 | 39.32 | 517.64 | 0 | 0 | 89.6 | 0 | 0 | 0 | 0 | 0 | 0 | 463.68 | 0 | 0 | 158.65 | 789.92 | 1288.13 | 789.92 | 2078.05
2012 | Mid-Rise Apartment | 8 | 3134.61 | 0 | 1074.22 | 47.7 | 108.84 | 39.11 | 517.64 | 0 | 0 | 96.57 | 0 | 0 | 0 | 0 | 0 | 0 | 496.57 | 0 | 0 | 144.27 | 1074.22 | 1306.42 | 1074.22 | 2380.64
2015 | Mid-Rise Apartment | 0A | 3134.61 | 0 | 0 | 525.12 | 121.05 | 38.61 | 513.02 | 0 | 0 | 150.2 | 0 | 0 | 0 | 0 | 0 | 0 | 270.3 | 0 | 0 | 675.32 | 0 | 1618.29 | 0 | 1618.29
2015 | Mid-Rise Apartment | 0B | 3134.61 | 0 | 0 | 468.3 | 121.05 | 38.61 | 513.02 | 0 | 0 | 146.4 | 0 | 0 | 0 | 0 | 0 | 0 | 269.13 | 0 | 0 | 614.7 | 0 | 1556.52 | 0 | 1556.52
2015 | Mid-Rise Apartment | 1A | 3134.61 | 0 | 0 | 355.16 | 121.05 | 38.62 | 513.02 | 0 | 0 | 123.95 | 0 | 0 | 0 | 0 | 0 | 0 | 291.45 | 0 | 0 | 479.11 | 0 | 1443.25 | 0 | 1443.25
2015 | Mid-Rise Apartment | 1B | 3134.61 | 0 | 2.33 | 363.42 | 121.05 | 38.57 | 513.02 | 0 | 0 | 130.2 | 0 | 0 | 0 | 0 | 0 | 0 | 292.16 | 0 | 0 | 493.62 | 2.33 | 1458.42 | 2.33 | 1460.75
2015 | Mid-Rise Apartment | 2A | 3134.61 | 0 | 10.53 | 291.69 | 121.05 | 38.56 | 513.02 | 0 | 0 | 106.87 | 0 | 0 | 0 | 0 | 0 | 0 | 315.85 | 0 | 0 | 398.56 | 10.53 | 1387.04 | 10.53 | 1397.57
2015 | Mid-Rise Apartment | 2B | 3134.61 | 0 | 11.93 | 232.44 | 121.05 | 38.58 | 513.02 | 0 | 0 | 110.25 | 0 | 0 | 0 | 0 | 0 | 0 | 317.5 | 0 | 0 | 342.69 | 11.93 | 1332.85 | 11.93 | 1344.78
2015 | Mid-Rise Apartment | 3A | 3134.61 | 0 | 127.75 | 159.37 | 121.05 | 38.58 | 513.02 | 0 | 0 | 86.87 | 0 | 0 | 0 | 0 | 0 | 0 | 357.95 | 0 | 0 | 246.24 | 127.75 | 1276.84 | 127.75 | 1404.59
2015 | Mid-Rise Apartment | 3B | 3134.61 | 0 | 41.62 | 166.54 | 121.05 | 38.58 | 513.02 | 0 | 0 | 96.94 | 0 | 0 | 0 | 0 | 0 | 0 | 347.09 | 0 | 0 | 263.48 | 41.62 | 1283.2 | 41.62 | 1324.82
2015 | Mid-Rise Apartment | 3C | 3134.61 | 0 | 7.15 | 90.84 | 121.05 | 38.57 | 513.02 | 0 | 0 | 69.32 | 0 | 0 | 0 | 0 | 0 | 0 | 362.13 | 0 | 0 | 160.16 | 7.15 | 1194.92 | 7.15 | 1202.07
2015 | Mid-Rise Apartment | 4A | 3134.61 | 0 | 110.54 | 123.55 | 121.05 | 38.52 | 513.02 | 0 | 0 | 81.23 | 0 | 0 | 0 | 0 | 0 | 0 | 390.53 | 0 | 0 | 204.78 | 110.54 | 1267.9 | 110.54 | 1378.44
2015 | Mid-Rise Apartment | 4B | 3134.61 | 0 | 86.51 | 131.92 | 121.05 | 38.55 | 513.02 | 0 | 0 | 93.18 | 0 | 0 | 0 | 0 | 0 | 0 | 381.25 | 0 | 0 | 225.1 | 86.51 | 1278.96 | 86.51 | 1365.47
2015 | Mid-Rise Apartment | 4C | 3134.61 | 0 | 156.1 | 52.18 | 121.05 | 38.47 | 513.02 | 0 | 0 | 68.72 | 0 | 0 | 0 | 0 | 0 | 0 | 400.91 | 0 | 0 | 120.9 | 156.1 | 1194.35 | 156.1 | 1350.45
2015 | Mid-Rise Apartment | 5A | 3134.61 | 0 | 233.9 | 81.99 | 121.05 | 38.53 | 513.02 | 0 | 0 | 77.19 | 0 | 0 | 0 | 0 | 0 | 0 | 418.4 | 0 | 0 | 159.18 | 233.9 | 1250.18 | 233.9 | 1484.08
2015 | Mid-Rise Apartment | 5B | 3134.61 | 0 | 244.22 | 95.38 | 121.05 | 38.53 | 513.02 | 0 | 0 | 88.23 | 0 | 0 | 0 | 0 | 0 | 0 | 410.74 | 0 | 0 | 183.61 | 244.22 | 1266.95 | 244.22 | 1511.17
2015 | Mid-Rise Apartment | 5C | 3134.61 | 0 | 173.06 | 37.84 | 121.05 | 38.47 | 513.02 | 0 | 0 | 64.43 | 0 | 0 | 0 | 0 | 0 | 0 | 416.68 | 0 | 0 | 102.27 | 173.06 | 1191.49 | 173.06 | 1364.55
2015 | Mid-Rise Apartment | 6A | 3134.61 | 0 | 387 | 84.85 | 121.05 | 38.51 | 513.02 | 0 | 0 | 80.33 | 0 | 0 | 0 | 0 | 0 | 0 | 438.89 | 0 | 0 | 165.18 | 387 | 1276.65 | 387 | 1663.65
2015 | Mid-Rise Apartment | 6B | 3134.61 | 0 | 273.06 | 71.24 | 121.05 | 38.48 | 513.02 | 0 | 0 | 81.22 | 0 | 0 | 0 | 0 | 0 | 0 | 433.75 | 0 | 0 | 152.46 | 273.06 | 1258.77 | 273.06 | 1531.83
2015 | Mid-Rise Apartment | 7 | 3134.61 | 0 | 411.27 | 77.86 | 121.05 | 38.46 | 513.02 | 0 | 0 | 83.68 | 0 | 0 | 0 | 0 | 0 | 0 | 463.24 | 0 | 0 | 161.54 | 411.27 | 1297.3 | 411.27 | 1708.57
2015 | Mid-Rise Apartment | 8 | 3134.61 | 0 | 602.37 | 59.86 | 121.05 | 38.25 | 513.02 | 0 | 0 | 87.63 | 0 | 0 | 0 | 0 | 0 | 0 | 496.16 | 0 | 0 | 147.49 | 602.37 | 1315.97 | 602.37 | 1918.34
2018 | Mid-Rise Apartment | 0A | 3134.61 | 0 | 0 | 523.47 | 115.54 | 25.11 | 513.02 | 0 | 0 | 149.29 | 0 | 0 | 0 | 0 | 0 | 0 | 270.3 | 0 | 0 | 672.76 | 0 | 1596.74 | 0 | 1596.74
2018 | Mid-Rise Apartment | 0B | 3134.61 | 0 | 0 | 466.66 | 115.54 | 25.12 | 513.02 | 0 | 0 | 145.5 | 0 | 0 | 0 | 0 | 0 | 0 | 269.13 | 0 | 0 | 612.16 | 0 | 1534.97 | 0 | 1534.97
2018 | Mid-Rise Apartment | 1A | 3134.61 | 0 | 0 | 353.76 | 115.54 | 25.12 | 513.02 | 0 | 0 | 123.18 | 0 | 0 | 0 | 0 | 0 | 0 | 291.45 | 0 | 0 | 476.94 | 0 | 1422.08 | 0 | 1422.08
2018 | Mid-Rise Apartment | 1B | 3134.61 | 0 | 2.4 | 361.92 | 115.54 | 25.09 | 513.02 | 0 | 0 | 129.31 | 0 | 0 | 0 | 0 | 0 | 0 | 292.17 | 0 | 0 | 491.23 | 2.4 | 1437.06 | 2.4 | 1439.46
2018 | Mid-Rise Apartment | 2A | 3134.61 | 0 | 10.68 | 290.34 | 115.54 | 25.08 | 513.02 | 0 | 0 | 105.98 | 0 | 0 | 0 | 0 | 0 | 0 | 315.85 | 0 | 0 | 396.32 | 10.68 | 1365.82 | 10.68 | 1376.5
2018 | Mid-Rise Apartment | 2B | 3134.61 | 0 | 12.15 | 231.15 | 115.54 | 25.1 | 513.02 | 0 | 0 | 109.36 | 0 | 0 | 0 | 0 | 0 | 0 | 317.51 | 0 | 0 | 340.51 | 12.15 | 1311.69 | 12.15 | 1323.84
2018 | Mid-Rise Apartment | 3A | 3134.61 | 0 | 129.3 | 158.34 | 115.54 | 25.1 | 513.02 | 0 | 0 | 85.9 | 0 | 0 | 0 | 0 | 0 | 0 | 357.96 | 0 | 0 | 244.24 | 129.3 | 1255.85 | 129.3 | 1385.15
2018 | Mid-Rise Apartment | 3B | 3134.61 | 0 | 42.35 | 165.4 | 115.54 | 25.09 | 513.02 | 0 | 0 | 95.99 | 0 | 0 | 0 | 0 | 0 | 0 | 347.1 | 0 | 0 | 261.39 | 42.35 | 1262.14 | 42.35 | 1304.49
2018 | Mid-Rise Apartment | 3C | 3134.61 | 0 | 7.37 | 89.66 | 115.54 | 25.09 | 513.02 | 0 | 0 | 68.19 | 0 | 0 | 0 | 0 | 0 | 0 | 362.14 | 0 | 0 | 157.85 | 7.37 | 1173.65 | 7.37 | 1181.02
2018 | Mid-Rise Apartment | 4A | 3134.61 | 0 | 119.04 | 117.53 | 115.54 | 25.06 | 513.02 | 0 | 0 | 78.6 | 0 | 0 | 0 | 0 | 0 | 0 | 390.59 | 0 | 0 | 196.13 | 119.04 | 1240.34 | 119.04 | 1359.38
2018 | Mid-Rise Apartment | 4B | 3134.61 | 0 | 95.14 | 123.84 | 115.54 | 25.08 | 513.02 | 0 | 0 | 89.86 | 0 | 0 | 0 | 0 | 0 | 0 | 381.32 | 0 | 0 | 213.7 | 95.14 | 1248.65 | 95.14 | 1343.79
2018 | Mid-Rise Apartment | 4C | 3134.61 | 0 | 166.35 | 47.28 | 115.54 | 25.03 | 513.02 | 0 | 0 | 66.1 | 0 | 0 | 0 | 0 | 0 | 0 | 400.97 | 0 | 0 | 113.38 | 166.35 | 1167.94 | 166.35 | 1334.29
2018 | Mid-Rise Apartment | 5A | 3134.61 | 0 | 240.97 | 79.16 | 115.54 | 25.07 | 513.02 | 0 | 0 | 75.36 | 0 | 0 | 0 | 0 | 0 | 0 | 418.43 | 0 | 0 | 154.52 | 240.97 | 1226.58 | 240.97 | 1467.55
2018 | Mid-Rise Apartment | 5B | 3134.61 | 0 | 253.02 | 91.65 | 115.54 | 25.07 | 513.02 | 0 | 0 | 86.02 | 0 | 0 | 0 | 0 | 0 | 0 | 410.77 | 0 | 0 | 177.67 | 253.02 | 1242.07 | 253.02 | 1495.09
2018 | Mid-Rise Apartment | 5C | 3134.61 | 0 | 180.64 | 35.18 | 115.54 | 25.03 | 513.02 | 0 | 0 | 62.68 | 0 | 0 | 0 | 0 | 0 | 0 | 416.73 | 0 | 0 | 97.86 | 180.64 | 1168.18 | 180.64 | 1348.82
2018 | Mid-Rise Apartment | 6A | 3134.61 | 0 | 390.06 | 84.14 | 115.54 | 25.05 | 513.02 | 0 | 0 | 79.29 | 0 | 0 | 0 | 0 | 0 | 0 | 438.9 | 0 | 0 | 163.43 | 390.06 | 1255.95 | 390.06 | 1646.01
2018 | Mid-Rise Apartment | 6B | 3134.61 | 0 | 275.86 | 70.51 | 115.54 | 25.04 | 513.02 | 0 | 0 | 80.11 | 0 | 0 | 0 | 0 | 0 | 0 | 433.76 | 0 | 0 | 150.62 | 275.86 | 1237.98 | 275.86 | 1513.84
2018 | Mid-Rise Apartment | 7 | 3134.61 | 0 | 414.58 | 77.16 | 115.54 | 25.02 | 513.02 | 0 | 0 | 82.66 | 0 | 0 | 0 | 0 | 0 | 0 | 463.24 | 0 | 0 | 159.82 | 414.58 | 1276.64 | 414.58 | 1691.22
2018 | Mid-Rise Apartment | 8 | 3134.61 | 0 | 606.14 | 59.28 | 115.54 | 24.88 | 513.02 | 0 | 0 | 86.87 | 0 | 0 | 0 | 0 | 0 | 0 | 496.16 | 0 | 0 | 146.15 | 606.14 | 1295.76 | 606.14 | 1901.9
2006 | Outpatient Healthcare | 0A | 3804.01 | 556.36 | 544.29 | 3109.88 | 558.65 | 227.27 | 1853.61 | 188.37 | 0 | 1124.57 | 4.72 | 0.024109 | 4.6959 | 0 | 0 | 106.51 | 0 | 236.98 | 0 | 4902.0159 | 544.29 | 7541.58 | 969.64 | 8511.22
2006 | Outpatient Healthcare | 0B | 3804.01 | 1185.18 | 516.45 | 2969.25 | 558.65 | 227.31 | 1853.61 | 188.37 | 0 | 1260.45 | 3 | 0.024109 | 2.9759 | 0 | 0.51 | 122.97 | 0 | 236.98 | 0 | 5541.3359 | 516.45 | 8180.94 | 941.81 | 9122.75
2006 | Outpatient Healthcare | 1A | 3804.01 | 847.78 | 507.61 | 2441.5 | 558.65 | 227.34 | 1853.61 | 188.37 | 0 | 1065.37 | 4.62 | 0.024109 | 4.5959 | 0 | 0 | 100.79 | 0 | 236.98 | 0 | 4460.0359 | 507.61 | 7099.66 | 932.96 | 8032.62
2006 | Outpatient Healthcare | 1B | 3804.01 | 1229.22 | 422.34 | 2555.63 | 558.65 | 227.05 | 1853.61 | 188.37 | 0 | 1233.37 | 3.6 | 0.024109 | 3.5759 | 0 | 0.42 | 121.13 | 0 | 236.98 | 0 | 5143.3459 | 422.34 | 7782.69 | 847.7 | 8630.39
2006 | Outpatient Healthcare | 2A | 3804.01 | 1080.04 | 549.38 | 2260.48 | 558.65 | 226.98 | 1853.61 | 188.37 | 0 | 1087.26 | 4.71 | 0.024109 | 4.6859 | 0 | 12.56 | 103.99 | 0 | 236.98 | 0 | 4549.0159 | 549.38 | 7188.27 | 974.73 | 8163
2006 | Outpatient Healthcare | 2B | 3804.01 | 1482.87 | 476.38 | 1688.59 | 558.65 | 227.14 | 1853.61 | 188.37 | 0 | 1255.93 | 4.21 | 0.024109 | 4.1859 | 0 | 201.08 | 122.88 | 0 | 237.16 | 0 | 4755.5359 | 476.38 | 7394.97 | 901.92 | 8296.89
2006 | Outpatient Healthcare | 3A | 3804.01 | 1465.18 | 670.93 | 1631.2 | 558.65 | 227.1 | 1853.61 | 188.37 | 0 | 1095.89 | 5.15 | 0.024109 | 5.1259 | 0 | 109.05 | 105.65 | 0 | 240.46 | 0 | 4412.0959 | 670.93 | 7051.48 | 1099.77 | 8151.25
2006 | Outpatient Healthcare | 3B | 3804.01 | 1542.33 | 591.49 | 1337.12 | 558.65 | 227.09 | 1853.61 | 188.37 | 0 | 1252.3 | 4.84 | 0.024109 | 4.8159 | 0 | 241.62 | 113.62 | 0 | 239.22 | 0 | 4491.8059 | 591.49 | 7131.17 | 1019.08 | 8150.25
2006 | Outpatient Healthcare | 3C | 3804.01 | 1259.21 | 584.87 | 1308.95 | 558.65 | 227.05 | 1853.61 | 188.37 | 0 | 1045.3 | 4.87 | 0.024109 | 4.8459 | 0 | 32.61 | 0 | 0 | 238.26 | 0 | 3650.9159 | 584.87 | 6290.26 | 1011.5 | 7301.76
2006 | Outpatient Healthcare | 4A | 3804.01 | 1651.65 | 871.25 | 1320.57 | 558.65 | 226.75 | 1853.61 | 188.37 | 0 | 1058.64 | 6.61 | 0.024109 | 6.5859 | 0 | 170.06 | 101.33 | 0 | 245.1 | 0 | 4308.8359 | 871.25 | 6947.87 | 1304.72 | 8252.59
2006 | Outpatient Healthcare | 4B | 3804.01 | 1624.06 | 594.25 | 973.69 | 558.65 | 226.92 | 1853.61 | 188.37 | 0 | 1286.66 | 4.79 | 0.024109 | 4.7659 | 0 | 339.49 | 116.82 | 0 | 243.48 | 0 | 4345.4859 | 594.25 | 6984.7 | 1026.1 | 8010.8
2006 | Outpatient Healthcare | 4C | 3804.01 | 1452.63 | 725.19 | 633.27 | 558.65 | 226.49 | 1853.61 | 188.37 | 0 | 1020.34 | 5.9 | 0.024109 | 5.8759 | 0 | 45.91 | 84.41 | 0 | 246.46 | 0 | 3242.4359 | 725.19 | 5881.21 | 1160.03 | 7041.24
2006 | Outpatient Healthcare | 5A | 3804.01 | 1591.26 | 927.75 | 722.85 | 558.65 | 226.82 | 1853.61 | 188.37 | 0 | 1013.93 | 6.39 | 0.024109 | 6.3659 | 0 | 214.68 | 72.8 | 0 | 251.11 | 0 | 3621.8859 | 927.75 | 6261 | 1367.24 | 7628.24
2006 | Outpatient Healthcare | 5B | 3804.01 | 1583.27 | 712.18 | 740.13 | 558.65 | 226.83 | 1853.61 | 188.37 | 0 | 1228.06 | 5.27 | 0.024109 | 5.2459 | 0 | 327.62 | 109.09 | 0 | 249.17 | 0 | 3993.4159 | 712.18 | 6632.52 | 1149.72 | 7782.24
2006 | Outpatient Healthcare | 5C | 3804.01 | 1405.55 | 742.04 | 445.75 | 558.65 | 226.47 | 1853.61 | 188.37 | 0 | 999.35 | 6.19 | 0.024109 | 6.1659 | 0 | 15.84 | 82.72 | 0 | 250.66 | 0 | 2955.3759 | 742.04 | 5594.14 | 1181.08 | 6775.22
2006 | Outpatient Healthcare | 6A | 3804.01 | 1768.34 | 1553.66 | 762.84 | 558.65 | 226.72 | 1853.61 | 188.37 | 0 | 1053 | 9.28 | 0.024109 | 9.2559 | 0 | 352.79 | 91.99 | 0 | 256.65 | 0 | 4038.2159 | 1553.66 | 6677.22 | 1998.69 | 8675.91
2006 | Outpatient Healthcare | 6B | 3804.01 | 1772.05 | 1294.64 | 572.88 | 558.65 | 226.55 | 1853.61 | 188.37 | 0 | 1163.41 | 8.28 | 0.024109 | 8.2559 | 0 | 434.74 | 102.24 | 0 | 255.3 | 0 | 4053.5759 | 1294.64 | 6692.41 | 1738.31 | 8430.72
2006 | Outpatient Healthcare | 7 | 3804.01 | 1726.54 | 1884.66 | 915.66 | 558.65 | 226.41 | 1853.61 | 188.37 | 0 | 1045.58 | 10.43 | 0.024109 | 10.4059 | 0 | 457.79 | 96.84 | 0 | 263.23 | 0 | 4252.8159 | 1884.66 | 6891.51 | 2336.27 | 9227.78
2006 | Outpatient Healthcare | 8 | 3804.01 | 2053.73 | 2632.22 | 701.66 | 558.65 | 225.17 | 1853.61 | 188.37 | 0 | 1058.94 | 13.16 | 0.024109 | 13.1359 | 0 | 595.35 | 97.93 | 0 | 272.4 | 0 | 4520.7459 | 2632.22 | 7158.21 | 3092.99 | 10251.2
2009 | Outpatient Healthcare | 0A | 3804.01 | 170.36 | 513.85 | 2759.35 | 558.65 | 133.31 | 1853.61 | 188.37 | 0 | 647.74 | 4.53 | 0.024109 | 4.5059 | 0 | 0 | 0 | 0 | 236.98 | 0 | 3581.9559 | 513.85 | 6127.57 | 939.21 | 7066.78
2009 | Outpatient Healthcare | 0B | 3804.01 | 374.47 | 503.36 | 2378.03 | 558.65 | 133.34 | 1853.61 | 188.37 | 0 | 580.54 | 3.76 | 0.024109 | 3.7359 | 0 | 0.38 | 0 | 0 | 236.98 | 0 | 3337.1559 | 503.36 | 5882.79 | 928.71 | 6811.5
2009 | Outpatient Healthcare | 1A | 3804.01 | 153.14 | 482.28 | 2046.27 | 558.65 | 133.36 | 1853.61 | 188.37 | 0 | 504.06 | 4.43 | 0.024109 | 4.4059 | 0 | 0 | 0 | 0 | 236.98 | 0 | 2707.8759 | 482.28 | 5253.53 | 907.64 | 6161.17
2009 | Outpatient Healthcare | 1B | 3804.01 | 346.26 | 375.87 | 2024.6 | 558.65 | 133.19 | 1853.61 | 188.37 | 0 | 553.27 | 2.64 | 0.024109 | 2.6159 | 0 | 0.31 | 0 | 0 | 236.98 | 0 | 2927.0559 | 375.87 | 5472.54 | 801.23 | 6273.77
2009 | Outpatient Healthcare | 2A | 3804.01 | 318.48 | 516.58 | 1860.5 | 558.65 | 133.14 | 1853.61 | 188.37 | 0 | 549.62 | 3.57 | 0.024109 | 3.5459 | 0 | 9.59 | 0 | 0 | 236.98 | 0 | 2741.7359 | 516.58 | 5287.16 | 941.94 | 6229.1
2009 | Outpatient Healthcare | 2B | 3804.01 | 442.36 | 414.46 | 1291.49 | 558.65 | 133.24 | 1853.61 | 188.37 | 0 | 562.83 | 2.94 | 0.024109 | 2.9159 | 0 | 170.35 | 0 | 0 | 237.12 | 0 | 2469.9459 | 414.46 | 5015.48 | 839.95 | 5855.43
2009 | Outpatient Healthcare | 3A | 3804.01 | 326.64 | 751.22 | 1115.61 | 558.65 | 133.21 | 1853.61 | 188.37 | 0 | 482.97 | 4.96 | 0.024109 | 4.9359 | 0 | 88.02 | 0 | 0 | 240.46 | 0 | 2018.1759 | 751.22 | 4563.67 | 1180.06 | 5743.73
2009 | Outpatient Healthcare | 3B | 3804.01 | 398.74 | 403 | 975.16 | 558.65 | 133.21 | 1853.61 | 188.37 | 0 | 546.9 | 3.07 | 0.024109 | 3.0459 | 0 | 159.87 | 0 | 0 | 239.17 | 0 | 2083.7159 | 403 | 4629.22 | 830.55 | 5459.77
2009 | Outpatient Healthcare | 3C | 3804.01 | 243.56 | 523.67 | 860.45 | 558.65 | 133.19 | 1853.61 | 188.37 | 0 | 511.68 | 4.1 | 0.024109 | 4.0759 | 0 | 26.12 | 0 | 0 | 238.17 | 0 | 1645.8859 | 523.67 | 4191.36 | 950.21 | 5141.57
2009 | Outpatient Healthcare | 4A | 3804.01 | 431.62 | 1161.65 | 831.14 | 558.65 | 133.01 | 1853.61 | 188.37 | 0 | 510.76 | 6.3 | 0.024109 | 6.2759 | 0 | 134.43 | 0 | 0 | 245.16 | 0 | 1914.2259 | 1161.65 | 4459.53 | 1595.18 | 6054.71
2009 | Outpatient Healthcare | 4B | 3804.01 | 408.54 | 430.49 | 708.19 | 558.65 | 133.11 | 1853.61 | 188.37 | 0 | 574.61 | 3.14 | 0.024109 | 3.1159 | 0 | 240.35 | 0 | 0 | 243.43 | 0 | 1934.8059 | 430.49 | 4480.21 | 862.3 | 5342.51
2009 | Outpatient Healthcare | 4C | 3804.01 | 506.73 | 508.47 | 496 | 558.65 | 132.86 | 1853.61 | 188.37 | 0 | 727.06 | 4.27 | 0.024109 | 4.2459 | 0 | 20.04 | 60.95 | 0 | 246.34 | 0 | 1815.0259 | 508.47 | 4360.17 | 943.19 | 5303.36
2009 | Outpatient Healthcare | 5A | 3804.01 | 510.97 | 1446.88 | 568.95 | 558.65 | 133.05 | 1853.61 | 188.37 | 0 | 494.47 | 7.35 | 0.024109 | 7.3259 | 0 | 173.06 | 0 | 0 | 251.09 | 0 | 1754.7759 | 1446.88 | 4300.11 | 1886.34 | 6186.45
2009 | Outpatient Healthcare | 5B | 3804.01 | 478.35 | 693.73 | 571.52 | 558.65 | 133.06 | 1853.61 | 188.37 | 0 | 572.25 | 4.65 | 0.024109 | 4.6259 | 0 | 280.02 | 0 | 0 | 249.02 | 0 | 1906.7659 | 693.73 | 4452.11 | 1131.12 | 5583.23
2009 | Outpatient Healthcare | 5C | 3804.01 | 625.61 | 705.1 | 400.02 | 558.65 | 132.85 | 1853.61 | 188.37 | 0 | 965.19 | 5.94 | 0.024109 | 5.9159 | 0 | 12 | 73.79 | 0 | 250.6 | 0 | 2082.5259 | 705.1 | 4627.66 | 1144.08 | 5771.74
2009 | Outpatient Healthcare | 6A | 3804.01 | 701.03 | 1969.04 | 617.19 | 558.65 | 132.99 | 1853.61 | 188.37 | 0 | 536.47 | 9.9 | 0.024109 | 9.8759 | 0 | 293.07 | 0 | 0 | 256.66 | 0 | 2157.6359 | 1969.04 | 4702.92 | 2414.07 | 7116.99
2009 | Outpatient Healthcare | 6B | 3804.01 | 594.65 | 1392.15 | 467.33 | 558.65 | 132.89 | 1853.61 | 188.37 | 0 | 568.23 | 7.78 | 0.024109 | 7.7559 | 0 | 370.66 | 0 | 0 | 255.18 | 0 | 2008.6259 | 1392.15 | 4553.81 | 1835.71 | 6389.52
2009 | Outpatient Healthcare | 7 | 3804.01 | 756.35 | 1769.51 | 703.97 | 558.65 | 132.81 | 1853.61 | 188.37 | 0 | 680.3 | 9.71 | 0.024109 | 9.6859 | 0 | 384.12 | 75.8 | 0 | 263.18 | 0 | 2610.2259 | 1769.51 | 5155.32 | 2221.07 | 7376.39
2009 | Outpatient Healthcare | 8 | 3804.01 | 1275.4 | 2577.34 | 592.27 | 558.65 | 132.08 | 1853.61 | 188.37 | 0 | 1028.93 | 12.87 | 0.024109 | 12.8459 | 0 | 495.96 | 97.86 | 0 | 272.38 | 0 | 3503.2659 | 2577.34 | 6047.63 | 3038.1 | 9085.73
2012 | Outpatient Healthcare | 0A | 3804.01 | 412.39 | 555.11 | 2578.92 | 441.19 | 133.31 | 1853.61 | 188.37 | 0 | 949.82 | 4.81 | 0.024109 | 4.7859 | 0 | 0 | 90.92 | 0 | 236.98 | 0 | 4036.8359 | 555.11 | 6464.98 | 980.47 | 7445.45
2012 | Outpatient Healthcare | 0B | 3804.01 | 241.61 | 479.17 | 2135.11 | 441.19 | 133.34 | 1853.61 | 188.37 | 0 | 557.92 | 3.81 | 0.024109 | 3.7859 | 0 | 0.11 | 0 | 0 | 236.98 | 0 | 2938.5359 | 479.17 | 5366.71 | 904.53 | 6271.24
2012 | Outpatient Healthcare | 1A | 3804.01 | 668.68 | 562.9 | 2047.33 | 441.19 | 133.36 | 1853.61 | 188.37 | 0 | 926.12 | 5.05 | 0.024109 | 5.0259 | 0 | 0 | 87.96 | 0 | 236.98 | 0 | 3735.1159 | 562.9 | 6163.3 | 988.25 | 7151.55
2012 | Outpatient Healthcare | 1B | 3804.01 | 227.23 | 543.87 | 1841.12 | 441.19 | 133.19 | 1853.61 | 188.37 | 0 | 544.54 | 4.05 | 0.024109 | 4.0259 | 0 | 0.85 | 0 | 0 | 236.98 | 0 | 2617.7659 | 543.87 | 5045.79 | 969.22 | 6015.01
2012 | Outpatient Healthcare | 2A | 3804.01 | 419.48 | 496.76 | 1636.83 | 441.19 | 133.14 | 1853.61 | 188.37 | 0 | 652.29 | 4.19 | 0.024109 | 4.1659 | 0 | 9.59 | 65.91 | 0 | 236.98 | 0 | 2788.2659 | 496.76 | 5216.25 | 922.12 | 6138.37
2012 | Outpatient Healthcare | 2B | 3804.01 | 379.14 | 392.68 | 1172.18 | 441.19 | 133.24 | 1853.61 | 188.37 | 0 | 526.19 | 3.32 | 0.024109 | 3.2959 | 0 | 168.2 | 0 | 0 | 237.12 | 0 | 2249.0059 | 392.68 | 4677.08 | 818.18 | 5495.26
2012 | Outpatient Healthcare | 3A | 3804.01 | 461.73 | 569.47 | 1040.28 | 441.19 | 133.21 | 1853.61 | 188.37 | 0 | 632.22 | 4.81 | 0.024109 | 4.7859 | 0 | 88.79 | 62.61 | 0 | 240.4 | 0 | 2290.4159 | 569.47 | 4718.47 | 998.25 | 5716.72
2012 | Outpatient Healthcare | 3B | 3804.01 | 362.99 | 533.28 | 911.38 | 441.19 | 133.21 | 1853.61 | 188.37 | 0 | 522.16 | 4.09 | 0.024109 | 4.0659 | 0 | 201.47 | 0 | 0 | 239.18 | 0 | 2002.0659 | 533.28 | 4430.1 | 960.84 | 5390.94
2012 | Outpatient Healthcare | 3C | 3804.01 | 628.6 | 520.75 | 970.84 | 441.19 | 133.19 | 1853.61 | 188.37 | 0 | 921.49 | 4.6 | 0.024109 | 4.5759 | 0 | 25.84 | 51.8 | 0 | 238.16 | 0 | 2603.1459 | 520.75 | 5031.16 | 947.28 | 5978.44
2012 | Outpatient Healthcare | 4A | 3804.01 | 437.39 | 661.94 | 758.78 | 441.19 | 133.01 | 1853.61 | 188.37 | 0 | 598.63 | 5.38 | 0.024109 | 5.3559 | 0 | 131.75 | 59.67 | 0 | 245.01 | 0 | 1991.5759 | 661.94 | 4419.42 | 1095.33 | 5514.75
2012 | Outpatient Healthcare | 4B | 3804.01 | 361.82 | 608.45 | 672.59 | 441.19 | 133.11 | 1853.61 | 188.37 | 0 | 554.79 | 4.27 | 0.024109 | 4.2459 | 0 | 289.68 | 0 | 0 | 243.45 | 0 | 1883.1259 | 608.45 | 4311.08 | 1040.28 | 5351.36
2012 | Outpatient Healthcare | 4C | 3804.01 | 601.55 | 628.96 | 513.37 | 441.19 | 132.86 | 1853.61 | 188.37 | 0 | 938.74 | 5.75 | 0.024109 | 5.7259 | 0 | 20.27 | 90.15 | 0 | 246.4 | 0 | 2169.8059 | 628.96 | 4597.5 | 1063.73 | 5661.23
2012 | Outpatient Healthcare | 5A | 3804.01 | 775.44 | 824.9 | 615.95 | 441.19 | 133.05 | 1853.61 | 188.37 | 0 | 935.12 | 6.1 | 0.024109 | 6.0759 | 0 | 168.68 | 74.33 | 0 | 251.09 | 0 | 2575.5959 | 824.9 | 5003.47 | 1264.37 | 6267.84
2012 | Outpatient Healthcare | 5B | 3804.01 | 432.88 | 821.95 | 532.81 | 441.19 | 133.06 | 1853.61 | 188.37 | 0 | 549.91 | 4.96 | 0.024109 | 4.9359 | 0 | 281.62 | 0 | 0 | 249.02 | 0 | 1802.1559 | 821.95 | 4230.04 | 1259.34 | 5489.38
2012 | Outpatient Healthcare | 5C | 3804.01 | 532.99 | 595.09 | 362.28 | 441.19 | 132.85 | 1853.61 | 188.37 | 0 | 926.8 | 5.63 | 0.024109 | 5.6059 | 0 | 12.14 | 70.29 | 0 | 250.6 | 0 | 1910.1059 | 595.09 | 4337.8 | 1034.07 | 5371.87
2012 | Outpatient Healthcare | 6A | 3804.01 | 870.64 | 1336.69 | 639.25 | 441.19 | 132.99 | 1853.61 | 188.37 | 0 | 955.87 | 8.48 | 0.024109 | 8.4559 | 0 | 292.53 | 77.56 | 0 | 256.61 | 0 | 2844.3059 | 1336.69 | 5272.13 | 1781.67 | 7053.8
2012 | Outpatient Healthcare | 6B | 3804.01 | 652.08 | 1129.86 | 455.95 | 441.19 | 132.89 | 1853.61 | 188.37 | 0 | 802.06 | 7.82 | 0.024109 | 7.7959 | 0 | 365.9 | 73.58 | 0 | 255.17 | 0 | 2357.3659 | 1129.86 | 4785.09 | 1573.41 | 6358.5
2012 | Outpatient Healthcare | 7 | 3804.01 | 890.32 | 1638.88 | 522.57 | 441.19 | 132.81 | 1853.61 | 188.37 | 0 | 961.53 | 9.59 | 0.024109 | 9.5659 | 0 | 383.82 | 77.87 | 0 | 263.2 | 0 | 2845.6759 | 1638.88 | 5273.32 | 2090.46 | 7363.78
2012 | Outpatient Healthcare | 8 | 3804.01 | 1080.56 | 2302.82 | 295 | 441.19 | 132.08 | 1853.61 | 188.37 | 0 | 976.84 | 12.14 | 0.024109 | 12.1159 | 0 | 499.16 | 86.28 | 0 | 272.38 | 0 | 2949.9559 | 2302.82 | 5376.86 | 2763.58 | 8140.44
2015 | Outpatient Healthcare | 0A | 3804.01 | 141.52 | 391.73 | 2048.42 | 453.07 | 132.64 | 1840.87 | 188.37 | 0 | 408.78 | 3.38 | 0.024109 | 3.3559 | 0 | 0 | 30.21 | 0 | 178.03 | 0 | 2632.2859 | 391.73 | 5058.88 | 758.14 | 5817.02
2015 | Outpatient Healthcare | 0B | 3804.01 | 171.83 | 396.86 | 1868.53 | 453.06 | 132.66 | 1840.87 | 188.37 | 0 | 402.32 | 3.39 | 0.024109 | 3.3659 | 0 | 0.49 | 0 | 0 | 178.81 | 0 | 2446.5359 | 396.86 | 4873.13 | 764.04 | 5637.17
2015 | Outpatient Healthcare | 1A | 3804.01 | 160.57 | 399.39 | 1538.99 | 453.67 | 132.68 | 1840.87 | 188.37 | 0 | 395.92 | 3.63 | 0.024109 | 3.6059 | 0 | 0 | 30.21 | 0 | 178.03 | 0 | 2129.2959 | 399.39 | 4556.53 | 765.79 | 5322.32
2015 | Outpatient Healthcare | 1B | 3804.01 | 183.45 | 390.08 | 1607.53 | 453.45 | 132.51 | 1840.87 | 188.37 | 0 | 389.73 | 3.02 | 0.024109 | 2.9959 | 0 | 2.31 | 0 | 0 | 181.41 | 0 | 2186.0159 | 390.08 | 4612.87 | 759.86 | 5372.73
2015 | Outpatient Healthcare | 2A | 3804.01 | 209.57 | 407.64 | 1368.27 | 453.59 | 132.46 | 1840.87 | 188.37 | 0 | 388.18 | 3.27 | 0.024109 | 3.2459 | 0 | 21.83 | 25.19 | 0 | 183.04 | 0 | 2016.2859 | 407.64 | 4443.23 | 779.06 | 5222.29
2015 | Outpatient Healthcare | 2B | 3804.01 | 291.88 | 299.76 | 1026.74 | 453.93 | 132.56 | 1840.87 | 188.37 | 0 | 403.36 | 2.47 | 0.024109 | 2.4459 | 0 | 260.06 | 0 | 0 | 184.13 | 0 | 1984.4859 | 299.76 | 4411.87 | 672.27 | 5084.14
2015 | Outpatient Healthcare | 3A | 3804.01 | 258.82 | 359.38 | 876.87 | 453.88 | 132.53 | 1840.87 | 188.37 | 0 | 402.52 | 2.83 | 0.024109 | 2.8059 | 0 | 97.53 | 21.39 | 0 | 192.38 | 0 | 1659.9359 | 359.38 | 4087.25 | 740.13 | 4827.38
2015 | Outpatient Healthcare | 3B | 3804.01 | 263.01 | 316.48 | 776.64 | 453.71 | 132.53 | 1840.87 | 188.37 | 0 | 400.94 | 2.56 | 0.024109 | 2.5359 | 0 | 243.93 | 0 | 0 | 189.65 | 0 | 1687.0559 | 316.48 | 4114.18 | 694.5 | 4808.68
2015 | Outpatient Healthcare | 3C | 3804.01 | 188.65 | 410.71 | 704.89 | 453.61 | 132.51 | 1840.87 | 188.37 | 0 | 384.22 | 3.41 | 0.024109 | 3.3859 | 0 | 43.23 | 0 | 0 | 193.24 | 0 | 1324.3759 | 410.71 | 3751.38 | 792.33 | 4543.71
2015 | Outpatient Healthcare | 4A | 3804.01 | 304.39 | 510.22 | 663.62 | 453.01 | 132.33 | 1840.87 | 188.37 | 0 | 409.79 | 3.96 | 0.024109 | 3.9359 | 0 | 158.83 | 21.1 | 0 | 200.96 | 0 | 1561.6659 | 510.22 | 3987.91 | 899.56 | 4887.47
2015 | Outpatient Healthcare | 4B | 3804.01 | 266.77 | 332.1 | 584.23 | 452.71 | 132.43 | 1840.87 | 188.37 | 0 | 440.29 | 2.57 | 0.024109 | 2.5459 | 0 | 340.82 | 0 | 0 | 198.37 | 0 | 1634.6559 | 332.1 | 4060.68 | 718.84 | 4779.52
2015 | Outpatient Healthcare | 4C | 3804.01 | 206.47 | 504.45 | 396.96 | 453.47 | 132.18 | 1840.87 | 188.37 | 0 | 405.41 | 3.96 | 0.024109 | 3.9359 | 0 | 33.69 | 0 | 0 | 203.58 | 0 | 1046.4659 | 504.45 | 3473 | 896.4 | 4369.4
2015 | Outpatient Healthcare | 5A | 3804.01 | 347.21 | 630.68 | 469.95 | 453.04 | 132.37 | 1840.87 | 188.37 | 0 | 408.92 | 4.47 | 0.024109 | 4.4459 | 0 | 199.81 | 20.07 | 0 | 208.51 | 0 | 1450.4059 | 630.68 | 3876.71 | 1027.57 | 4904.28
2015 | Outpatient Healthcare | 5B | 3804.01 | 319.69 | 459.03 | 468.45 | 452.85 | 132.38 | 1840.87 | 188.37 | 0 | 447.26 | 3.15 | 0.024109 | 3.1259 | 0 | 337.37 | 0 | 0 | 206.32 | 0 | 1575.8959 | 459.03 | 4002.01 | 853.72 | 4855.73
2015 | Outpatient Healthcare | 5C | 3804.01 | 190.19 | 497.75 | 293.72 | 453.39 | 132.17 | 1840.87 | 188.37 | 0 | 419.32 | 4.07 | 0.024109 | 4.0459 | 0 | 22.92 | 0 | 0 | 208.04 | 0 | 930.1959 | 497.75 | 3356.64 | 894.17 | 4250.81
2015 | Outpatient Healthcare | 6A | 3804.01 | 417.77 | 1073.35 | 492.4 | 453.09 | 132.31 | 1840.87 | 188.37 | 0 | 431.04 | 6.99 | 0.024109 | 6.9659 | 0 | 353.99 | 20.96 | 0 | 214.22 | 0 | 1723.1259 | 1073.35 | 4149.42 | 1475.95 | 5625.37
2015 | Outpatient Healthcare | 6B | 3804.01 | 380.17 | 983.22 | 381.01 | 453.07 | 132.22 | 1840.87 | 188.37 | 0 | 453.26 | 6.8 | 0.024109 | 6.7759 | 0 | 455.57 | 0 | 0 | 212.76 | 0 | 1676.7859 | 983.22 | 4102.96 | 1384.36 | 5487.32
2015 | Outpatient Healthcare | 7 | 3804.01 | 437.47 | 1299.41 | 409.51 | 452.95 | 132.14 | 1840.87 | 188.37 | 0 | 443.25 | 7.9 | 0.024109 | 7.8759 | 0 | 459.7 | 21.09 | 0 | 221.06 | 0 | 1778.8959 | 1299.41 | 4204.86 | 1708.84 | 5913.7
2015 | Outpatient Healthcare | 8 | 3804.01 | 531.97 | 1743.74 | 240.11 | 454.44 | 131.41 | 1840.87 | 188.37 | 0 | 446.53 | 9.56 | 0.024109 | 9.5359 | 0 | 580.01 | 20.53 | 0 | 230.46 | 0 | 1828.6859 | 1743.74 | 4255.44 | 2162.58 | 6418.02
2018 | Outpatient Healthcare | 0A | 3804.01 | 124.79 | 355.34 | 2000.66 | 414.13 | 89.4 | 1840.87 | 188.37 | 0 | 399.14 | 3.13 | 0.024109 | 3.1059 | 0 | 0 | 30.21 | 0 | 178.03 | 0 | 2557.9059 | 355.34 | 4902.34 | 721.74 | 5624.08
2018 | Outpatient Healthcare | 0B | 3804.01 | 146.19 | 357.46 | 1832.08 | 414.12 | 89.42 | 1840.87 | 188.37 | 0 | 386.56 | 3.14 | 0.024109 | 3.1159 | 0 | 0.91 | 0 | 0 | 178.81 | 0 | 2368.8559 | 357.46 | 4713.29 | 724.65 | 5437.94
2018 | Outpatient Healthcare | 1A | 3804.01 | 142.43 | 367.58 | 1500.84 | 414.66 | 89.43 | 1840.87 | 188.37 | 0 | 379.7 | 3.43 | 0.024109 | 3.4059 | 0 | 0 | 30.21 | 0 | 178.03 | 0 | 2056.5859 | 367.58 | 4401.56 | 733.98 | 5135.54
2018 | Outpatient Healthcare | 1B | 3804.01 | 160.47 | 346.93 | 1574.61 | 414.48 | 89.32 | 1840.87 | 188.37 | 0 | 372.39 | 2.82 | 0.024109 | 2.7959 | 0 | 4.84 | 0 | 0 | 181.41 | 0 | 2115.1059 | 346.93 | 4459.79 | 716.72 | 5176.51
2018 | Outpatient Healthcare | 2A | 3804.01 | 189.17 | 361.43 | 1329 | 414.6 | 89.28 | 1840.87 | 188.37 | 0 | 368.14 | 2.97 | 0.024109 | 2.9459 | 0 | 27.13 | 24.89 | 0 | 183.03 | 0 | 1941.2759 | 361.43 | 4286.05 | 732.84 | 5018.89
2018 | Outpatient Healthcare | 2B | 3804.01 | 259.45 | 263.57 | 1000.03 | 414.9 | 89.35 | 1840.87 | 188.37 | 0 | 382.06 | 2.3 | 0.024109 | 2.2759 | 0 | 292.73 | 0 | 0 | 184.13 | 0 | 1936.5459 | 263.57 | 4281.68 | 636.08 | 4917.76
2018 | Outpatient Healthcare | 3A | 3804.01 | 235.07 | 322.14 | 849.23 | 414.86 | 89.33 | 1840.87 | 188.37 | 0 | 380.88 | 2.67 | 0.024109 | 2.6459 | 0 | 109.71 | 20.43 | 0 | 192.38 | 0 | 1597.9659 | 322.14 | 3943.05 | 702.89 | 4645.94
2018 | Outpatient Healthcare | 3B | 3804.01 | 236.81 | 290.69 | 753.05 | 414.69 | 89.33 | 1840.87 | 188.37 | 0 | 378.74 | 2.43 | 0.024109 | 2.4059 | 0 | 277.04 | 0 | 0 | 189.64 | 0 | 1648.0459 | 290.69 | 3992.95 | 668.7 | 4661.65
2018 | Outpatient Healthcare | 3C | 3804.01 | 170.34 | 368.19 | 678.93 | 414.61 | 89.32 | 1840.87 | 188.37 | 0 | 362.58 | 3.06 | 0.024109 | 3.0359 | 0 | 50.66 | 0 | 0 | 193.24 | 0 | 1265.5459 | 368.19 | 3610.37 | 749.8 | 4360.17
2018 | Outpatient Healthcare | 4A | 3804.01 | 278.33 | 499.44 | 636.23 | 414.28 | 89.2 | 1840.87 | 188.37 | 0 | 381.25 | 3.95 | 0.024109 | 3.9259 | 0 | 171.26 | 19.7 | 0 | 200.96 | 0 | 1490.6959 | 499.44 | 3835.06 | 888.77 | 4723.83
2018 | Outpatient Healthcare | 4B | 3804.01 | 241.21 | 323.85 | 558.95 | 414.02 | 89.26 | 1840.87 | 188.37 | 0 | 411.06 | 2.54 | 0.024109 | 2.5159 | 0 | 374.32 | 0 | 0 | 198.37 | 0 | 1588.0559 | 323.85 | 3932.23 | 710.59 | 4642.82
2018 | Outpatient Healthcare | 4C | 3804.01 | 185.68 | 475.23 | 371.31 | 414.73 | 89.09 | 1840.87 | 188.37 | 0 | 378.18 | 3.79 | 0.024109 | 3.7659 | 0 | 41.17 | 0 | 0 | 203.58 | 0 | 980.1059 | 475.23 | 3324.82 | 867.18 | 4192
2018 | Outpatient Healthcare | 5A | 3804.01 | 318.37 | 619.83 | 449.38 | 414.21 | 89.22 | 1840.87 | 188.37 | 0 | 379.65 | 4.52 | 0.024109 | 4.4959 | 0 | 213.15 | 18.68 | 0 | 208.51 | 0 | 1383.7259 | 619.83 | 3728.04 | 1016.72 | 4744.76
2018 | Outpatient Healthcare | 5B | 3804.01 | 291.21 | 458.23 | 449.91 | 414.02 | 89.23 | 1840.87 | 188.37 | 0 | 417.08 | 3.18 | 0.024109 | 3.1559 | 0 | 372.27 | 0 | 0 | 206.32 | 0 | 1533.6259 | 458.23 | 3877.77 | 852.93 | 4730.7
2018 | Outpatient Healthcare | 5C | 3804.01 | 172.32 | 481.79 | 273.57 | 414.53 | 89.09 | 1840.87 | 188.37 | 0 | 392.46 | 3.99 | 0.024109 | 3.9659 | 0 | 29.14 | 0 | 0 | 208.04 | 0 | 871.4559 | 481.79 | 3215.97 | 878.2 | 4094.17
2018 | Outpatient Healthcare | 6A | 3804.01 | 383.05 | 1068.64 | 473.99 | 414.15 | 89.18 | 1840.87 | 188.37 | 0 | 403.98 | 7.31 | 0.024109 | 7.2859 | 0 | 367.31 | 20.24 | 0 | 214.23 | 0 | 1655.8559 | 1068.64 | 4000.08 | 1471.25 | 5471.33
2018 | Outpatient Healthcare | 6B | 3804.01 | 355.2 | 975.03 | 364.86 | 414.13 | 89.12 | 1840.87 | 188.37 | 0 | 424.59 | 7.15 | 0.024109 | 7.1259 | 0 | 484.54 | 0 | 0 | 212.76 | 0 | 1636.3159 | 975.03 | 3980.45 | 1376.17 | 5356.62
2018 | Outpatient Healthcare | 7 | 3804.01 | 401.35 | 1291.69 | 394.25 | 414.02 | 89.06 | 1840.87 | 188.37 | 0 | 417.66 | 8.19 | 0.024109 | 8.1659 | 0 | 474.77 | 20.23 | 0 | 221.05 | 0 | 1716.4259 | 1291.69 | 4060.41 | 1701.11 | 5761.52
2018 | Outpatient Healthcare | 8 | 3804.01 | 488.1 | 1742.25 | 230.42 | 415.36 | 88.57 | 1840.87 | 188.37 | 0 | 419.88 | 9.94 | 0.024109 | 9.9159 | 0 | 603.94 | 19.92 | 0 | 230.46 | 0 | 1772.1759 | 1742.25 | 4117 | 2161.08 | 6278.08
2006 | Primary School | 0A | 6871 | 0 | 37.07 | 3755.71 | 1223.07 | 83.37 | 1305.76 | 361.03 | 48.04 | 1304.69 | 0.28 | 0.014366 | 0.26563 | 0 | 0 | 359.21 | 25.82 | 83.23 | 79.44 | 5419.8756 | 37.07 | 8185.38 | 481.33 | 8666.71
2006 | Primary School | 0B | 6871 | 0 | 139.46 | 3211.93 | 1223.07 | 83.39 | 1305.76 | 361.03 | 48.04 | 1223.34 | 0.73 | 0.014366 | 0.71563 | 0 | 0 | 334.96 | 25.82 | 85.54 | 78.66 | 4770.9456 | 139.46 | 7535.68 | 586.04 | 8121.72
2006 | Primary School | 1A | 6871 | 0 | 14.66 | 2379.31 | 1223.07 | 83.39 | 1305.76 | 361.03 | 48.04 | 922.92 | 0.21 | 0.014366 | 0.19563 | 0 | 0 | 249.62 | 25.83 | 89.97 | 78 | 3552.0456 | 14.66 | 6316.14 | 465.66 | 6781.8
2006 | Primary School | 1B | 6871 | 0 | 391.58 | 2683.09 | 1223.07 | 83.29 | 1305.76 | 361.03 | 48.04 | 1184.18 | 1.84 | 0.014366 | 1.8256 | 0 | 0 | 322.9 | 25.83 | 93.09 | 78.08 | 4191.9956 | 391.58 | 6956.08 | 845.7 | 7801.78
2006 | Primary School | 2A | 6871 | 0 | 205.58 | 2029.08 | 1223.07 | 83.26 | 1305.76 | 361.03 | 48.04 | 917.99 | 1.04 | 0.014366 | 1.0256 | 0 | 0 | 246.99 | 25.84 | 98.76 | 77.84 | 3195.0856 | 205.58 | 5958.9 | 665.38 | 6624.28
2006 | Primary School | 2B | 6871 | 0 | 388.08 | 1534.81 | 1223.07 | 83.32 | 1305.76 | 361.03 | 48.04 | 1023.03 | 1.87 | 0.014366 | 1.8556 | 0 | 0 | 159.11 | 25.84 | 100.23 | 76.21 | 2718.8056 | 388.08 | 5481.05 | 849.34 | 6330.39
2006 | Primary School | 3A | 6871 | 0 | 834.3 | 1193.03 | 1223.07 | 83.31 | 1305.76 | 361.03 | 48.04 | 842.14 | 3.57 | 0.014366 | 3.5556 | 0 | 0 | 225.24 | 25.85 | 112.32 | 76.91 | 2263.9656 | 834.3 | 5026.9 | 1307.65 | 6334.55
2006 | Primary School | 3B | 6871 | 0 | 614.71 | 1111.74 | 1223.07 | 83.3 | 1305.76 | 361.03 | 48.04 | 966.1 | 2.9 | 0.014366 | 2.8856 | 0 | 0 | 187.17 | 25.85 | 109.06 | 76.09 | 2267.8956 | 614.71 | 5030.01 | 1084.8 | 6114.81
2006 | Primary School | 3C | 6871 | 0 | 344.94 | 867.36 | 1223.07 | 83.29 | 1305.76 | 361.03 | 48.04 | 738.06 | 1.49 | 0.014366 | 1.4756 | 0 | 0 | 0 | 25.85 | 111.36 | 76.98 | 1606.8956 | 344.94 | 4369.89 | 817.33 | 5187.22
2006 | Primary School | 4A | 6871 | 0 | 1544.23 | 806.19 | 1223.07 | 83.18 | 1305.76 | 361.03 | 48.04 | 817.1 | 6.27 | 0.014366 | 6.2556 | 0 | 0 | 219.22 | 25.86 | 122.2 | 76.59 | 1848.7656 | 1544.23 | 4611.26 | 2027.46 | 6638.72
2006 | Primary School | 4B | 6871 | 0 | 901.33 | 757.69 | 1223.07 | 83.24 | 1305.76 | 361.03 | 48.04 | 957.69 | 4.19 | 0.014366 | 4.1756 | 0 | 0 | 177.27 | 25.85 | 119.24 | 75.83 | 1896.8256 | 901.33 | 4658.64 | 1381.6 | 6040.24
2006 | Primary School | 4C | 6871 | 0 | 1030.6 | 311.98 | 1223.07 | 83.08 | 1305.76 | 361.03 | 48.04 | 698.36 | 4.53 | 0.014366 | 4.5156 | 0 | 0 | 106.25 | 25.86 | 123.58 | 76.15 | 1121.1056 | 1030.6 | 3883.08 | 1515.2 | 5398.28
2006 | Primary School | 5A | 6871 | 0 | 1765.46 | 446.51 | 1223.07 | 83.2 | 1305.76 | 361.03 | 48.04 | 771.88 | 7.06 | 0.014366 | 7.0456 | 0 | 0 | 142.01 | 25.86 | 130.24 | 76.15 | 1367.4456 | 1765.46 | 4129.54 | 2256.73 | 6386.27
2006 | Primary School | 5B | 6871 | 0 | 1214.13 | 520.14 | 1223.07 | 83.21 | 1305.76 | 361.03 | 48.04 | 893.18 | 5.66 | 0.014366 | 5.6456 | 0 | 0 | 160.39 | 25.86 | 127.6 | 75.76 | 1579.3556 | 1214.13 | 4341.06 | 1702.76 | 6043.82
2006 | Primary School | 5C | 6871 | 0 | 1090.25 | 193.53 | 1223.07 | 83.08 | 1305.76 | 361.03 | 48.04 | 657.41 | 4.67 | 0.014366 | 4.6556 | 0 | 0 | 137.54 | 25.87 | 127.88 | 76.03 | 993.1356 | 1090.25 | 3754.99 | 1579.16 | 5334.15
2006 | Primary School | 6A | 6871 | 0 | 2781.88 | 480.85 | 1223.07 | 83.17 | 1305.76 | 361.03 | 48.04 | 850.98 | 11.03 | 0.014366 | 11.0156 | 0 | 0 | 140.01 | 25.87 | 136.84 | 75.9 | 1482.8556 | 2781.88 | 4244.66 | 3279.75 | 7524.41
2006 | Primary School | 6B | 6871 | 0 | 2135.62 | 332.4 | 1223.07 | 83.11 | 1305.76 | 361.03 | 48.04 | 876.65 | 8.82 | 0.014366 | 8.8056 | 0 | 0 | 160.04 | 25.87 | 134.91 | 75.44 | 1377.8956 | 2135.62 | 4139.2 | 2631.55 | 6770.75
2006 | Primary School | 7 | 6871 | 0 | 4021.03 | 384.82 | 1223.07 | 83.05 | 1305.76 | 361.03 | 48.04 | 829.73 | 14.8 | 0.014366 | 14.7856 | 0 | 0 | 225.77 | 25.87 | 143.92 | 75.82 | 1455.1056 | 4021.03 | 4216.73 | 4525.99 | 8742.72
2006 | Primary School | 8 | 6871 | 0 | 6697.65 | 191.75 | 1223.07 | 82.6 | 1305.76 | 361.03 | 48.04 | 917.23 | 24.52 | 0.014366 | 24.5056 | 0 | 0 | 252.01 | 25.88 | 152.66 | 75.29 | 1385.4956 | 6697.65 | 4146.14 | 7211.34 | 11357.48
2009 | Primary School | 0A | 6871 | 0 | 46.5 | 3629.59 | 1223.07 | 53.22 | 1305.76 | 361.03 | 48.04 | 1150.89 | 0.32 | 0.014366 | 0.30563 | 0 | 0 | 308.6 | 25.82 | 83.28 | 79.43 | 5089.3856 | 46.5 | 7824.73 | 490.8 | 8315.53
2009 | Primary School | 0B | 6871 | 0 | 119.64 | 3063.03 | 1223.07 | 53.23 | 1305.76 | 361.03 | 48.04 | 1069.82 | 0.64 | 0.014366 | 0.62563 | 0 | 0 | 288.26 | 25.82 | 85.55 | 78.66 | 4421.7356 | 119.64 | 7156.33 | 566.22 | 7722.55
2009 | Primary School | 1A | 6871 | 0 | 14.91 | 2278.43 | 1223.07 | 53.24 | 1305.76 | 361.03 | 48.04 | 804.62 | 0.2 | 0.014366 | 0.18563 | 0 | 0 | 208.67 | 25.83 | 89.96 | 78 | 3291.9056 | 14.91 | 6025.87 | 465.9 | 6491.77
2009 | Primary School | 1B | 6871 | 0 | 273.15 | 2580.31 | 1223.07 | 53.17 | 1305.76 | 361.03 | 48.04 | 1055.61 | 1.29 | 0.014366 | 1.2756 | 0 | 0 | 280.09 | 25.83 | 93.08 | 78.07 | 3917.2856 | 273.15 | 6651.23 | 727.26 | 7378.49
2009 | Primary School | 2A | 6871 | 0 | 72.04 | 1843.97 | 1223.07 | 53.15 | 1305.76 | 361.03 | 48.04 | 764.6 | 0.49 | 0.014366 | 0.47563 | 0 | 0 | 196.95 | 25.84 | 98.66 | 77.82 | 2805.9956 | 72.04 | 5539.68 | 531.73 | 6071.41
2009 | Primary School | 2B | 6871 | 0 | 159.29 | 1370.11 | 1223.07 | 53.19 | 1305.76 | 361.03 | 48.04 | 851.17 | 0.87 | 0.014366 | 0.85563 | 0 | 0 | 141.01 | 25.84 | 100.1 | 76.2 | 2363.1456 | 159.29 | 5095.25 | 620.43 | 5715.68
2009 | Primary School | 3A | 6871 | 0 | 353.46 | 982.78 | 1223.07 | 53.18 | 1305.76 | 361.03 | 48.04 | 676.98 | 1.89 | 0.014366 | 1.8756 | 0 | 0 | 126.38 | 25.85 | 112.13 | 76.87 | 1788.0156 | 353.46 | 4520.78 | 826.62 | 5347.4
2009 | Primary School | 3B | 6871 | 0 | 229.22 | 960.14 | 1223.07 | 53.18 | 1305.76 | 361.03 | 48.04 | 788.21 | 1.43 | 0.014366 | 1.4156 | 0 | 0 | 136.75 | 25.85 | 108.85 | 76.05 | 1886.5156 | 229.22 | 4618.47 | 699.1 | 5317.57
2009 | Primary School | 3C | 6871 | 0 | 141.01 | 706.74 | 1223.07 | 53.17 | 1305.76 | 361.03 | 48.04 | 606.35 | 0.92 | 0.014366 | 0.90563 | 0 | 0 | 0 | 25.85 | 111.16 | 76.98 | 1313.9956 | 141.01 | 4046.86 | 613.2 | 4660.06
2009 | Primary School | 4A | 6871 | 0 | 705.59 | 657.75 | 1223.07 | 53.1 | 1305.76 | 361.03 | 48.04 | 647.11 | 3.53 | 0.014366 | 3.5156 | 0 | 0 | 120.22 | 25.86 | 121.92 | 76.53 | 1428.5956 | 705.59 | 4160.95 | 1188.54 | 5349.49
2009 | Primary School | 4B | 6871 | 0 | 341.72 | 644.67 | 1223.07 | 53.14 | 1305.76 | 361.03 | 48.04 | 773.83 | 1.88 | 0.014366 | 1.8656 | 0 | 0 | 159.99 | 25.85 | 118.98 | 75.77 | 1580.3556 | 341.72 | 4312.01 | 821.72 | 5133.73
2009 | Primary School | 4C | 6871 | 0 | 566.77 | 248.14 | 1223.07 | 53.04 | 1305.76 | 361.03 | 48.04 | 604.08 | 2.79 | 0.014366 | 2.7756 | 0 | 0 | 103.88 | 25.86 | 123.37 | 76.13 | 958.8756 | 566.77 | 3690.78 | 1051.17 | 4741.95
2009 | Primary School | 5A | 6871 | 0 | 1158.47 | 402.05 | 1223.07 | 53.11 | 1305.76 | 361.03 | 48.04 | 661.2 | 5.47 | 0.014366 | 5.4556 | 0 | 0 | 97.75 | 25.86 | 130.02 | 76.17 | 1166.4556 | 1158.47 | 3898.48 | 1649.52 | 5548
2009 | Primary School | 5B | 6871 | 0 | 733.3 | 472.69 | 1223.07 | 53.12 | 1305.76 | 361.03 | 48.04 | 771.93 | 4.23 | 0.014366 | 4.2156 | 0 | 0 | 135.34 | 25.86 | 127.4 | 75.75 | 1384.1756 | 733.3 | 4115.77 | 1221.73 | 5337.5
2009 | Primary School | 5C | 6871 | 0 | 596.97 | 138.75 | 1223.07 | 53.03 | 1305.76 | 361.03 | 48.04 | 569.97 | 3.29 | 0.014366 | 3.2756 | 0 | 0 | 97.81 | 25.86 | 127.67 | 76.01 | 809.8056 | 596.97 | 3541.58 | 1085.67 | 4627.25
2009 | Primary School | 6A | 6871 | 0 | 1977.7 | 441.99 | 1223.07 | 53.09 | 1305.76 | 361.03 | 48.04 | 737.91 | 8.16 | 0.014366 | 8.1456 | 0 | 0 | 112.09 | 25.87 | 136.61 | 75.95 | 1300.1356 | 1977.7 | 4031.91 | 2475.34 | 6507.25
2009 | Primary School | 6B | 6871 | 0 | 1418.5 | 304.16 | 1223.07 | 53.05 | 1305.76 | 361.03 | 48.04 | 762.64 | 6.45 | 0.014366 | 6.4356 | 0 | 0 | 134.06 | 25.87 | 134.7 | 75.46 | 1207.2956 | 1418.5 | 3938.55 | 1914.23 | 5852.78
2009 | Primary School | 7 | 6871 | 0 | 3429.19 | 372.07 | 1223.07 | 53.02 | 1305.76 | 361.03 | 48.04 | 726.18 | 14.03 | 0.014366 | 14.0156 | 0 | 0 | 191.2 | 25.87 | 143.65 | 75.88 | 1303.4656 | 3429.19 | 4035.1 | 3933.87 | 7968.97
2009 | Primary School | 8 | 6871 | 0 | 5937.28 | 171.09 | 1223.07 | 52.73 | 1305.76 | 361.03 | 48.04 | 793.94 | 24.27 | 0.014366 | 24.2556 | 0 | 0 | 213.47 | 25.88 | 152.45 | 75.37 | 1202.7556 | 5937.28 | 3933.63 | 6450.75 | 10384.38
2012 | Primary School | 0A | 6871 | 0 | 15.97 | 2708.92 | 868.95 | 53.22 | 1305.76 | 361.03 | 27.39 | 896.27 | 0.21 | 0.014366 | 0.19563 | 0 | 0 | 258.89 | 25.82 | 83.18 | 79.45 | 3864.2756 | 15.97 | 6224.88 | 460.18 | 6685.06
2012 | Primary School | 0B | 6871 | 0 | 12.4 | 2180.29 | 869.02 | 53.23 | 1305.76 | 361.03 | 27.39 | 782.79 | 0.21 | 0.014366 | 0.19563 | 0 | 0 | 204.39 | 25.82 | 85.43 | 78.7 | 3167.6656 | 12.4 | 5527.61 | 458.87 | 5986.48
2012 | Primary School | 1A | 6871 | 0 | 0.57 | 1652.35 | 868.06 | 53.24 | 1305.76 | 361.03 | 27.39 | 613.5 | 0.15 | 0.014366 | 0.13563 | 0 | 0 | 172.51 | 25.83 | 89.86 | 78.09 | 2438.4956 | 0.57 | 4796.88 | 451.45 | 5248.33
2012 | Primary School | 1B | 6871 | 0 | 65.13 | 1836.37 | 868.23 | 53.17 | 1305.76 | 361.03 | 27.39 | 778.89 | 0.45 | 0.014366 | 0.43563 | 0 | 0 | 200.85 | 25.83 | 92.98 | 78.12 | 2816.5456 | 65.13 | 5175.07 | 519.14 | 5694.21
2012 | Primary School | 2A | 6871 | 0 | 35.13 | 1306.61 | 868.66 | 53.15 | 1305.76 | 361.03 | 27.39 | 599.13 | 0.41 | 0.014366 | 0.39563 | 0 | 0 | 107.24 | 25.84 | 98.62 | 77.97 | 2013.3756 | 35.13 | 4372.15 | 494.78 | 4866.93
2012 | Primary School | 2B | 6871 | 0 | 65.39 | 1054.32 | 866.84 | 53.19 | 1305.76 | 361.03 | 27.39 | 670.15 | 0.51 | 0.014366 | 0.49563 | 0 | 0 | 115.24 | 25.84 | 100.08 | 76.29 | 1840.2056 | 65.39 | 4195.53 | 526.5 | 4722.03
2012 | Primary School | 3A | 6871 | 0 | 242.48 | 772.77 | 868.37 | 53.18 | 1305.76 | 361.03 | 27.39 | 550.58 | 1.51 | 0.014366 | 1.4956 | 0 | 0 | 101.95 | 25.85 | 112.08 | 76.95 | 1426.7956 | 242.48 | 3784.3 | 715.59 | 4499.89
2012 | Primary School | 3B | 6871 | 0 | 137.31 | 750.68 | 866.57 | 53.18 | 1305.76 | 361.03 | 27.39 | 633.26 | 0.93 | 0.014366 | 0.91563 | 0 | 0 | 126.93 | 25.85 | 108.79 | 76.14 | 1511.7856 | 137.31 | 3866.68 | 607.13 | 4473.81
2012 | Primary School | 3C | 6871 | 0 | 61.25 | 495.64 | 867.58 | 53.17 | 1305.76 | 361.03 | 27.39 | 496.27 | 0.57 | 0.014366 | 0.55563 | 0 | 0 | 43.13 | 25.84 | 111.15 | 77.08 | 1035.5956 | 61.25 | 3392.44 | 533.43 | 3925.87
2012 | Primary School | 4A | 6871 | 0 | 427.3 | 549.89 | 867.5 | 53.1 | 1305.76 | 361.03 | 27.39 | 548.34 | 2.36 | 0.014366 | 2.3456 | 0 | 0 | 112.55 | 25.85 | 121.82 | 76.59 | 1213.1256 | 427.3 | 3569.34 | 910.15 | 4479.49
2012 | Primary School | 4B | 6871 | 0 | 184.63 | 540.68 | 864.24 | 53.14 | 1305.76 | 361.03 | 27.39 | 662.66 | 1.56 | 0.014366 | 1.5456 | 0 | 0 | 113.45 | 25.85 | 118.89 | 75.85 | 1318.3356 | 184.63 | 3670.58 | 664.55 | 4335.13
2012 | Primary School | 4C | 6871 | 0 | 350.74 | 207.6 | 867.9 | 53.04 | 1305.76 | 361.03 | 27.39 | 519.85 | 2.07 | 0.014366 | 2.0556 | 0 | 0 | 91.06 | 25.86 | 123.28 | 76.17 | 820.5656 | 350.74 | 3176.69 | 835.05 | 4011.74
2012 | Primary School | 5A | 6871 | 0 | 762.39 | 334.65 | 867.67 | 53.11 | 1305.76 | 361.03 | 27.39 | 553.36 | 3.67 | 0.014366 | 3.6556 | 0 | 0 | 105.39 | 25.86 | 129.87 | 76.3 | 997.0556 | 762.39 | 3353.17 | 1253.29 | 4606.46
2012 | Primary School | 5B | 6871 | 0 | 465.84 | 398.42 | 866.35 | 53.12 | 1305.76 | 361.03 | 27.39 | 646.7 | 2.7 | 0.014366 | 2.6856 | 0 | 0 | 130.93 | 25.85 | 127.28 | 75.84 | 1178.7356 | 465.84 | 3533.06 | 954.15 | 4487.21
2012 | Primary School | 5C | 6871 | 0 | 395.06 | 114.37 | 867.78 | 53.03 | 1305.76 | 361.03 | 27.39 | 498.7 | 2.37 | 0.014366 | 2.3556 | 0 | 0 | 87.08 | 25.86 | 127.58 | 76.05 | 702.5056 | 395.06 | 3058.41 | 883.67 | 3942.08
2012 | Primary School | 6A | 6871 | 0 | 1259.17 | 349.68 | 869.02 | 53.09 | 1305.76 | 361.03 | 27.39 | 586.23 | 5.69 | 0.014366 | 5.6756 | 0 | 0 | 115.84 | 25.86 | 136.41 | 76.27 | 1057.4256 | 1259.17 | 3414.83 | 1756.62 | 5171.45
2012 | Primary School | 6B | 6871 | 0 | 840.24 | 243.98 | 869.02 | 53.05 | 1305.76 | 361.03 | 27.39 | 604.69 | 4.38 | 0.014366 | 4.3656 | 0 | 0 | 109.76 | 25.86 | 134.45 | 75.62 | 962.7956 | 840.24 | 3319.52 | 1335.73 | 4655.25
2012 | Primary School | 7 | 6871 | 0 | 1455.36 | 288.75 | 869.02 | 53.02 | 1305.76 | 361.03 | 27.39 | 591.99 | 6.37 | 0.014366 | 6.3556 | 0 | 0 | 114.32 | 25.86 | 143.44 | 76.08 | 1001.4156 | 1455.36 | 3358.55 | 1959.82 | 5318.37
2012 | Primary School | 8 | 6871 | 0 | 2756.21 | 120.04 | 869.02 | 52.73 | 1305.76 | 361.03 | 27.39 | 637.05 | 10.79 | 0.014366 | 10.7756 | 0 | 0 | 115.64 | 25.87 | 152.21 | 75.65 | 883.5056 | 2756.21 | 3239.94 | 3269.45 | 6509.39
2015 | Primary School | 0A | 6871 | 0 | 4.9 | 2233.17 | 746.68 | 44.11 | 1293.2 | 361.03 | 27.08 | 475.94 | 0.03 | 0.014366 | 0.015634 | 0 | 0 | 152.28 | 25.83 | 79.94 | 64.93 | 2861.4056 | 4.9 | 5063.26 | 445.87 | 5509.13
2015 | Primary School | 0B | 6871 | 0 | 4.49 | 1962.96 | 748.94 | 44.11 | 1293.2 | 361.03 | 27.09 | 568.76 | 0.04 | 0.014366 | 0.025634 | 0 | 0 | 131.72 | 25.82 | 81.81 | 64.48 | 2663.4656 | 4.49 | 4867.11 | 447.33 | 5314.44
2015 | Primary School | 1A | 6871 | 0 | 0.2 | 1464.19 | 752.19 | 44.11 | 1293.2 | 361.03 | 27.09 | 461.69 | 0.02 | 0.014366 | 0.0056341 | 0 | 0 | 129.67 | 25.83 | 86.41 | 64.26 | 2055.5556 | 0.2 | 4262.24 | 447.64 | 4709.88
2015 | Primary School | 1B | 6871 | 0 | 19.45 | 1597.27 | 751.86 | 44.05 | 1293.2 | 361.03 | 27.09 | 459.1 | 0.09 | 0.014366 | 0.075634 | 0 | 0 | 118.44 | 25.83 | 89.33 | 64.12 | 2174.8856 | 19.45 | 4381.04 | 469.81 | 4850.85
2015 | Primary School | 2A | 6871 | 0 | 12.91 | 1116.68 | 752.74 | 44.03 | 1293.2 | 361.03 | 27.09 | 430.96 | 0.17 | 0.014366 | 0.15563 | 0 | 0 | 74.16 | 25.83 | 95.15 | 64.15 | 1621.9556 | 12.91 | 3829.01 | 469.09 | 4298.1
2015 | Primary School | 2B | 6871 | 0 | 24.93 | 935.33 | 754.85 | 44.07 | 1293.2 | 361.03 | 27.09 | 464.32 | 0.2 | 0.014366 | 0.18563 | 0 | 0 | 63.32 | 25.84 | 96.43 | 63 | 1463.1556 | 24.93 | 3671.21 | 482.4 | 4153.61
2015 | Primary School | 3A | 6871 | 0 | 99.3 | 652.62 | 756.04 | 44.06 | 1293.2 | 361.03 | 27.09 | 365.03 | 0.81 | 0.014366 | 0.79563 | 0 | 0 | 63.53 | 25.84 | 108.62 | 63.57 | 1081.9756 | 99.3 | 3291.78 | 568.94 | 3860.72
2015 | Primary School | 3B | 6871 | 0 | 88.37 | 671.42 | 754.32 | 44.05 | 1293.2 | 361.03 | 27.09 | 430.42 | 0.51 | 0.014366 | 0.49563 | 0 | 0 | 0 | 25.84 | 105.25 | 62.93 | 1102.3356 | 88.37 | 3309.78 | 554.66 | 3864.44
2015 | Primary School | 3C | 6871 | 0 | 39.53 | 437.5 | 754.17 | 44.13 | 1293.2 | 361.03 | 27.09 | 338.78 | 0.3 | 0.014366 | 0.28563 | 0 | 0 | 0 | 25.84 | 107.76 | 63.59 | 776.5656 | 39.53 | 2984.58 | 508.33 | 3492.91
2015 | Primary School | 4A | 6871 | 0 | 219.71 | 470.54 | 752.49 | 44.14 | 1293.2 | 361.03 | 27.09 | 359.93 | 1.77 | 0.014366 | 1.7556 | 0 | 0 | 72.45 | 25.84 | 118.41 | 63.49 | 904.6756 | 219.71 | 3110.91 | 699.16 | 3810.07
2015 | Primary School | 4B | 6871 | 0 | 180.59 | 478.4 | 749.32 | 44.04 | 1293.2 | 361.03 | 27.09 | 444.89 | 0.97 | 0.014366 | 0.95563 | 0 | 0 | 0 | 25.84 | 115.36 | 62.8 | 924.2456 | 180.59 | 3126.53 | 656.97 | 3783.5
2015 | Primary School | 4C | 6871 | 0 | 456.33 | 182.99 | 757.07 | 44.13 | 1293.2 | 361.03 | 27.09 | 342.16 | 2.52 | 0.014366 | 2.5056 | 0 | 0 | 0 | 25.84 | 119.84 | 63.36 | 527.6556 | 456.33 | 2738.35 | 937.2 | 3675.55
2015 | Primary School | 5A | 6871 | 0 | 463.94 | 290.33 | 752.71 | 44.07 | 1293.2 | 361.03 | 27.09 | 348.5 | 2.44 | 0.014366 | 2.4256 | 0 | 0 | 70.44 | 25.84 | 126.51 | 63.44 | 711.6956 | 463.94 | 2918.04 | 951.49 | 3869.53
2015 | Primary School | 5B | 6871 | 0 | 484.34 | 351.21 | 751.59 | 44.11 | 1293.2 | 361.03 | 27.09 | 422.27 | 2.43 | 0.014366 | 2.4156 | 0 | 0 | 0 | 25.84 | 123.87 | 62.91 | 775.8956 | 484.34 | 2980.64 | 969.24 | 3949.88
2015 | Primary School | 5C | 6871 | 0 | 298.85 | 108.78 | 756.16 | 44.11 | 1293.2 | 361.03 | 27.09 | 330.79 | 1.88 | 0.014366 | 1.8656 | 0 | 0 | 62.06 | 25.84 | 124.32 | 63.39 | 503.4956 | 298.85 | 2713.29 | 784.19 | 3497.48
2015 | Primary School | 6A | 6871 | 0 | 944 | 312.99 | 753.44 | 44.09 | 1293.2 | 361.03 | 27.09 | 385.44 | 4.51 | 0.014366 | 4.4956 | 0 | 0 | 77.43 | 25.84 | 133.13 | 63.44 | 780.3556 | 944 | 2987.47 | 1438.16 | 4425.63
2015 | Primary School | 6B | 6871 | 0 | 733.73 | 218.5 | 753.6 | 44.04 | 1293.2 | 361.03 | 27.09 | 405.67 | 3.98 | 0.014366 | 3.9656 | 0 | 0 | 66.56 | 25.84 | 131.14 | 62.94 | 694.6956 | 733.73 | 2901.42 | 1225.9 | 4127.32
2015 | Primary School | 7 | 6871 | 0 | 1128.61 | 256.07 | 753.09 | 44.11 | 1293.2 | 361.03 | 27.09 | 389.42 | 5.08 | 0.014366 | 5.0656 | 0 | 0 | 75.73 | 25.84 | 140.19 | 63.35 | 726.2856 | 1128.61 | 2932.97 | 1629.83 | 4562.8
2015 | Primary School | 8 | 6871 | 0 | 2202.93 | 109.54 | 767.72 | 44.38 | 1293.2 | 361.03 | 27.1 | 426.97 | 9.34 | 0.014366 | 9.3256 | 0 | 0 | 78.92 | 25.85 | 149 | 63.03 | 624.7556 | 2202.93 | 2846.03 | 2712.96 | 5558.99
2018 | Primary School | 0A | 6871 | 0 | 7.44 | 1975.43 | 599.9 | 30.72 | 1293.2 | 361.03 | 19.43 | 451.53 | 0.04 | 0.014366 | 0.025634 | 0 | 0 | 149.81 | 25.83 | 79.88 | 64.94 | 2576.7956 | 7.44 | 4610.82 | 448.35 | 5059.17
2018 | Primary School | 0B | 6871 | 0 | 5.39 | 1817.39 | 601.61 | 30.72 | 1293.2 | 361.03 | 19.43 | 540.71 | 0.04 | 0.014366 | 0.025634 | 0 | 0 | 121.9 | 25.82 | 81.8 | 64.5 | 2480.0256 | 5.39 | 4515.32 | 448.23 | 4963.55
2018 | Primary School | 1A | 6871 | 0 | 0.2 | 1323.9 | 604.12 | 30.72 | 1293.2 | 361.03 | 19.43 | 439.86 | 0.02 | 0.014366 | 0.0056341 | 0 | 0 | 119.75 | 25.83 | 86.49 | 64.26 | 1883.5156 | 0.2 | 3921.08 | 447.72 | 4368.8
2018 | Primary School | 1B | 6871 | 0 | 27.34 | 1503.58 | 603.83 | 30.67 | 1293.2 | 361.03 | 19.43 | 460.11 | 0.12 | 0.014366 | 0.10563 | 0 | 0 | 114.94 | 25.83 | 89.32 | 64.13 | 2078.7356 | 27.34 | 4115.84 | 477.69 | 4593.53
2018 | Primary School | 2A | 6871 | 0 | 13.53 | 1093.71 | 604.49 | 30.66 | 1293.2 | 361.03 | 19.43 | 419.62 | 0.19 | 0.014366 | 0.17563 | 0 | 0 | 94.08 | 25.83 | 95.3 | 64.16 | 1607.5856 | 13.53 | 3645.37 | 469.86 | 4115.23
2018 | Primary School | 2B | 6871 | 0 | 27.14 | 892.62 | 606.09 | 30.69 | 1293.2 | 361.03 | 19.43 | 442.64 | 0.17 | 0.014366 | 0.15563 | 0 | 0 | 64.97 | 25.84 | 96.45 | 62.99 | 1400.3856 | 27.14 | 3438.64 | 484.62 | 3923.26
2018 | Primary School | 3A | 6871 | 0 | 119.75 | 612.15 | 607.01 | 30.68 | 1293.2 | 361.03 | 19.43 | 347.78 | 1.06 | 0.014366 | 1.0456 | 0 | 0 | 70.57 | 25.84 | 108.85 | 63.59 | 1031.5456 | 119.75 | 3071.3 | 589.63 | 3660.93
2018 | Primary School | 3B | 6871 | 0 | 104.07 | 642.21 | 605.69 | 30.68 | 1293.2 | 361.03 | 19.43 | 404.73 | 0.6 | 0.014366 | 0.58563 | 0 | 0 | 0 | 25.84 | 105.3 | 62.93 | 1047.5256 | 104.07 | 3085.3 | 570.4 | 3655.7
2018 | Primary School | 3C | 6871 | 0 | 43.39 | 410.28 | 605.57 | 30.73 | 1293.2 | 361.03 | 19.43 | 322.69 | 0.32 | 0.014366 | 0.30563 | 0 | 0 | 0 | 25.84 | 107.87 | 63.59 | 733.2756 | 43.39 | 2771.64 | 512.29 | 3283.93
2018 | Primary School | 4A | 6871 | 0 | 277.97 | 431.11 | 605.39 | 30.74 | 1293.2 | 361.03 | 19.43 | 336.95 | 1.75 | 0.014366 | 1.7356 | 0 | 0 | 86.96 | 25.84 | 118.67 | 63.52 | 856.7556 | 277.97 | 2894.88 | 757.67 | 3652.55
2018 | Primary School | 4B | 6871 | 0 | 217.56 | 447.19 | 603.14 | 30.67 | 1293.2 | 361.03 | 19.43 | 411.12 | 1.18 | 0.014366 | 1.1656 | 0 | 0 | 0 | 25.84 | 115.4 | 62.81 | 859.4756 | 217.56 | 2894.57 | 693.98 | 3588.55
2018 | Primary School | 4C | 6871 | 0 | 530.49 | 165.01 | 609.11 | 30.74 | 1293.2 | 361.03 | 19.43 | 319.55 | 3.03 | 0.014366 | 3.0156 | 0 | 0 | 0 | 25.84 | 120.17 | 63.38 | 487.5756 | 530.49 | 2529.29 | 1011.69 | 3540.98
2018 | Primary School | 5A | 6871 | 0 | 595.33 | 266.02 | 604.98 | 30.69 | 1293.2 | 361.03 | 19.43 | 331.18 | 3.5 | 0.014366 | 3.4856 | 0 | 0 | 78.11 | 25.84 | 126.8 | 63.47 | 678.7956 | 595.33 | 2716.42 | 1083.16 | 3799.58
2018 | Primary School | 5B | 6871 | 0 | 546.2 | 324.23 | 604.13 | 30.72 | 1293.2 | 361.03 | 19.43 | 392.5 | 2.79 | 0.014366 | 2.7756 | 0 | 0 | 0 | 25.84 | 123.94 | 62.92 | 719.5056 | 546.2 | 2755.76 | 1031.17 | 3786.93
2018 | Primary School | 5C | 6871 | 0 | 337.03 | 101.82 | 607.63 | 30.72 | 1293.2 | 361.03 | 19.43 | 313.11 | 2.61 | 0.014366 | 2.5956 | 0 | 0 | 72.01 | 25.84 | 124.51 | 63.41 | 489.5356 | 337.03 | 2529.77 | 822.57 | 3352.34
2018 | Primary School | 6A | 6871 | 0 | 1316.91 | 285.88 | 604.92 | 30.71 | 1293.2 | 361.03 | 19.43 | 366.91 | 7.27 | 0.014366 | 7.2556 | 0 | 0 | 100.38 | 25.84 | 133.41 | 63.44 | 760.4256 | 1316.91 | 2797.97 | 1811.35 | 4609.32
2018 | Primary School | 6B | 6871 | 0 | 856.38 | 200.84 | 605.04 | 30.67 | 1293.2 | 361.03 | 19.43 | 385.14 | 4.73 | 0.014366 | 4.7156 | 0 | 0 | 84.88 | 25.84 | 131.39 | 62.96 | 675.5756 | 856.38 | 2712.73 | 1348.8 | 4061.53
2018 | Primary School | 7 | 6871 | 0 | 1756.12 | 239.06 | 604.63 | 30.72 | 1293.2 | 361.03 | 19.43 | 374.76 | 2.11 | 0.014366 | 2.0956 | 0 | 0 | 99.41 | 25.84 | 140.47 | 63.35 | 715.3256 | 1756.12 | 2752.5 | 2257.61 | 5010.11
2018 | Primary School | 8 | 6871 | 0 | 3216.66 | 104.43 | 615.95 | 30.92 | 1293.2 | 361.03 | 19.44 | 415.1 | 4.56 | 0.014366 | 4.5456 | 0 | 0 | 119.16 | 25.85 | 149.28 | 63 | 643.2356 | 3216.66 | 2691.6 | 3726.96 | 6418.56
2006 | Quick Service Restaurant | 0A | 232.34 | 0 | 0 | 501.32 | 63.7 | 27.42 | 276.88 | 477.16 | 0 | 149.67 | 0 | 0 | 0 | 0 | 0 | 0 | 0 | 124.61 | 69.97 | 650.99 | 0 | 1088.97 | 601.77 | 1690.74
2006 | Quick Service Restaurant | 0B | 232.34 | 0 | 0.41 | 454.43 | 63.7 | 27.43 | 276.88 | 477.16 | 0 | 173.98 | 0 | 0 | 0 | 0 | 0 | 0 | 0 | 124.03 | 69.45 | 628.41 | 0.41 | 1065.88 | 601.59 | 1667.47
2006 | Quick Service Restaurant | 1A | 232.34 | 0 | 0.02 | 321.97 | 63.7 | 27.43 | 276.88 | 477.16 | 0 | 137.67 | 0 | 0 | 0 | 0 | 0 | 0 | 0 | 135.78 | 68.91 | 459.64 | 0.02 | 896.57 | 612.95 | 1509.52
2006 | Quick Service Restaurant | 1B | 232.34 | 0 | 15.73 | 367.19 | 63.7 | 27.4 | 276.88 | 477.16 | 0 | 169.82 | 0 | 0 | 0 | 0 | 0 | 0 | 0 | 136.07 | 68.77 | 537.01 | 15.73 | 973.76 | 628.96 | 1602.72
2006 | Quick Service Restaurant | 2A | 232.34 | 0 | 37.92 | 275.96 | 63.7 | 27.39 | 276.88 | 477.16 | 0 | 142.63 | 0 | 0 | 0 | 0 | 0 | 0 | 0 | 148.43 | 68.46 | 418.59 | 37.92 | 855.02 | 663.5 | 1518.52
2006 | Quick Service Restaurant | 2B | 232.34 | 0 | 32.43 | 186.92 | 63.7 | 27.41 | 276.88 | 477.16 | 0 | 167.57 | 0 | 0 | 0 | 0 | 0 | 0 | 0 | 149.26 | 67.28 | 354.49 | 32.43 | 789.76 | 658.84 | 1448.6
2006 | Quick Service Restaurant | 3A | 232.34 | 0 | 160.89 | 155.4 | 63.7 | 27.4 | 276.88 | 477.16 | 0 | 142.37 | 0 | 0 | 0 | 0 | 0 | 0 | 0 | 170.26 | 66.69 | 297.77 | 160.89 | 732.44 | 808.31 | 1540.75
2006 | Quick Service Restaurant | 3B | 232.34 | 0 | 84.49 | 129.94 | 63.7 | 27.4 | 276.88 | 477.16 | 0 | 161.81 | 0 | 0 | 0 | 0 | 0 | 0 | 0 | 164.63 | 66.75 | 291.75 | 84.49 | 726.49 | 726.27 | 1452.76
2006 | Quick Service Restaurant | 3C | 232.34 | 0 | 56.16 | 40.52 | 63.7 | 27.4 | 276.88 | 477.16 | 0 | 131.75 | 0 | 0 | 0 | 0 | 0 | 0 | 0 | 172.49 | 67.68 | 172.27 | 56.16 | 607.93 | 705.8 | 1313.73
2006 | Quick Service Restaurant | 4A | 232.34 | 0 | 342.23 | 96.51 | 63.7 | 27.36 | 276.88 | 477.16 | 0 | 132.21 | 0 | 0 | 0 | 0 | 0 | 0 | 0 | 187.59 | 64.99 | 228.72 | 342.23 | 661.65 | 1006.98 | 1668.63
2006 | Quick Service Restaurant | 4B | 232.34 | 0 | 174 | 74.4 | 63.7 | 27.38 | 276.88 | 477.16 | 0 | 156.19 | 0 | 0 | 0 | 0 | 0 | 0 | 0 | 182.52 | 65.61 | 230.59 | 174 | 664.16 | 833.68 | 1497.84
2006 | Quick Service Restaurant | 4C | 232.34 | 0 | 271.79 | 17.64 | 63.7 | 27.33 | 276.88 | 477.16 | 0 | 124.87 | 0 | 0 | 0 | 0 | 0 | 0 | 0 | 192.68 | 65.08 | 142.51 | 271.79 | 575.5 | 941.63 | 1517.13
2006 | Quick Service Restaurant | 5A | 232.34 | 0 | 513.94 | 53.79 | 63.7 | 27.37 | 276.88 | 477.16 | 0 | 126.37 | 0 | 0 | 0 | 0 | 0 | 0 | 0 | 202.12 | 64.06 | 180.16 | 513.94 | 612.17 | 1193.22 | 1805.39
2006 | Quick Service Restaurant | 5B | 232.34 | 0 | 327.22 | 49.73 | 63.7 | 27.37 | 276.88 | 477.16 | 0 | 150.42 | 0 | 0 | 0 | 0 | 0 | 0 | 0 | 197.88 | 64.55 | 200.15 | 327.22 | 632.64 | 1002.26 | 1634.9
2006 | Quick Service Restaurant | 5C | 232.34 | 0 | 357.55 | 5.42 | 63.7 | 27.33 | 276.88 | 477.16 | 0 | 114.01 | 0 | 0 | 0 | 0 | 0 | 0 | 0 | 201.02 | 64.29 | 119.43 | 357.55 | 551.63 | 1035.73 | 1587.36
2006 | Quick Service Restaurant | 6A | 232.34 | 0 | 716.2 | 58.41 | 63.7 | 27.35 | 276.88 | 477.16 | 0 | 130.49 | 0 | 0 | 0 | 0 | 0 | 0 | 0 | 212.83 | 63.63 | 188.9 | 716.2 | 620.46 | 1406.19 | 2026.65
2006 | Quick Service Restaurant | 6B | 232.34 | 0 | 524.83 | 31.09 | 63.7 | 27.33 | 276.88 | 477.16 | 0 | 143.31 | 0 | 0 | 0 | 0 | 0 | 0 | 0 | 210.05 | 63.56 | 174.4 | 524.83 | 605.87 | 1212.03 | 1817.9
2006 | Quick Service Restaurant | 7 | 232.34 | 0 | 911.83 | 43.02 | 63.7 | 27.32 | 276.88 | 477.16 | 0 | 126.37 | 0 | 0 | 0 | 0 | 0 | 0 | 0 | 225.59 | 63 | 169.39 | 911.83 | 600.29 | 1614.58 | 2214.87
2006 | Quick Service Restaurant | 8 | 232.34 | 0 | 1245.62 | 15.68 | 63.7 | 27.17 | 276.88 | 477.16 | 0 | 118.66 | 0 | 0 | 0 | 0 | 0 | 0 | 0 | 242.75 | 62.15 | 134.34 | 1245.62 | 564.25 | 1965.52 | 2529.77
2009 | Quick Service Restaurant | 0A | 232.34 | 0 | 0 | 467.93 | 63.7 | 18.21 | 276.88 | 477.16 | 0 | 149.5 | 0 | 0 | 0 | 0 | 0 | 0 | 0 | 124.42 | 70.61 | 617.43 | 0 | 1046.83 | 601.58 | 1648.41
2009 | Quick Service Restaurant | 0B | 232.34 | 0 | 0 | 417.67 | 63.7 | 18.21 | 276.88 | 477.16 | 0 | 173.6 | 0 | 0 | 0 | 0 | 0 | 0 | 0 | 123.95 | 69.83 | 591.27 | 0 | 1019.9 | 601.11 | 1621.01
2009 | Quick Service Restaurant | 1A | 232.34 | 0 | 0 | 309.25 | 63.7 | 18.21 | 276.88 | 477.16 | 0 | 137.64 | 0 | 0 | 0 | 0 | 0 | 0 | 0 | 135.78 | 68.97 | 446.89 | 0 | 874.66 | 612.94 | 1487.6
2009 | Quick Service Restaurant | 1B | 232.34 | 0 | 4.43 | 334.18 | 63.7 | 18.19 | 276.88 | 477.16 | 0 | 169.4 | 0 | 0 | 0 | 0 | 0 | 0 | 0 | 136.09 | 68.75 | 503.58 | 4.43 | 931.09 | 617.68 | 1548.77
2009 | Quick Service Restaurant | 2A | 232.34 | 0 | 20.31 | 259.43 | 63.7 | 18.18 | 276.88 | 477.16 | 0 | 142.06 | 0 | 0 | 0 | 0 | 0 | 0 | 0 | 148.53 | 68.13 | 401.49 | 20.31 | 828.39 | 646 | 1474.39
2009 | Quick Service Restaurant | 2B | 232.34 | 0 | 11.94 | 176.8 | 63.7 | 18.2 | 276.88 | 477.16 | 0 | 166.73 | 0 | 0 | 0 | 0 | 0 | 0 | 0 | 149.46 | 66.49 | 343.53 | 11.94 | 768.8 | 638.55 | 1407.35
2009 | Quick Service Restaurant | 3A | 232.34 | 0 | 129.79 | 132.88 | 63.7 | 18.19 | 276.88 | 477.16 | 0 | 142.21 | 0 | 0 | 0 | 0 | 0 | 0 | 0 | 170.5 | 65.8 | 275.09 | 129.79 | 699.66 | 777.45 | 1477.11
2009 | Quick Service Restaurant | 3B | 232.34 | 0 | 53.23 | 124.1 | 63.7 | 18.19 | 276.88 | 477.16 | 0 | 161.19 | 0 | 0 | 0 | 0 | 0 | 0 | 0 | 164.91 | 65.59 | 285.29 | 53.23 | 709.66 | 695.29 | 1404.95
2009 | Quick Service Restaurant | 3C | 232.34 | 0 | 17.5 | 38.57 | 63.7 | 18.19 | 276.88 | 477.16 | 0 | 130.7 | 0 | 0 | 0 | 0 | 0 | 0 | 0 | 172.86 | 66.31 | 169.27 | 17.5 | 594.35 | 667.51 | 1261.86
2009 | Quick Service Restaurant | 4A | 232.34 | 0 | 301.88 | 81.08 | 63.7 | 18.17 | 276.88 | 477.16 | 0 | 132 | 0 | 0 | 0 | 0 | 0 | 0 | 0 | 187.83 | 64.06 | 213.08 | 301.88 | 635.89 | 966.86 | 1602.75
2009 | Quick Service Restaurant | 4B | 232.34 | 0 | 141.53 | 72.73 | 63.7 | 18.18 | 276.88 | 477.16 | 0 | 155.69 | 0 | 0 | 0 | 0 | 0 | 0 | 0 | 182.85 | 64.27 | 228.42 | 141.53 | 651.45 | 801.53 | 1452.98
2009 | Quick Service Restaurant | 4C | 232.34 | 0 | 198.1 | 16.39 | 63.7 | 18.14 | 276.88 | 477.16 | 0 | 123.7 | 0 | 0 | 0 | 0 | 0 | 0 | 0 | 193.13 | 63.34 | 140.09 | 198.1 | 562.16 | 868.38 | 1430.54
2009 | Quick Service Restaurant | 5A | 232.34 | 0 | 465.07 | 41.73 | 63.7 | 18.17 | 276.88 | 477.16 | 0 | 125.93 | 0 | 0 | 0 | 0 | 0 | 0 | 0 | 202.36 | 63.12 | 167.66 | 465.07 | 589.54 | 1144.58 | 1734.12
2009 | Quick Service Restaurant | 5B | 232.34 | 0 | 283.39 | 48.56 | 63.7 | 18.17 | 276.88 | 477.16 | 0 | 149.54 | 0 | 0 | 0 | 0 | 0 | 0 | 0 | 198.15 | 63.38 | 198.1 | 283.39 | 620.23 | 958.7 | 1578.93
2009 | Quick Service Restaurant | 5C | 232.34 | 0 | 272.9 | 4.57 | 63.7 | 18.14 | 276.88 | 477.16 | 0 | 112.98 | 0 | 0 | 0 | 0 | 0 | 0 | 0 | 201.49 | 62.46 | 117.55 | 272.9 | 538.74 | 951.55 | 1490.29
2009 | Quick Service Restaurant | 6A | 232.34 | 0 | 644.25 | 48.05 | 63.7 | 18.16 | 276.88 | 477.16 | 0 | 131.12 | 0 | 0 | 0 | 0 | 0 | 0 | 0 | 213.01 | 62.9 | 179.17 | 644.25 | 600.82 | 1334.42 | 1935.24
2009 | Quick Service Restaurant | 6B | 232.34 | 0 | 454.8 | 29.4 | 63.7 | 18.15 | 276.88 | 477.16 | 0 | 141.95 | 0 | 0 | 0 | 0 | 0 | 0 | 0 | 210.31 | 62.46 | 171.35 | 454.8 | 592.55 | 1142.27 | 1734.82
2009 | Quick Service Restaurant | 7 | 232.34 | 0 | 823.28 | 39.77 | 63.7 | 18.14 | 276.88 | 477.16 | 0 | 127.33 | 0 | 0 | 0 | 0 | 0 | 0 | 0 | 225.75 | 62.29 | 167.1 | 823.28 | 588.1 | 1526.19 | 2114.29
2009 | Quick Service Restaurant | 8 | 232.34 | 0 | 1187.63 | 11.82 | 63.7 | 18.04 | 276.88 | 477.16 | 0 | 118.86 | 0 | 0 | 0 | 0 | 0 | 0 | 0 | 242.95 | 61.27 | 130.68 | 1187.63 | 550.57 | 1907.74 | 2458.31
2012 | Quick Service Restaurant | 0A | 232.34 | 0 | 0 | 398.52 | 38.15 | 18.21 | 276.88 | 477.16 | 0 | 139.72 | 0 | 0 | 0 | 0 | 0 | 0 | 0 | 124.36 | 70.75 | 538.24 | 0 | 942.22 | 601.52 | 1543.74
2012 | Quick Service Restaurant | 0B | 232.34 | 0 | 0 | 368.59 | 38.15 | 18.21 | 276.88 | 477.16 | 0 | 162 | 0 | 0 | 0 | 0 | 0 | 0 | 0 | 123.9 | 69.98 | 530.59 | 0 | 933.81 | 601.06 | 1534.87
2012 | Quick Service Restaurant | 1A | 232.34 | 0 | 0 | 264.03 | 38.15 | 18.21 | 276.88 | 477.16 | 0 | 129.3 | 0 | 0 | 0 | 0 | 0 | 0 | 0 | 135.73 | 69.17 | 393.33 | 0 | 795.74 | 612.89 | 1408.63
2012 | Quick Service Restaurant | 1B | 232.34 | 0 | 4.37 | 280 | 38.15 | 18.19 | 276.88 | 477.16 | 0 | 158.45 | 0 | 0 | 0 | 0 | 0 | 0 | 0 | 136.03 | 68.98 | 438.45 | 4.37 | 840.65 | 617.56 | 1458.21
2012 | Quick Service Restaurant | 2A | 232.34 | 0 | 21.16 | 212.07 | 38.15 | 18.18 | 276.88 | 477.16 | 0 | 134.7 | 0 | 0 | 0 | 0 | 0 | 0 | 0 | 148.49 | 68.35 | 346.77 | 21.16 | 748.32 | 646.8 | 1395.12
2012 | Quick Service Restaurant | 2B | 232.34 | 0 | 11.67 | 152.14 | 38.15 | 18.2 | 276.88 | 477.16 | 0 | 159.42 | 0 | 0 | 0 | 0 | 0 | 0 | 0 | 149.41 | 66.69 | 311.56 | 11.67 | 711.47 | 638.24 | 1349.71
2012 | Quick Service Restaurant | 3A | 232.34 | 0 | 127.83 | 113.06 | 38.15 | 18.19 | 276.88 | 477.16 | 0 | 134.82 | 0 | 0 | 0 | 0 | 0 | 0 | 0 | 170.47 | 65.94 | 247.88 | 127.83 | 647.04 | 775.46 | 1422.5
2012 | Quick Service Restaurant | 3B | 232.34 | 0 | 52.91 | 106.53 | 38.15 | 18.19 | 276.88 | 477.16 | 0 | 152.73 | 0 | 0 | 0 | 0 | 0 | 0 | 0 | 164.87 | 65.75 | 259.26 | 52.91 | 658.23 | 694.93 | 1353.16
2012 | Quick Service Restaurant | 3C | 232.34 | 0 | 19.92 | 33.55 | 38.15 | 18.19 | 276.88 | 477.16 | 0 | 124.04 | 0 | 0 | 0 | 0 | 0 | 0 | 0 | 172.83 | 66.44 | 157.59 | 19.92 | 557.24 | 669.91 | 1227.15
2012 | Quick Service Restaurant | 4A | 232.34 | 0 | 293.04 | 70.26 | 38.15 | 18.17 | 276.88 | 477.16 | 0 | 126.14 | 0 | 0 | 0 | 0 | 0 | 0 | 0 | 187.79 | 64.24 | 196.4 | 293.04 | 593.84 | 957.98 | 1551.82
2012 | Quick Service Restaurant | 4B | 232.34 | 0 | 130.68 | 63.35 | 38.15 | 18.18 | 276.88 | 477.16 | 0 | 148.19 | 0 | 0 | 0 | 0 | 0 | 0 | 0 | 182.79 | 64.47 | 211.54 | 130.68 | 609.22 | 790.63 | 1399.85
2012 | Quick Service Restaurant | 4C | 232.34 | 0 | 201.9 | 14.58 | 38.15 | 18.14 | 276.88 | 477.16 | 0 | 118.49 | 0 | 0 | 0 | 0 | 0 | 0 | 0 | 193.1 | 63.47 | 133.07 | 201.9 | 529.72 | 872.16 | 1401.88
2012 | Quick Service Restaurant | 5A | 232.34 | 0 | 458.88 | 36.48 | 38.15 | 18.17 | 276.88 | 477.16 | 0 | 120.8 | 0 | 0 | 0 | 0 | 0 | 0 | 0 | 202.32 | 63.28 | 157.28 | 458.88 | 553.75 | 1138.35 | 1692.1
2012 | Quick Service Restaurant | 5B | 232.34 | 0 | 275.93 | 42.33 | 38.15 | 18.17 | 276.88 | 477.16 | 0 | 143.41 | 0 | 0 | 0 | 0 | 0 | 0 | 0 | 198.12 | 63.53 | 185.74 | 275.93 | 582.47 | 951.21 | 1533.68
2012 | Quick Service Restaurant | 5C | 232.34 | 0 | 278.73 | 4.09 | 38.15 | 18.14 | 276.88 | 477.16 | 0 | 109.52 | 0 | 0 | 0 | 0 | 0 | 0 | 0 | 201.47 | 62.57 | 113.61 | 278.73 | 509.35 | 957.35 | 1466.7
2012 | Quick Service Restaurant | 6A | 232.34 | 0 | 634.43 | 41.24 | 38.15 | 18.16 | 276.88 | 477.16 | 0 | 124.14 | 0 | 0 | 0 | 0 | 0 | 0 | 0 | 212.98 | 63.04 | 165.38 | 634.43 | 561.6 | 1324.57 | 1886.17
2012 | Quick Service Restaurant | 6B | 232.34 | 0 | 447.99 | 25.88 | 38.15 | 18.15 | 276.88 | 477.16 | 0 | 136 | 0 | 0 | 0 | 0 | 0 | 0 | 0 | 210.29 | 62.59 | 161.88 | 447.99 | 557.64 | 1135.43 | 1693.07
2012 | Quick Service Restaurant | 7 | 232.34 | 0 | 807.63 | 27.65 | 38.15 | 18.14 | 276.88 | 477.16 | 0 | 121.4 | 0 | 0 | 0 | 0 | 0 | 0 | 0 | 225.72 | 62.46 | 149.05 | 807.63 | 544.68 | 1510.51 | 2055.19
2012 | Quick Service Restaurant | 8 | 232.34 | 0 | 1166.2 | 7.23 | 38.15 | 18.04 | 276.88 | 477.16 | 0 | 113.55 | 0 | 0 | 0 | 0 | 0 | 0 | 0 | 242.92 | 61.41 | 120.78 | 1166.2 | 515.26 | 1886.27 | 2401.53
2015 | Quick Service Restaurant | 0A | 232.34 | 0 | 0 | 357.75 | 31.85 | 15.09 | 266.15 | 477.16 | 0 | 78.52 | 0 | 0 | 0 | 0 | 0 | 0 | 0 | 124.4 | 58.69 | 436.27 | 0 | 808.05 | 601.56 | 1409.61
2015 | Quick Service Restaurant | 0B | 232.34 | 0 | 0.05 | 319.35 | 31.83 | 15.08 | 266.15 | 477.16 | 0 | 78.2 | 0 | 0 | 0 | 0 | 0 | 0 | 0 | 123.91 | 57.98 | 397.55 | 0.05 | 768.59 | 601.12 | 1369.71
2015 | Quick Service Restaurant | 1A | 232.34 | 0 | 0 | 225.48 | 31.83 | 15.08 | 266.15 | 477.16 | 0 | 59.75 | 0 | 0 | 0 | 0 | 0 | 0 | 0 | 135.74 | 57.1 | 285.23 | 0 | 655.4 | 612.89 | 1268.29
2015 | Quick Service Restaurant | 1B | 232.34 | 0 | 8.05 | 242.95 | 31.89 | 15.06 | 266.15 | 477.16 | 0 | 74.44 | 0 | 0 | 0 | 0 | 0 | 0 | 0 | 136 | 57.11 | 317.39 | 8.05 | 687.59 | 621.21 | 1308.8
2015 | Quick Service Restaurant | 2A | 232.34 | 0 | 23.34 | 190.59 | 31.81 | 15.06 | 266.15 | 477.16 | 0 | 63.78 | 0 | 0 | 0 | 0 | 0 | 0 | 0 | 148.43 | 56.51 | 254.37 | 23.34 | 623.89 | 648.93 | 1272.82
2015 | Quick Service Restaurant | 2B | 232.34 | 0 | 19.31 | 129.93 | 31.79 | 15.07 | 266.15 | 477.16 | 0 | 66.9 | 0 | 0 | 0 | 0 | 0 | 0 | 0 | 149.37 | 54.77 | 196.83 | 19.31 | 564.62 | 645.84 | 1210.46
2015 | Quick Service Restaurant | 3A | 232.34 | 0 | 123.19 | 101.34 | 31.84 | 15.06 | 266.15 | 477.16 | 0 | 59.21 | 0 | 0 | 0 | 0 | 0 | 0 | 0 | 170.38 | 54.17 | 160.55 | 123.19 | 527.78 | 770.73 | 1298.51
2015 | Quick Service Restaurant | 3B | 232.34 | 0 | 65.14 | 90.32 | 31.84 | 15.06 | 266.15 | 477.16 | 0 | 63.05 | 0 | 0 | 0 | 0 | 0 | 0 | 0 | 164.83 | 53.78 | 153.37 | 65.14 | 520.2 | 707.13 | 1227.33
2015 | Quick Service Restaurant | 3C | 232.34 | 0 | 29.49 | 37.29 | 31.92 | 15.09 | 266.15 | 477.16 | 0 | 50.52 | 0 | 0 | 0 | 0 | 0 | 0 | 0 | 172.62 | 55.12 | 87.81 | 29.49 | 456.1 | 679.26 | 1135.36
2015 | Quick Service Restaurant | 4A | 232.34 | 0 | 264.21 | 64.2 | 31.9 | 15.1 | 266.15 | 477.16 | 0 | 56 | 0 | 0 | 0 | 0 | 0 | 0 | 0 | 187.69 | 52.44 | 120.2 | 264.21 | 485.79 | 929.06 | 1414.85
2015 | Quick Service Restaurant | 4B | 232.34 | 0 | 153.19 | 54.58 | 31.8 | 15.06 | 266.15 | 477.16 | 0 | 62.17 | 0 | 0 | 0 | 0 | 0 | 0 | 0 | 182.8 | 52.29 | 116.75 | 153.19 | 482.06 | 813.15 | 1295.21
2015 | Quick Service Restaurant | 4C | 232.34 | 0 | 189.11 | 15.98 | 31.92 | 15.1 | 266.15 | 477.16 | 0 | 50.22 | 0 | 0 | 0 | 0 | 0 | 0 | 0 | 192.89 | 52.1 | 66.2 | 189.11 | 431.47 | 859.16 | 1290.63
2015 | Quick Service Restaurant | 5A | 232.34 | 0 | 415.21 | 34.69 | 31.85 | 15.07 | 266.15 | 477.16 | 0 | 54.01 | 0 | 0 | 0 | 0 | 0 | 0 | 0 | 202.23 | 51.44 | 88.7 | 415.21 | 453.22 | 1094.59 | 1547.81
2015 | Quick Service Restaurant | 5B | 232.34 | 0 | 301.64 | 37.07 | 31.84 | 15.09 | 266.15 | 477.16 | 0 | 62.08 | 0 | 0 | 0 | 0 | 0 | 0 | 0 | 198.12 | 51.31 | 99.15 | 301.64 | 463.54 | 976.92 | 1440.46
2015 | Quick Service Restaurant | 5C | 232.34 | 0 | 249.46 | 6.32 | 31.92 | 15.09 | 266.15 | 477.16 | 0 | 47.32 | 0 | 0 | 0 | 0 | 0 | 0 | 0 | 201.24 | 51.24 | 53.64 | 249.46 | 418.05 | 927.86 | 1345.91
2015 | Quick Service Restaurant | 6A | 232.34 | 0 | 587.25 | 38.36 | 31.86 | 15.08 | 266.15 | 477.16 | 0 | 57.22 | 0 | 0 | 0 | 0 | 0 | 0 | 0 | 212.91 | 51.1 | 95.58 | 587.25 | 459.77 | 1277.31 | 1737.08
2015 | Quick Service Restaurant | 6B | 232.34 | 0 | 447.35 | 23.29 | 31.81 | 15.06 | 266.15 | 477.16 | 0 | 60.16 | 0 | 0 | 0 | 0 | 0 | 0 | 0 | 210.24 | 50.56 | 83.45 | 447.35 | 447.04 | 1134.74 | 1581.78
2015 | Quick Service Restaurant | 7 | 232.34 | 0 | 742.86 | 27.05 | 31.83 | 15.09 | 266.15 | 477.16 | 0 | 56.82 | 0 | 0 | 0 | 0 | 0 | 0 | 0 | 225.65 | 50.49 | 83.87 | 742.86 | 447.43 | 1445.67 | 1893.1
2015 | Quick Service Restaurant | 8 | 232.34 | 0 | 1038.31 | 8.38 | 32.11 | 15.19 | 266.15 | 477.16 | 0 | 54.65 | 0 | 0 | 0 | 0 | 0 | 0 | 0 | 242.83 | 49.52 | 63.03 | 1038.31 | 426.01 | 1758.3 | 2184.31
2018 | Quick Service Restaurant | 0A | 232.34 | 0 | 0 | 356.09 | 28.81 | 9.8 | 266.15 | 477.16 | 0 | 78.26 | 0 | 0 | 0 | 0 | 0 | 0 | 0 | 124.39 | 58.7 | 434.35 | 0 | 797.81 | 601.55 | 1399.36
2018 | Quick Service Restaurant | 0B | 232.34 | 0 | 0.05 | 318.02 | 28.79 | 9.79 | 266.15 | 477.16 | 0 | 77.97 | 0 | 0 | 0 | 0 | 0 | 0 | 0 | 123.91 | 57.98 | 395.99 | 0.05 | 758.7 | 601.12 | 1359.82
2018 | Quick Service Restaurant | 1A | 232.34 | 0 | 0 | 224.32 | 28.79 | 9.79 | 266.15 | 477.16 | 0 | 59.53 | 0 | 0 | 0 | 0 | 0 | 0 | 0 | 135.74 | 57.11 | 283.85 | 0 | 645.7 | 612.89 | 1258.59
2018 | Quick Service Restaurant | 1B | 232.34 | 0 | 8.09 | 241.81 | 28.85 | 9.78 | 266.15 | 477.16 | 0 | 74.18 | 0 | 0 | 0 | 0 | 0 | 0 | 0 | 136 | 57.12 | 315.99 | 8.09 | 677.89 | 621.25 | 1299.14
2018 | Quick Service Restaurant | 2A | 232.34 | 0 | 23.37 | 189.65 | 28.77 | 9.78 | 266.15 | 477.16 | 0 | 63.55 | 0 | 0 | 0 | 0 | 0 | 0 | 0 | 148.43 | 56.52 | 253.2 | 23.37 | 614.42 | 648.96 | 1263.38
2018 | Quick Service Restaurant | 2B | 232.34 | 0 | 19.36 | 129.34 | 28.76 | 9.78 | 266.15 | 477.16 | 0 | 66.71 | 0 | 0 | 0 | 0 | 0 | 0 | 0 | 149.37 | 54.77 | 196.05 | 19.36 | 555.52 | 645.89 | 1201.41
2018 | Quick Service Restaurant | 3A | 232.34 | 0 | 123.04 | 100.81 | 28.8 | 9.78 | 266.15 | 477.16 | 0 | 59.02 | 0 | 0 | 0 | 0 | 0 | 0 | 0 | 170.38 | 54.18 | 159.83 | 123.04 | 518.74 | 770.58 | 1289.32
2018 | Quick Service Restaurant | 3B | 232.34 | 0 | 64.95 | 89.97 | 28.8 | 9.78 | 266.15 | 477.16 | 0 | 63.48 | 0 | 0 | 0 | 0 | 0 | 0 | 0 | 164.83 | 53.78 | 153.45 | 64.95 | 511.98 | 706.94 | 1218.92
2018 | Quick Service Restaurant | 3C | 232.34 | 0 | 29.64 | 37.06 | 28.88 | 9.8 | 266.15 | 477.16 | 0 | 50.34 | 0 | 0 | 0 | 0 | 0 | 0 | 0 | 172.62 | 55.13 | 87.4 | 29.64 | 447.36 | 679.41 | 1126.77
2018 | Quick Service Restaurant | 4A | 232.34 | 0 | 265.32 | 63.41 | 28.88 | 9.81 | 266.15 | 477.16 | 0 | 55.63 | 0 | 0 | 0 | 0 | 0 | 0 | 0 | 187.69 | 52.44 | 119.04 | 265.32 | 476.32 | 930.16 | 1406.48
2018 | Quick Service Restaurant | 4B | 232.34 | 0 | 154.81 | 53.9 | 28.77 | 9.78 | 266.15 | 477.16 | 0 | 61.76 | 0 | 0 | 0 | 0 | 0 | 0 | 0 | 182.8 | 52.29 | 115.66 | 154.81 | 472.65 | 814.77 | 1287.42
2018 | Quick Service Restaurant | 4C | 232.34 | 0 | 190.64 | 15.69 | 28.91 | 9.81 | 266.15 | 477.16 | 0 | 49.77 | 0 | 0 | 0 | 0 | 0 | 0 | 0 | 192.89 | 52.1 | 65.46 | 190.64 | 422.43 | 860.68 | 1283.11
2018 | Quick Service Restaurant | 5A | 232.34 | 0 | 414.98 | 34.34 | 28.82 | 9.79 | 266.15 | 477.16 | 0 | 53.73 | 0 | 0 | 0 | 0 | 0 | 0 | 0 | 202.23 | 51.44 | 88.07 | 414.98 | 444.28 | 1094.37 | 1538.65
2018 | Quick Service Restaurant | 5B | 232.34 | 0 | 301.99 | 36.72 | 28.81 | 9.8 | 266.15 | 477.16 | 0 | 61.76 | 0 | 0 | 0 | 0 | 0 | 0 | 0 | 198.12 | 51.31 | 98.48 | 301.99 | 454.55 | 977.27 | 1431.82
2018 | Quick Service Restaurant | 5C | 232.34 | 0 | 250.36 | 6.22 | 28.89 | 9.8 | 266.15 | 477.16 | 0 | 47 | 0 | 0 | 0 | 0 | 0 | 0 | 0 | 201.24 | 51.25 | 53.22 | 250.36 | 409.32 | 928.76 | 1338.08
2018 | Quick Service Restaurant | 6A | 232.34 | 0 | 585.2 | 38.13 | 28.82 | 9.8 | 266.15 | 477.16 | 0 | 57.02 | 0 | 0 | 0 | 0 | 0 | 0 | 0 | 212.91 | 51.1 | 95.15 | 585.2 | 451.02 | 1275.26 | 1726.28
2018 | Quick Service Restaurant | 6B | 232.34 | 0 | 445.76 | 23.16 | 28.78 | 9.78 | 266.15 | 477.16 | 0 | 59.94 | 0 | 0 | 0 | 0 | 0 | 0 | 0 | 210.24 | 50.56 | 83.1 | 445.76 | 438.37 | 1133.16 | 1571.53
2018 | Quick Service Restaurant | 7 | 232.34 | 0 | 740.1 | 26.88 | 28.79 | 9.8 | 266.15 | 477.16 | 0 | 56.61 | 0 | 0 | 0 | 0 | 0 | 0 | 0 | 225.65 | 50.49 | 83.49 | 740.1 | 438.72 | 1442.91 | 1881.63
2018 | Quick Service Restaurant | 8 | 232.34 | 0 | 1034.67 | 8.31 | 29.06 | 9.88 | 266.15 | 477.16 | 0 | 54.46 | 0 | 0 | 0 | 0 | 0 | 0 | 0 | 242.83 | 49.52 | 62.77 | 1034.67 | 417.39 | 1754.66 | 2172.05
2006 | Secondary School | 0A | 19592 | 0 | 464.78 | 11764.11 | 3487.45 | 217.09 | 2616.89 | 544.46 | 79.51 | 2634.86 | 433.39 | 0.074712 | 433.3153 | 0 | 0 | 803.28 | 155.35 | 327.15 | 165.06 | 15635.5653 | 464.78 | 22357 | 1336.4 | 23693.4
2006 | Secondary School | 0B | 19592 | 0 | 265.32 | 9648.59 | 3487.45 | 217.13 | 2616.89 | 544.46 | 79.51 | 2467.44 | 351.28 | 0.074712 | 351.2053 | 0 | 0 | 752.7 | 155.36 | 336.07 | 163.29 | 13219.9353 | 265.32 | 19939.64 | 1145.85 | 21085.49
2006 | Secondary School | 1A | 19592 | 0 | 65.43 | 7025.83 | 3487.45 | 217.16 | 2616.89 | 544.46 | 79.51 | 2202.7 | 244.63 | 0.074712 | 244.5553 | 0 | 0 | 680.96 | 155.37 | 357.03 | 161.78 | 10154.0453 | 65.43 | 16872.29 | 966.92 | 17839.21
2006 | Secondary School | 1B | 19592 | 0 | 713.24 | 8122.37 | 3487.45 | 216.89 | 2616.89 | 544.46 | 79.51 | 2553.62 | 306.7 | 0.074712 | 306.6253 | 0 | 0 | 764.61 | 155.36 | 370.34 | 162.43 | 11747.2253 | 713.24 | 18465.83 | 1628.04 | 20093.87
2006 | Secondary School | 2A | 19592 | 0 | 354 | 6274 | 3487.45 | 216.81 | 2616.89 | 544.46 | 79.51 | 2185.27 | 249.69 | 0.074712 | 249.6153 | 0 | 0 | 630.11 | 155.37 | 397.08 | 161.91 | 9338.9953 | 354 | 16057.02 | 1295.54 | 17352.56
2006 | Secondary School | 2B | 19592 | 0 | 566.15 | 4597.07 | 3487.45 | 216.97 | 2616.89 | 544.46 | 79.51 | 2339.26 | 177.2 | 0.074712 | 177.1253 | 0 | 0 | 487.91 | 155.38 | 402.91 | 158.51 | 7601.3653 | 566.15 | 14316.17 | 1513.52 | 15829.69
2006 | Secondary School | 3A | 19592 | 0 | 1454.84 | 3742.66 | 3487.45 | 216.93 | 2616.89 | 544.46 | 79.51 | 2217.67 | 168.48 | 0.074712 | 168.4053 | 0 | 0 | 634.86 | 155.37 | 458.08 | 159.57 | 6763.5953 | 1454.84 | 13479.41 | 2457.38 | 15936.79
2006 | Secondary School | 3B | 19592 | 0 | 848.82 | 3309.52 | 3487.45 | 216.92 | 2616.89 | 544.46 | 79.51 | 2322.95 | 133.16 | 0.074712 | 133.0853 | 0 | 0 | 441.17 | 155.38 | 443.1 | 158.23 | 6206.7253 | 848.82 | 12921.18 | 1836.38 | 14757.56
2006 | Secondary School | 3C | 19592 | 0 | 662.07 | 2347.25 | 3487.45 | 216.89 | 2616.89 | 544.46 | 79.51 | 1998.99 | 107.63 | 0.074712 | 107.5553 | 0 | 0 | 0 | 155.37 | 454.18 | 160.06 | 4453.7953 | 662.07 | 11170.05 | 1660.71 | 12830.76
2006 | Secondary School | 4A | 19592 | 0 | 2557.43 | 2509.26 | 3487.45 | 216.6 | 2616.89 | 544.46 | 79.51 | 2245.09 | 123.01 | 0.074712 | 122.9353 | 0 | 0 | 688.65 | 155.38 | 502.61 | 158.77 | 5565.9353 | 2557.43 | 12280.6 | 3604.5 | 15885.1
2006 | Secondary School | 4B | 19592 | 0 | 1371.52 | 2245.48 | 3487.45 | 216.76 | 2616.89 | 544.46 | 79.51 | 2376.02 | 97.77 | 0.074712 | 97.6953 | 0 | 0 | 497.78 | 155.38 | 489.36 | 157.66 | 5216.9753 | 1371.52 | 11930.71 | 2405.34 | 14336.05
2006 | Secondary School | 4C | 19592 | 0 | 1499.01 | 924.36 | 3487.45 | 216.35 | 2616.89 | 544.46 | 79.51 | 1987.08 | 59.18 | 0.074712 | 59.1053 | 0 | 0 | 432.21 | 155.38 | 509.11 | 158.22 | 3402.7553 | 1499.01 | 10116.63 | 2552.58 | 12669.21
2006 | Secondary School | 5A | 19592 | 0 | 2957.03 | 1456.79 | 3487.45 | 216.66 | 2616.89 | 544.46 | 79.51 | 2196.79 | 86.7 | 0.074712 | 86.6253 | 0 | 0 | 515.05 | 155.38 | 538.95 | 158.15 | 4255.2553 | 2957.03 | 10969.39 | 4040.44 | 15009.83
2006 | Secondary School | 5B | 19592 | 0 | 2034.62 | 1600.76 | 3487.45 | 216.67 | 2616.89 | 544.46 | 79.51 | 2382.53 | 75.36 | 0.074712 | 75.2853 | 0 | 0 | 465.79 | 155.38 | 527.41 | 157.45 | 4524.3653 | 2034.62 | 11237.8 | 3106.49 | 14344.29
2006 | Secondary School | 5C | 19592 | 0 | 1590.19 | 542.11 | 3487.45 | 216.33 | 2616.89 | 544.46 | 79.51 | 1917.41 | 41.38 | 0.074712 | 41.3053 | 0 | 0 | 442.81 | 155.38 | 528.57 | 157.92 | 2943.6353 | 1590.19 | 9657.2 | 2663.21 | 12320.41
2006 | Secondary School | 6A | 19592 | 0 | 5229.99 | 1588.66 | 3487.45 | 216.56 | 2616.89 | 544.46 | 79.51 | 2357.36 | 102.91 | 0.074712 | 102.8353 | 0 | 0 | 495.75 | 155.39 | 568.69 | 157.98 | 4544.6053 | 5229.99 | 11258.48 | 6343.14 | 17601.62
2006 | Secondary School | 6B | 19592 | 0 | 3998.82 | 1042.53 | 3487.45 | 216.41 | 2616.89 | 544.46 | 79.51 | 2354.85 | 64.36 | 0.074712 | 64.2853 | 0 | 0 | 489.41 | 155.39 | 560.11 | 157.02 | 3951.0753 | 3998.82 | 10663.82 | 5103.39 | 15767.21
2006 | Secondary School | 7 | 19592 | 0 | 8237.5 | 1244.56 | 3487.45 | 216.27 | 2616.89 | 544.46 | 79.51 | 2325.49 | 89.01 | 0.074712 | 88.9353 | 0 | 0 | 724.31 | 155.39 | 600.74 | 157.78 | 4383.2953 | 8237.5 | 11096.68 | 9382.71 | 20479.39
2006 | Secondary School | 8 | 19592 | 0 | 14402.44 | 569.6 | 3487.45 | 215.08 | 2616.89 | 544.46 | 79.51 | 2513.19 | 77.81 | 0.074712 | 77.7353 | 0 | 0 | 784.94 | 155.39 | 640.03 | 157.27 | 3945.4653 | 14402.44 | 10657.14 | 15586.93 | 26244.07
2009 | Secondary School | 0A | 19592 | 0 | 449.24 | 10224.44 | 3487.45 | 141.54 | 2616.89 | 544.46 | 79.51 | 2245.65 | 404.2 | 0.074712 | 404.1253 | 0 | 0 | 391.42 | 155.35 | 325.24 | 165.13 | 13265.6353 | 449.24 | 19911.58 | 1318.94 | 21230.52
2009 | Secondary School | 0B | 19592 | 0 | 157.2 | 8307.2 | 3487.45 | 141.56 | 2616.89 | 544.46 | 79.51 | 1905.16 | 320.16 | 0.074712 | 320.0853 | 0 | 0 | 423.8 | 155.36 | 333.99 | 163.37 | 10956.2453 | 157.2 | 17600.47 | 1035.65 | 18636.12
2009 | Secondary School | 1A | 19592 | 0 | 46.68 | 5861.82 | 3487.45 | 141.58 | 2616.89 | 544.46 | 79.51 | 1650.04 | 225.14 | 0.074712 | 225.0653 | 0 | 0 | 435.17 | 155.37 | 356.22 | 161.85 | 8172.0953 | 46.68 | 14814.82 | 947.37 | 15762.19
2009 | Secondary School | 1B | 19592 | 0 | 397.3 | 7111.78 | 3487.45 | 141.4 | 2616.89 | 544.46 | 79.51 | 2101.12 | 264.26 | 0.074712 | 264.1853 | 0 | 0 | 354.69 | 155.36 | 368.06 | 162.49 | 9831.7753 | 397.3 | 16474.96 | 1309.82 | 17784.78
2009 | Secondary School | 2A | 19592 | 0 | 121.61 | 5199.67 | 3487.45 | 141.35 | 2616.89 | 544.46 | 79.51 | 1713.95 | 226.24 | 0.074712 | 226.1653 | 0 | 0 | 443.83 | 155.37 | 396.83 | 161.93 | 7583.6153 | 121.61 | 14226.2 | 1062.9 | 15289.1
2009 | Secondary School | 2B | 19592 | 0 | 194.68 | 3757.14 | 3487.45 | 141.46 | 2616.89 | 544.46 | 79.51 | 1729.63 | 142.41 | 0.074712 | 142.3353 | 0 | 0 | 219.84 | 155.38 | 401.15 | 158.59 | 5848.9453 | 194.68 | 12488.31 | 1140.28 | 13628.59
2009 | Secondary School | 3A | 19592 | 0 | 488.83 | 2931.27 | 3487.45 | 141.43 | 2616.89 | 544.46 | 79.51 | 1692.3 | 139.91 | 0.074712 | 139.8353 | 0 | 0 | 297.16 | 155.37 | 457.58 | 159.66 | 5060.5653 | 488.83 | 11700.95 | 1490.87 | 13191.82
2009 | Secondary School | 3B | 19592 | 0 | 347.07 | 2641.66 | 3487.45 | 141.42 | 2616.89 | 544.46 | 79.51 | 1642.93 | 103.46 | 0.074712 | 103.3853 | 0 | 0 | 228.44 | 155.38 | 441.41 | 158.32 | 4616.4153 | 347.07 | 11255.48 | 1332.94 | 12588.42
2009 | Secondary School | 3C | 19592 | 0 | 261.09 | 1935.21 | 3487.45 | 141.4 | 2616.89 | 544.46 | 79.51 | 1544.17 | 85.29 | 0.074712 | 85.2153 | 0 | 0 | 0 | 155.37 | 453.79 | 160.12 | 3564.5953 | 261.09 | 10205.42 | 1259.33 | 11464.75
2009 | Secondary School | 4A | 19592 | 0 | 1038.23 | 1998.07 | 3487.45 | 141.21 | 2616.89 | 544.46 | 79.51 | 1676.38 | 98.74 | 0.074712 | 98.6653 | 0 | 0 | 323.45 | 155.38 | 501.9 | 158.78 | 4096.5653 | 1038.23 | 10735.86 | 2084.59 | 12820.45
2009 | Secondary School | 4B | 19592 | 0 | 535.7 | 1800.65 | 3487.45 | 141.32 | 2616.89 | 544.46 | 79.51 | 1660.09 | 76.63 | 0.074712 | 76.5553 | 0 | 0 | 208.83 | 155.38 | 487.22 | 157.77 | 3746.1253 | 535.7 | 10384.52 | 1567.38 | 11951.9
2009 | Secondary School | 4C | 19592 | 0 | 720.56 | 767.98 | 3487.45 | 141.05 | 2616.89 | 544.46 | 79.51 | 1584.62 | 42.56 | 0.074712 | 42.4853 | 0 | 0 | 322.7 | 155.38 | 508.65 | 158.22 | 2717.7853 | 720.56 | 9356.36 | 1773.67 | 11130.03
2009 | Secondary School | 5A | 19592 | 0 | 1901.89 | 1255.41 | 3487.45 | 141.26 | 2616.89 | 544.46 | 79.51 | 1760.8 | 73.29 | 0.074712 | 73.2153 | 0 | 0 | 285.85 | 155.38 | 538.4 | 158.09 | 3375.2753 | 1901.89 | 10013.93 | 2984.75 | 12998.68
2009 | Secondary School | 5B | 19592 | 0 | 1340.82 | 1333.96 | 3487.45 | 141.26 | 2616.89 | 544.46 | 79.51 | 1677.91 | 59.08 | 0.074712 | 59.0053 | 0 | 0 | 251.52 | 155.38 | 525.48 | 157.47 | 3322.3953 | 1340.82 | 9960.44 | 2410.77 | 12371.21
2009 | Secondary School | 5C | 19592 | 0 | 724.73 | 448.87 | 3487.45 | 141.04 | 2616.89 | 544.46 | 79.51 | 1514.14 | 32.14 | 0.074712 | 32.0653 | 0 | 0 | 279.48 | 155.38 | 528.03 | 157.93 | 2274.5553 | 724.73 | 8912.84 | 1797.22 | 10710.06
2009 | Secondary School | 6A | 19592 | 0 | 3632.48 | 1364.41 | 3487.45 | 141.19 | 2616.89 | 544.46 | 79.51 | 1915.83 | 86.08 | 0.074712 | 86.0053 | 0 | 0 | 301.06 | 155.39 | 568.11 | 158 | 3667.3053 | 3632.48 | 10305.82 | 4745.05 | 15050.87
2009 | Secondary School | 6B | 19592 | 0 | 3023.85 | 880.9 | 3487.45 | 141.09 | 2616.89 | 544.46 | 79.51 | 1681.79 | 53.38 | 0.074712 | 53.3053 | 0 | 0 | 232.57 | 155.38 | 558.69 | 157.04 | 2848.5653 | 3023.85 | 9486.02 | 4127.01 | 13613.03
2009 | Secondary School | 7 | 19592 | 0 | 6935.54 | 1146.51 | 3487.45 | 141 | 2616.89 | 544.46 | 79.51 | 1893.25 | 79.84 | 0.074712 | 79.7653 | 0 | 0 | 506.2 | 155.38 | 600.19 | 157.76 | 3625.7253 | 6935.54 | 10263.81 | 8080.19 | 18344
2009 | Secondary School | 8 | 19592 | 0 | 12275.16 | 528.68 | 3487.45 | 140.23 | 2616.89 | 544.46 | 79.51 | 2048.25 | 71.04 | 0.074712 | 70.9653 | 0 | 0 | 560.83 | 155.39 | 639.42 | 157.29 | 3208.7253 | 12275.16 | 9845.58 | 13459.05 | 23304.63
2012 | Secondary School | 0A | 19592 | 0 | 274.93 | 8101.78 | 2370.88 | 141.54 | 2616.89 | 544.46 | 44.79 | 1996.32 | 328.93 | 0.074712 | 328.8553 | 0 | 0 | 541.29 | 155.34 | 327.05 | 165.24 | 10968.2453 | 274.93 | 16463 | 1146.43 | 17609.43
2012 | Secondary School | 0B | 19592 | 0 | 15.67 | 6301.95 | 2378.95 | 141.56 | 2616.89 | 544.46 | 44.8 | 1611.33 | 247.14 | 0.074712 | 247.0653 | 0 | 0 | 428.14 | 155.34 | 335.67 | 163.64 | 8588.4853 | 15.67 | 14089.76 | 895.8 | 14985.56
2012 | Secondary School | 1A | 19592 | 0 | 4.51 | 4752.6 | 2389.34 | 141.58 | 2616.89 | 544.46 | 44.8 | 1393.4 | 180.46 | 0.074712 | 180.3853 | 0 | 0 | 416.07 | 155.35 | 356.69 | 162.27 | 6742.4553 | 4.51 | 12252.76 | 905.66 | 13158.42
2012 | Secondary School | 1B | 19592 | 0 | 102.26 | 5613.63 | 2389.94 | 141.4 | 2616.89 | 544.46 | 44.8 | 1882.33 | 214.69 | 0.074712 | 214.6153 | 0 | 0 | 371.98 | 155.35 | 370.01 | 162.78 | 8082.5553 | 102.26 | 13593.8 | 1016.73 | 14610.53
2012 | Secondary School | 2A | 19592 | 0 | 33.36 | 4095.1 | 2399.09 | 141.35 | 2616.89 | 544.46 | 44.81 | 1397.62 | 179.6 | 0.074712 | 179.5253 | 0 | 0 | 296.83 | 155.36 | 396.7 | 162.6 | 5969.0753 | 33.36 | 11489.26 | 974.52 | 12463.78
2012 | Secondary School | 2B | 19592 | 0 | 65.46 | 3183.34 | 2410.39 | 141.46 | 2616.89 | 544.46 | 44.82 | 1586.09 | 125.56 | 0.074712 | 125.4853 | 0 | 0 | 268.54 | 155.38 | 402.5 | 159 | 5163.4553 | 65.46 | 10691.47 | 1012.42 | 11703.89
2012 | Secondary School | 3A | 19592 | 0 | 277.54 | 2474.23 | 2412.2 | 141.43 | 2616.89 | 544.46 | 44.82 | 1406.36 | 115.86 | 0.074712 | 115.7853 | 0 | 0 | 291.28 | 155.37 | 457.38 | 160.11 | 4287.6553 | 277.54 | 9818.55 | 1279.38 | 11097.93
2012 | Secondary School | 3B | 19592 | 0 | 129.75 | 2291.21 | 2404.04 | 141.42 | 2616.89 | 544.46 | 44.81 | 1555.38 | 92.08 | 0.074712 | 92.0053 | 0 | 0 | 269.1 | 155.37 | 442.55 | 158.75 | 4207.6953 | 129.75 | 9729.07 | 1116.76 | 10845.83
2012 | Secondary School | 3C | 19592 | 0 | 102.19 | 1630.47 | 2406.8 | 141.4 | 2616.89 | 544.46 | 44.82 | 1305.73 | 69.92 | 0.074712 | 69.8453 | 0 | 0 | 161.37 | 155.37 | 453.7 | 160.59 | 3167.4153 | 102.19 | 8693.36 | 1100.35 | 9793.71
2012 | Secondary School | 4A | 19592 | 0 | 473.24 | 1761.91 | 2424.15 | 141.21 | 2616.89 | 544.46 | 44.83 | 1410.67 | 90.34 | 0.074712 | 90.2653 | 0 | 0 | 291.46 | 155.37 | 501.57 | 159.24 | 3554.3053 | 473.24 | 9096.07 | 1519.27 | 10615.34
2012 | Secondary School | 4B | 19592 | 0 | 158.38 | 1630.9 | 2413.39 | 141.32 | 2616.89 | 544.46 | 44.82 | 1516.76 | 69.36 | 0.074712 | 69.2853 | 0 | 0 | 254.07 | 155.37 | 488.02 | 158.27 | 3471.0153 | 158.38 | 9001.17 | 1190.86 | 10192.03
2012 | Secondary School | 4C | 19592 | 0 | 441.85 | 707.87 | 2446.31 | 141.05 | 2616.89 | 544.46 | 44.84 | 1359.8 | 39.82 | 0.074712 | 39.7453 | 0 | 0 | 237.37 | 155.37 | 508.43 | 158.69 | 2344.7853 | 441.85 | 7908.02 | 1494.74 | 9402.76
2012 | Secondary School | 5A | 19592 | 0 | 1000 | 1133.68 | 2427.81 | 141.26 | 2616.89 | 544.46 | 44.83 | 1462.79 | 63.27 | 0.074712 | 63.1953 | 0 | 0 | 274.15 | 155.37 | 538.08 | 158.51 | 2933.8153 | 1000 | 8478.57 | 2082.53 | 10561.1
2012 | Secondary School | 5B | 19592 | 0 | 599.03 | 1222.82 | 2423.78 | 141.26 | 2616.89 | 544.46 | 44.83 | 1539.31 | 53.86 | 0.074712 | 53.7853 | 0 | 0 | 295.18 | 155.37 | 526.27 | 157.94 | 3111.0953 | 599.03 | 8651.24 | 1669.76 | 10321
2012 | Secondary School | 5C | 19592 | 0 | 490.87 | 417.65 | 2440.43 | 141.04 | 2616.89 | 544.46 | 44.84 | 1328.09 | 24.08 | 0.074712 | 24.0053 | 0 | 0 | 269.66 | 155.37 | 527.83 | 158.4 | 2039.4053 | 490.87 | 7596.45 | 1563.16 | 9159.61
2012 | Secondary School | 6A | 19592 | 0 | 2086.8 | 1224.02 | 2559.38 | 141.19 | 2616.89 | 544.46 | 44.91 | 1592.25 | 70.89 | 0.074712 | 70.8153 | 0 | 0 | 307.54 | 155.37 | 567.71 | 158.52 | 3194.6253 | 2086.8 | 8870.96 | 3198.97 | 12069.93
2012 | Secondary School | 6B | 19592 | 0 | 1219.47 | 823.81 | 2559.38 | 141.09 | 2616.89 | 544.46 | 44.91 | 1630.77 | 41.48 | 0.074712 | 41.4053 | 0 | 0 | 312.89 | 155.37 | 559.03 | 157.52 | 2808.8753 | 1219.47 | 8484.13 | 2322.96 | 10807.09
2012 | Secondary School | 7 | 19592 | 0 | 2587.19 | 963.56 | 2559.38 | 141 | 2616.89 | 544.46 | 44.91 | 1590.86 | 57.98 | 0.074712 | 57.9053 | 0 | 0 | 317.46 | 155.37 | 599.67 | 158.12 | 2929.7853 | 2587.19 | 8605.53 | 3731.32 | 12336.85
2012 | Secondary School | 8 | 19592 | 0 | 5340.8 | 423.79 | 2559.38 | 140.23 | 2616.89 | 544.46 | 44.91 | 1687.78 | 39.45 | 0.074712 | 39.3753 | 0 | 0 | 334.98 | 155.38 | 638.99 | 157.41 | 2485.9253 | 5340.8 | 8160.18 | 6524.25 | 14684.43
2015 | Secondary School | 0A | 19592 | 0 | 179.97 | 6601.61 | 1871.47 | 117.01 | 2594.37 | 544.46 | 44.19 | 1458.85 | 141.21 | 0.074712 | 141.1353 | 0 | 0 | 413.24 | 155.35 | 322.98 | 136.61 | 8614.8353 | 179.97 | 13533.92 | 1047.4 | 14581.32
2015 | Secondary School | 0B | 19592 | 0 | 6.29 | 5339.09 | 1879.9 | 116.99 | 2594.37 | 544.46 | 44.19 | 1215.68 | 124.15 | 0.074712 | 124.0753 | 0 | 0 | 303.31 | 155.35 | 331.83 | 135.74 | 6982.1553 | 6.29 | 11908.78 | 882.58 | 12791.36
2015 | Secondary School | 1A | 19592 | 0 | 3.3 | 4034.31 | 1891.73 | 117.01 | 2594.37 | 544.46 | 44.2 | 1084.45 | 85.63 | 0.074712 | 85.5553 | 0 | 0 | 325.75 | 155.35 | 352.82 | 135.21 | 5530.0653 | 3.3 | 10468 | 900.58 | 11368.58
2015 | Secondary School | 1B | 19592 | 0 | 47.19 | 4610.93 | 1890.94 | 116.83 | 2594.37 | 544.46 | 44.2 | 1272.94 | 107.49 | 0.074712 | 107.4153 | 0 | 0 | 271.99 | 155.36 | 366.09 | 134.66 | 6263.2753 | 47.19 | 11199.71 | 957.74 | 12157.45
2015 | Secondary School | 2A | 19592 | 0 | 13.8 | 3420.77 | 1895.93 | 116.78 | 2594.37 | 544.46 | 44.2 | 1029.11 | 80.64 | 0.074712 | 80.5653 | 0 | 0 | 232.18 | 155.36 | 392.81 | 134.81 | 4762.6253 | 13.8 | 9704.16 | 951.06 | 10655.22
2015 | Secondary School | 2B | 19592 | 0 | 19.66 | 2659.93 | 1904.87 | 116.88 | 2594.37 | 544.46 | 44.21 | 1072.77 | 51.02 | 0.074712 | 50.9453 | 0 | 0 | 178.47 | 155.37 | 398.62 | 132.45 | 3962.1153 | 19.66 | 8910.35 | 962.73 | 9873.08
2015 | Secondary School | 3A | 19592 | 0 | 153.24 | 2074.79 | 1908.41 | 116.86 | 2594.37 | 544.46 | 44.21 | 938.13 | 50.16 | 0.074712 | 50.0853 | 0 | 0 | 205.73 | 155.37 | 453.59 | 133.18 | 3268.7353 | 153.24 | 8221.2 | 1151.29 | 9372.49
2015 | Secondary School | 3B | 19592 | 0 | 269.8 | 1974.28 | 1901.33 | 116.85 | 2594.37 | 544.46 | 44.2 | 1028.19 | 41.39 | 0.074712 | 41.3153 | 0 | 0 | 0 | 155.37 | 438.66 | 132.28 | 3043.7853 | 269.8 | 7988.25 | 1252.92 | 9241.17
2015 | Secondary School | 3C | 19592 | 0 | 93.33 | 1458.56 | 1901.61 | 117.04 | 2594.37 | 544.46 | 44.21 | 872.93 | 63.72 | 0.074712 | 63.6453 | 0 | 0 | 0 | 155.37 | 449.84 | 133.34 | 2395.1353 | 93.33 | 7341.14 | 1087.63 | 8428.77
2015 | Secondary School | 4A | 19592 | 0 | 393.78 | 1505.22 | 1909.14 | 117.07 | 2594.37 | 544.46 | 44.21 | 925.25 | 39.36 | 0.074712 | 39.2853 | 0 | 0 | 237.54 | 155.37 | 497.83 | 132.86 | 2707.2953 | 393.78 | 7660.4 | 1436.07 | 9096.47
2015 | Secondary School | 4B | 19592 | 0 | 601.55 | 1440.79 | 1897.48 | 116.81 | 2594.37 | 544.46 | 44.2 | 1074.1 | 59.07 | 0.074712 | 58.9953 | 0 | 0 | 0 | 155.37 | 484.65 | 131.97 | 2573.8853 | 601.55 | 7514.16 | 1630.66 | 9144.82
2015 | Secondary School | 4C | 19592 | 0 | 984.93 | 674.65 | 1929.72 | 117.05 | 2594.37 | 544.46 | 44.22 | 847.05 | 35.05 | 0.074712 | 34.9753 | 0 | 0 | 0 | 155.37 | 504.82 | 132.59 | 1556.6753 | 984.93 | 6530.08 | 2034.21 | 8564.29
2015 | Secondary School | 5A | 19592 | 0 | 869.25 | 1005.4 | 1910.77 | 116.89 | 2594.37 | 544.46 | 44.21 | 922.36 | 30.77 | 0.074712 | 30.6953 | 0 | 0 | 219.27 | 155.37 | 534.36 | 132.69 | 2177.7253 | 869.25 | 7132.1 | 1948.07 | 9080.17
2015 | Secondary School | 5B | 19592 | 0 | 1369.56 | 1074.51 | 1907.27 | 117.01 | 2594.37 | 544.46 | 44.21 | 1047.26 | 49.26 | 0.074712 | 49.1853 | 0 | 0 | 0 | 155.37 | 522.84 | 131.96 | 2170.9553 | 1369.56 | 7121.23 | 2436.85 | 9558.08
2015 | Secondary School | 5C | 19592 | 0 | 359.58 | 450.95 | 1925.18 | 116.99 | 2594.37 | 544.46 | 44.22 | 826.3 | 23.5 | 0.074712 | 23.4253 | 0 | 0 | 196.17 | 155.37 | 524.21 | 132.6 | 1496.8453 | 359.58 | 6465.65 | 1428.25 | 7893.9
2015 | Secondary School | 6A | 19592 | 0 | 1954.81 | 1062.36 | 1914.97 | 116.95 | 2594.37 | 544.46 | 44.22 | 1008.05 | 34.86 | 0.074712 | 34.7853 | 0 | 0 | 222.38 | 155.37 | 564.04 | 132.92 | 2327.5753 | 1954.81 | 7286.44 | 3063.31 | 10349.75
2015 | Secondary School | 6B | 19592 | 0 | 1116.23 | 738.19 | 1916.25 | 116.81 | 2594.37 | 544.46 | 44.22 | 1001.78 | 36.94 | 0.074712 | 36.8653 | 0 | 0 | 236.86 | 155.37 | 555.42 | 131.92 | 2013.6953 | 1116.23 | 6972.7 | 2216.1 | 9188.8
2015 | Secondary School | 7 | 19592 | 0 | 2359.6 | 870.23 | 1917.92 | 117 | 2594.37 | 544.46 | 44.22 | 1011.58 | 31.39 | 0.074712 | 31.3153 | 0 | 0 | 225.24 | 155.37 | 595.91 | 132.74 | 2138.3653 | 2359.6 | 7100.06 | 3499.96 | 10600.02
2015 | Secondary School | 8 | 19592 | 0 | 4619.68 | 415.13 | 1971.77 | 117.73 | 2594.37 | 544.46 | 44.26 | 1064.88 | 34.69 | 0.074712 | 34.6153 | 0 | 0 | 238.36 | 155.37 | 635.1 | 132.53 | 1752.9853 | 4619.68 | 6769.09 | 5799.23 | 12568.32
2018 | Secondary School | 0A | 19592 | 0 | 184.62 | 6012.41 | 1536.86 | 82.45 | 2594.37 | 544.46 | 32.18 | 1446.23 | 127.43 | 0.074712 | 127.3553 | 0 | 0 | 406.06 | 155.35 | 322.84 | 136.65 | 7992.0553 | 184.62 | 12529.99 | 1051.92 | 13581.91
2018 | Secondary School | 0B | 19592 | 0 | 6.72 | 5211.93 | 1542.97 | 82.43 | 2594.37 | 544.46 | 32.18 | 1177.92 | 121.43 | 0.074712 | 121.3553 | 0 | 0 | 295.03 | 155.35 | 331.72 | 135.79 | 6806.2353 | 6.72 | 11349.41 | 882.91 | 12232.32
2018 | Secondary School | 1A | 19592 | 0 | 4.82 | 3883.11 | 1551.63 | 82.44 | 2594.37 | 544.46 | 32.18 | 1055.96 | 81.64 | 0.074712 | 81.5653 | 0 | 0 | 320.4 | 155.35 | 352.69 | 135.25 | 5341.0353 | 4.82 | 9892.34 | 901.97 | 10794.31
2018 | Secondary School | 1B | 19592 | 0 | 47.64 | 4480.04 | 1551 | 82.32 | 2594.37 | 544.46 | 32.18 | 1235.64 | 104.19 | 0.074712 | 104.1153 | 0 | 0 | 264.26 | 155.36 | 365.96 | 134.69 | 6084.0553 | 47.64 | 10634.05 | 958.06 | 11592.11
2018 | Secondary School | 2A | 19592 | 0 | 15.17 | 3307.25 | 1554.52 | 82.29 | 2594.37 | 544.46 | 32.19 | 1000.08 | 77.13 | 0.074712 | 77.0553 | 0 | 0 | 245.41 | 155.36 | 392.75 | 134.85 | 4629.7953 | 15.17 | 9183.44 | 952.37 | 10135.81
2018 | Secondary School | 2B | 19592 | 0 | 21.87 | 2571.43 | 1560.98 | 82.36 | 2594.37 | 544.46 | 32.19 | 1035.03 | 48.75 | 0.074712 | 48.6753 | 0 | 0 | 203.5 | 155.37 | 398.58 | 132.46 | 3858.6353 | 21.87 | 8416.44 | 964.91 | 9381.35
2018 | Secondary School | 3A | 19592 | 0 | 168.85 | 2008.52 | 1563.6 | 82.34 | 2594.37 | 544.46 | 32.19 | 915.73 | 47.68 | 0.074712 | 47.6053 | 0 | 0 | 237.01 | 155.37 | 453.62 | 133.19 | 3208.8653 | 168.85 | 7769.99 | 1166.93 | 8936.92
2018 | Secondary School | 3B | 19592 | 0 | 274.63 | 1907.64 | 1558.41 | 82.33 | 2594.37 | 544.46 | 32.19 | 987.93 | 39.51 | 0.074712 | 39.4353 | 0 | 0 | 0 | 155.37 | 438.67 | 132.27 | 2935.0053 | 274.63 | 7490.01 | 1257.76 | 8747.77
2018 | Secondary School | 3C | 19592 | 0 | 108.43 | 1410.62 | 1558.59 | 82.48 | 2594.37 | 544.46 | 32.19 | 848.13 | 35.72 | 0.074712 | 35.6453 | 0 | 0 | 0 | 155.37 | 449.85 | 133.34 | 2294.3953 | 108.43 | 6850.8 | 1102.73 | 7953.53
2018 | Secondary School | 4A | 19592 | 0 | 427.45 | 1429.72 | 1565.98 | 82.5 | 2594.37 | 544.46 | 32.19 | 877.76 | 37.87 | 0.074712 | 37.7953 | 0 | 0 | 246.14 | 155.37 | 497.89 | 132.87 | 2591.4153 | 427.45 | 7154.78 | 1469.8 | 8624.58
2018 | Secondary School | 4B | 19592 | 0 | 615.74 | 1355.67 | 1557.67 | 82.31 | 2594.37 | 544.46 | 32.19 | 1007.52 | 30.45 | 0.074712 | 30.3753 | 0 | 0 | 0 | 155.37 | 484.69 | 131.96 | 2393.5653 | 615.74 | 6947.5 | 1644.88 | 8592.38
2018 | Secondary School | 4C | 19592 | 0 | 1057.09 | 638.5 | 1581.32 | 82.49 | 2594.37 | 544.46 | 32.2 | 811.43 | 20.64 | 0.074712 | 20.5653 | 0 | 0 | 0 | 155.37 | 504.86 | 132.59 | 1470.4953 | 1057.09 | 6048.92 | 2106.4 | 8155.32
2018 | Secondary School | 5A | 19592 | 0 | 929.66 | 965.51 | 1565.9 | 82.37 | 2594.37 | 544.46 | 32.19 | 901.23 | 23.34 | 0.074712 | 23.2653 | 0 | 0 | 233.07 | 155.37 | 534.37 | 132.72 | 2123.0753 | 929.66 | 6686.07 | 2008.49 | 8694.56
2018 | Secondary School | 5B | 19592 | 0 | 1412.72 | 1020.8 | 1563.3 | 82.46 | 2594.37 | 544.46 | 32.19 | 998.61 | 26.69 | 0.074712 | 26.6153 | 0 | 0 | 0 | 155.37 | 522.85 | 131.96 | 2046.0253 | 1412.72 | 6605.75 | 2480.03 | 9085.78
2018 | Secondary School | 5C | 19592 | 0 | 450.05 | 431.46 | 1576.44 | 82.45 | 2594.37 | 544.46 | 32.2 | 797.16 | 12.94 | 0.074712 | 12.8653 | 0 | 0 | 183.73 | 155.37 | 524.32 | 132.6 | 1425.2153 | 450.05 | 5998.71 | 1518.83 | 7517.54
2018 | Secondary School | 6A | 19592 | 0 | 2007.72 | 1030.39 | 1567.63 | 82.42 | 2594.37 | 544.46 | 32.19 | 989.71 | 26.44 | 0.074712 | 26.3653 | 0 | 0 | 241.14 | 155.37 | 564 | 132.97 | 2287.6053 | 2007.72 | 6852.63 | 3116.18 | 9968.81
2018 | Secondary School | 6B | 19592 | 0 | 1147.58 | 710.61 | 1568.55 | 82.31 | 2594.37 | 544.46 | 32.19 | 974.8 | 15.36 | 0.074712 | 15.2853 | 0 | 0 | 262.44 | 155.37 | 555.45 | 131.94 | 1963.1353 | 1147.58 | 6527.95 | 2247.49 | 8775.44
2018 | Secondary School | 7 | 19592 | 0 | 2406.59 | 844.24 | 1569.61 | 82.45 | 2594.37 | 544.46 | 32.19 | 991.11 | 21.43 | 0.074712 | 21.3553 | 0 | 0 | 234.02 | 155.37 | 595.92 | 132.78 | 2090.7253 | 2406.59 | 6657.58 | 3546.97 | 10204.55
2018 | Secondary School | 8 | 19592 | 0 | 4627.92 | 400.41 | 1609.14 | 83 | 2594.37 | 544.46 | 32.21 | 1020.24 | 20.78 | 0.074712 | 20.7053 | 0 | 0 | 245.41 | 155.38 | 635.16 | 132.58 | 1686.7653 | 4627.92 | 6293.53 | 5807.54 | 12101.07
2006 | Small Hotel | 0A | 4013.58 | 0 | 0 | 1356.82 | 578.21 | 95.41 | 601.94 | 421.49 | 0 | 328.13 | 0.26 | 0.26 | 0 | 0 | 0 | 0 | 0 | 457.42 | 0 | 1684.95 | 0 | 2960.78 | 878.91 | 3839.69
2006 | Small Hotel | 0B | 4013.58 | 0.1 | 0 | 1221.92 | 578.21 | 95.43 | 601.94 | 421.49 | 0 | 337.36 | 0.26 | 0.26 | 0 | 0 | 0 | 0 | 0 | 456.43 | 0 | 1559.38 | 0 | 2835.22 | 877.92 | 3713.14
2006 | Small Hotel | 1A | 4013.58 | 0 | 0 | 983.02 | 578.21 | 95.44 | 601.94 | 421.49 | 0 | 324.28 | 0.26 | 0.26 | 0 | 0 | 0 | 0 | 0 | 476.78 | 0 | 1307.3 | 0 | 2583.16 | 898.27 | 3481.43
2006 | Small Hotel | 1B | 4013.58 | 8.37 | 2.69 | 1014.58 | 578.21 | 95.32 | 601.94 | 421.49 | 0 | 332.23 | 0.26 | 0.26 | 0 | 0 | 0 | 0 | 0 | 477.44 | 0 | 1355.18 | 2.69 | 2630.92 | 901.62 | 3532.54
2006 | Small Hotel | 2A | 4013.58 | 18.68 | 9.68 | 847.72 | 578.21 | 95.29 | 601.94 | 421.49 | 0 | 323.36 | 0.26 | 0.26 | 0 | 0 | 0 | 0 | 0 | 499.44 | 0 | 1189.76 | 9.68 | 2465.46 | 930.61 | 3396.07
2006 | Small Hotel | 2B | 4013.58 | 20.04 | 6.02 | 662.83 | 578.21 | 95.36 | 601.94 | 421.49 | 0 | 339.13 | 0.26 | 0.26 | 0 | 0 | 0 | 0 | 0 | 503.5 | 0 | 1022 | 6.02 | 2297.78 | 931.01 | 3228.79
2006 | Small Hotel | 3A | 4013.58 | 129.58 | 65.9 | 537.09 | 578.21 | 95.34 | 601.94 | 421.49 | 0 | 322.81 | 0.26 | 0.26 | 0 | 0 | 0 | 0 | 0 | 554.52 | 0 | 989.48 | 65.9 | 2265.23 | 1041.91 | 3307.14
2006 | Small Hotel | 3B | 4013.58 | 61.18 | 28.13 | 519.39 | 578.21 | 95.34 | 601.94 | 421.49 | 0 | 337.92 | 0.26 | 0.26 | 0 | 0 | 0 | 0 | 0 | 539.68 | 0 | 918.49 | 28.13 | 2194.25 | 989.3 | 3183.55
2006 | Small Hotel | 3C | 4013.58 | 16.69 | 8.34 | 392.65 | 578.21 | 95.32 | 601.94 | 421.49 | 0 | 317.78 | 0.26 | 0.26 | 0 | 0 | 0 | 0 | 0 | 553.31 | 0 | 727.12 | 8.34 | 2002.85 | 983.13 | 2985.98
2006 | Small Hotel | 4A | 4013.58 | 303.03 | 156.65 | 381.91 | 578.21 | 95.19 | 601.94 | 421.49 | 0 | 318.24 | 0.26 | 0.26 | 0 | 0 | 0 | 0 | 0 | 602.53 | 0 | 1003.18 | 156.65 | 2278.79 | 1180.67 | 3459.46
2006 | Small Hotel | 4B | 4013.58 | 141.32 | 66.89 | 384.85 | 578.21 | 95.27 | 601.94 | 421.49 | 0 | 343.54 | 0.26 | 0.26 | 0 | 0 | 0 | 0 | 0 | 587.38 | 0 | 869.71 | 66.89 | 2145.39 | 1075.76 | 3221.15
2006 | Small Hotel | 4C | 4013.58 | 139.37 | 97.71 | 229.12 | 578.21 | 95.08 | 601.94 | 421.49 | 0 | 315.53 | 0.26 | 0.26 | 0 | 0 | 0 | 0 | 0 | 618.37 | 0 | 684.02 | 97.71 | 1959.52 | 1137.57 | 3097.09
2006 | Small Hotel | 5A | 4013.58 | 421.02 | 229.02 | 274.09 | 578.21 | 95.22 | 601.94 | 421.49 | 0 | 316.28 | 0.26 | 0.26 | 0 | 0 | 0 | 0 | 0 | 649.53 | 0 | 1011.39 | 229.02 | 2287.03 | 1300.04 | 3587.07
2006 | Small Hotel | 5B | 4013.58 | 241.95 | 131.53 | 295.03 | 578.21 | 95.23 | 601.94 | 421.49 | 0 | 339 | 0.26 | 0.26 | 0 | 0 | 0 | 0 | 0 | 635.48 | 0 | 875.98 | 131.53 | 2151.62 | 1188.5 | 3340.12
2006 | Small Hotel | 5C | 4013.58 | 155.51 | 123.55 | 185.85 | 578.21 | 95.08 | 601.94 | 421.49 | 0 | 313.24 | 0.26 | 0.26 | 0 | 0 | 0 | 0 | 0 | 645.2 | 0 | 654.6 | 123.55 | 1930.09 | 1190.24 | 3120.33
2006 | Small Hotel | 6A | 4013.58 | 670.02 | 341.43 | 272.08 | 578.21 | 95.18 | 601.94 | 421.49 | 0 | 320.09 | 0.26 | 0.26 | 0 | 0 | 0 | 0 | 0 | 685.31 | 0 | 1262.19 | 341.43 | 2537.78 | 1448.23 | 3986.01
2006 | Small Hotel | 6B | 4013.58 | 444.28 | 237.39 | 214.71 | 578.21 | 95.11 | 601.94 | 421.49 | 0 | 330.2 | 0.26 | 0.26 | 0 | 0 | 0 | 0 | 0 | 675.94 | 0 | 989.19 | 237.39 | 2264.71 | 1334.82 | 3599.53
2006 | Small Hotel | 7 | 4013.58 | 741.68 | 422.59 | 226.14 | 578.21 | 95.05 | 601.94 | 421.49 | 0 | 317.57 | 0.26 | 0.26 | 0 | 0 | 0 | 0 | 0 | 727.31 | 0 | 1285.39 | 422.59 | 2560.86 | 1571.4 | 4132.26
2006 | Small Hotel | 8 | 4013.58 | 1013.72 | 596.46 | 149.77 | 578.21 | 94.53 | 601.94 | 421.49 | 0 | 315.4 | 0.26 | 0.26 | 0 | 0 | 0 | 0 | 0 | 784.31 | 0 | 1478.89 | 596.46 | 2753.83 | 1802.26 | 4556.09
2009 | Small Hotel | 0A | 4013.58 | 0 | 0 | 1194.48 | 578.21 | 65.91 | 601.94 | 421.49 | 0 | 326.24 | 0.26 | 0.26 | 0 | 0 | 0 | 0 | 0 | 457.42 | 0 | 1520.72 | 0 | 2767.04 | 878.91 | 3645.95
2009 | Small Hotel | 0B | 4013.58 | 0.07 | 0 | 1097.41 | 578.21 | 65.92 | 601.94 | 421.49 | 0 | 335.48 | 0.26 | 0.26 | 0 | 0 | 0 | 0 | 0 | 456.44 | 0 | 1432.96 | 0 | 2679.29 | 877.92 | 3557.21
2009 | Small Hotel | 1A | 4013.58 | 0 | 0 | 905.55 | 578.21 | 65.93 | 601.94 | 421.49 | 0 | 323.81 | 0.26 | 0.26 | 0 | 0 | 0 | 0 | 0 | 476.79 | 0 | 1229.36 | 0 | 2475.7 | 898.28 | 3373.98
2009 | Small Hotel | 1B | 4013.58 | 3.76 | 0.01 | 925.43 | 578.21 | 65.84 | 601.94 | 421.49 | 0 | 330.98 | 0.26 | 0.26 | 0 | 0 | 0 | 0 | 0 | 477.43 | 0 | 1260.17 | 0.01 | 2506.42 | 898.93 | 3405.35
2009 | Small Hotel | 2A | 4013.58 | 7.66 | 0.75 | 778.95 | 578.21 | 65.82 | 601.94 | 421.49 | 0 | 322.62 | 0.26 | 0.26 | 0 | 0 | 0 | 0 | 0 | 499.41 | 0 | 1109.23 | 0.75 | 2355.47 | 921.66 | 3277.13
2009 | Small Hotel | 2B | 4013.58 | 7.01 | 0.33 | 623.1 | 578.21 | 65.87 | 601.94 | 421.49 | 0 | 339.01 | 0.26 | 0.26 | 0 | 0 | 0 | 0 | 0 | 503.47 | 0 | 969.12 | 0.33 | 2215.41 | 925.29 | 3140.7
2009 | Small Hotel | 3A | 4013.58 | 69.59 | 13.62 | 503.56 | 578.21 | 65.86 | 601.94 | 421.49 | 0 | 320.53 | 0.26 | 0.26 | 0 | 0 | 0 | 0 | 0 | 554.17 | 0 | 893.68 | 13.62 | 2139.95 | 989.28 | 3129.23
2009 | Small Hotel | 3B | 4013.58 | 25.91 | 2.11 | 503.55 | 578.21 | 65.85 | 601.94 | 421.49 | 0 | 335.38 | 0.26 | 0.26 | 0 | 0 | 0 | 0 | 0 | 539.37 | 0 | 864.84 | 2.11 | 2111.1 | 962.97 | 3074.07
2009 | Small Hotel | 3C | 4013.58 | 4.93 | 0.2 | 408.67 | 578.21 | 65.84 | 601.94 | 421.49 | 0 | 316.14 | 0.26 | 0.26 | 0 | 0 | 0 | 0 | 0 | 552.97 | 0 | 729.74 | 0.2 | 1976 | 974.66 | 2950.66
2009 | Small Hotel | 4A | 4013.58 | 171.99 | 39.5 | 370.73 | 578.21 | 65.75 | 601.94 | 421.49 | 0 | 315.48 | 0.26 | 0.26 | 0 | 0 | 0 | 0 | 0 | 601.91 | 0 | 858.2 | 39.5 | 2104.37 | 1062.9 | 3167.27
2009 | Small Hotel | 4B | 4013.58 | 65.05 | 7.76 | 391.77 | 578.21 | 65.81 | 601.94 | 421.49 | 0 | 340.16 | 0.26 | 0.26 | 0 | 0 | 0 | 0 | 0 | 586.82 | 0 | 796.98 | 7.76 | 2043.21 | 1016.08 | 3059.29
2009 | Small Hotel | 4C | 4013.58 | 81.83 | 16.2 | 252.25 | 578.21 | 65.68 | 601.94 | 421.49 | 0 | 315.1 | 0.26 | 0.26 | 0 | 0 | 0 | 0 | 0 | 618.06 | 0 | 649.18 | 16.2 | 1895.27 | 1055.74 | 2951.01
2009 | Small Hotel | 5A | 4013.58 | 300.46 | 75.33 | 271.21 | 578.21 | 65.78 | 601.94 | 421.49 | 0 | 315.53 | 0.26 | 0.26 | 0 | 0 | 0 | 0 | 0 | 649.21 | 0 | 887.2 | 75.33 | 2133.39 | 1146.03 | 3279.42
2009 | Small Hotel | 5B | 4013.58 | 159.34 | 30.31 | 306.76 | 578.21 | 65.78 | 601.94 | 421.49 | 0 | 338.09 | 0.26 | 0.26 | 0 | 0 | 0 | 0 | 0 | 635.16 | 0 | 804.19 | 30.31 | 2050.38 | 1086.96 | 3137.34
2009 | Small Hotel | 5C | 4013.58 | 86.47 | 21.5 | 215.96 | 578.21 | 65.67 | 601.94 | 421.49 | 0 | 312.87 | 0.26 | 0.26 | 0 | 0 | 0 | 0 | 0 | 644.85 | 0 | 615.3 | 21.5 | 1861.38 | 1087.84 | 2949.22
2009 | Small Hotel | 6A | 4013.58 | 492.82 | 125.76 | 269.78 | 578.21 | 65.74 | 601.94 | 421.49 | 0 | 320.88 | 0.26 | 0.26 | 0 | 0 | 0 | 0 | 0 | 684.77 | 0 | 1083.48 | 125.76 | 2329.64 | 1232.02 | 3561.66
2009 | Small Hotel | 6B | 4013.58 | 305.83 | 69.59 | 233.78 | 578.21 | 65.7 | 601.94 | 421.49 | 0 | 331.16 | 0.26 | 0.26 | 0 | 0 | 0 | 0 | 0 | 675.41 | 0 | 870.77 | 69.59 | 2116.88 | 1166.49 | 3283.37
2009 | Small Hotel | 7 | 4013.58 | 547.71 | 163.35 | 250.61 | 578.21 | 65.66 | 601.94 | 421.49 | 0 | 319.77 | 0.26 | 0.26 | 0 | 0 | 0 | 0 | 0 | 726.86 | 0 | 1118.09 | 163.35 | 2364.16 | 1311.7 | 3675.86
2009 | Small Hotel | 8 | 4013.58 | 718.55 | 250.23 | 170.95 | 578.21 | 65.3 | 601.94 | 421.49 | 0 | 315.82 | 0.26 | 0.26 | 0 | 0 | 0 | 0 | 0 | 784.03 | 0 | 1205.32 | 250.23 | 2451.03 | 1455.75 | 3906.78
2012 | Small Hotel | 0A | 4013.58 | 0 | 0 | 1078.02 | 517.68 | 65.91 | 601.94 | 421.49 | 0 | 315.2 | 0.26 | 0.26 | 0 | 0 | 0 | 0 | 0 | 457.1 | 0 | 1393.22 | 0 | 2579.01 | 878.59 | 3457.6
2012 | Small Hotel | 0B | 4013.58 | 0.08 | 0 | 988.12 | 517.68 | 65.92 | 601.94 | 421.49 | 0 | 322.46 | 0.26 | 0.26 | 0 | 0 | 0 | 0 | 0 | 456.09 | 0 | 1310.66 | 0 | 2496.45 | 877.58 | 3374.03
2012 | Small Hotel | 1A | 4013.58 | 0.01 | 0 | 819.58 | 517.68 | 65.93 | 601.94 | 421.49 | 0 | 313.69 | 0.26 | 0.26 | 0 | 0 | 0 | 0 | 0 | 476.39 | 0 | 1133.28 | 0 | 2319.08 | 897.88 | 3216.96
2012 | Small Hotel | 1B | 4013.58 | 2.19 | 0 | 835.81 | 517.68 | 65.84 | 601.94 | 421.49 | 0 | 318.64 | 0.26 | 0.26 | 0 | 0 | 0 | 0 | 0 | 477.05 | 0 | 1156.64 | 0 | 2342.36 | 898.54 | 3240.9
2012 | Small Hotel | 2A | 4013.58 | 7.28 | 0.61 | 698.97 | 517.68 | 65.82 | 601.94 | 421.49 | 0 | 314.17 | 0.26 | 0.26 | 0 | 0 | 0 | 0 | 0 | 499.12 | 0 | 1020.42 | 0.61 | 2206.12 | 921.22 | 3127.34
2012 | Small Hotel | 2B | 4013.58 | 6.46 | 0.46 | 562.13 | 517.68 | 65.87 | 601.94 | 421.49 | 0 | 329.82 | 0.26 | 0.26 | 0 | 0 | 0 | 0 | 0 | 503.19 | 0 | 898.41 | 0.46 | 2084.15 | 925.13 | 3009.28
2012 | Small Hotel | 3A | 4013.58 | 68.24 | 13.76 | 458.51 | 517.68 | 65.86 | 601.94 | 421.49 | 0 | 314.22 | 0.26 | 0.26 | 0 | 0 | 0 | 0 | 0 | 554.01 | 0 | 840.97 | 13.76 | 2026.69 | 989.26 | 3015.95
2012 | Small Hotel | 3B | 4013.58 | 25.52 | 2.21 | 455.05 | 517.68 | 65.85 | 601.94 | 421.49 | 0 | 329.13 | 0.26 | 0.26 | 0 | 0 | 0 | 0 | 0 | 539.23 | 0 | 809.7 | 2.21 | 1995.43 | 962.92 | 2958.35
2012 | Small Hotel | 3C | 4013.58 | 4.89 | 0.19 | 372.31 | 517.68 | 65.84 | 601.94 | 421.49 | 0 | 313.04 | 0.26 | 0.26 | 0 | 0 | 0 | 0 | 0 | 552.9 | 0 | 690.24 | 0.19 | 1875.96 | 974.58 | 2850.54
2012 | Small Hotel | 4A | 4013.58 | 125.54 | 36.29 | 355.09 | 517.68 | 65.75 | 601.94 | 421.49 | 0 | 311.44 | 0.26 | 0.26 | 0 | 0 | 0 | 0 | 0 | 601.49 | 0 | 792.07 | 36.29 | 1977.7 | 1059.27 | 3036.97
2012 | Small Hotel | 4B | 4013.58 | 46.98 | 7 | 372.96 | 517.68 | 65.81 | 601.94 | 421.49 | 0 | 336.48 | 0.26 | 0.26 | 0 | 0 | 0 | 0 | 0 | 586.49 | 0 | 756.42 | 7 | 1942.1 | 1014.98 | 2957.08
2012 | Small Hotel | 4C | 4013.58 | 59.21 | 14.89 | 248.34 | 517.68 | 65.68 | 601.94 | 421.49 | 0 | 312.73 | 0.26 | 0.26 | 0 | 0 | 0 | 0 | 0 | 617.66 | 0 | 620.28 | 14.89 | 1805.83 | 1054.05 | 2859.88
2012 | Small Hotel | 5A | 4013.58 | 229.42 | 69.58 | 262.63 | 517.68 | 65.78 | 601.94 | 421.49 | 0 | 312.99 | 0.26 | 0.26 | 0 | 0 | 0 | 0 | 0 | 648.72 | 0 | 805.04 | 69.58 | 1990.69 | 1139.79 | 3130.48
2012 | Small Hotel | 5B | 4013.58 | 123.28 | 28.45 | 294.75 | 517.68 | 65.78 | 601.94 | 421.49 | 0 | 335.44 | 0.26 | 0.26 | 0 | 0 | 0 | 0 | 0 | 634.81 | 0 | 753.47 | 28.45 | 1939.12 | 1084.75 | 3023.87
2012 | Small Hotel | 5C | 4013.58 | 69.24 | 20.77 | 213.77 | 517.68 | 65.67 | 601.94 | 421.49 | 0 | 309.32 | 0.26 | 0.26 | 0 | 0 | 0 | 0 | 0 | 644.55 | 0 | 592.33 | 20.77 | 1777.88 | 1086.82 | 2864.7
2012 | Small Hotel | 6A | 4013.58 | 371.59 | 119.16 | 257.96 | 517.68 | 65.74 | 601.94 | 421.49 | 0 | 316.25 | 0.26 | 0.26 | 0 | 0 | 0 | 0 | 0 | 684.42 | 0 | 945.8 | 119.16 | 2131.43 | 1225.08 | 3356.51
2012 | Small Hotel | 6B | 4013.58 | 229.09 | 67.51 | 227.3 | 517.68 | 65.7 | 601.94 | 421.49 | 0 | 325.94 | 0.26 | 0.26 | 0 | 0 | 0 | 0 | 0 | 675.12 | 0 | 782.33 | 67.51 | 1967.91 | 1164.12 | 3132.03
2012 | Small Hotel | 7 | 4013.58 | 436.06 | 153.64 | 222.94 | 517.68 | 65.66 | 601.94 | 421.49 | 0 | 317.04 | 0.26 | 0.26 | 0 | 0 | 0 | 0 | 0 | 726.45 | 0 | 976.04 | 153.64 | 2161.57 | 1301.58 | 3463.15
2012 | Small Hotel | 8 | 4013.58 | 620 | 231.82 | 155.75 | 517.68 | 65.3 | 601.94 | 421.49 | 0 | 311.8 | 0.26 | 0.26 | 0 | 0 | 0 | 0 | 0 | 783.39 | 0 | 1087.55 | 231.82 | 2272.72 | 1436.7 | 3709.42
2015 | Small Hotel | 0A | 4013.58 | 0 | 0 | 950.49 | 268.91 | 63.68 | 592.7 | 421.49 | 0 | 268.61 | 0.26 | 0.26 | 0 | 0 | 0 | 0 | 0 | 423.67 | 0 | 1219.1 | 0 | 2144.65 | 845.16 | 2989.81
2015 | Small Hotel | 0B | 4013.58 | 0.17 | 0 | 863.12 | 269.18 | 63.69 | 592.7 | 421.49 | 0 | 271.33 | 0.26 | 0.26 | 0 | 0 | 0 | 0 | 0 | 424.41 | 0 | 1134.62 | 0 | 2060.46 | 845.9 | 2906.36
2015 | Small Hotel | 1A | 4013.58 | 0.03 | 0 | 706.68 | 269.77 | 63.7 | 592.7 | 421.49 | 0 | 265.23 | 0.26 | 0.26 | 0 | 0 | 0 | 0 | 0 | 442.98 | 0 | 971.94 | 0 | 1898.37 | 864.47 | 2762.84
2015 | Small Hotel | 1B | 4013.58 | 3.51 | 0.49 | 725.8 | 269.74 | 63.62 | 592.7 | 421.49 | 0 | 268.49 | 0.26 | 0.26 | 0 | 0 | 0 | 0 | 0 | 453.28 | 0 | 997.8 | 0.49 | 1924.11 | 875.25 | 2799.36
2015 | Small Hotel | 2A | 4013.58 | 7.69 | 2.55 | 608.33 | 269.89 | 63.6 | 592.7 | 421.49 | 0 | 264.93 | 0.26 | 0.26 | 0 | 0 | 0 | 0 | 0 | 479.12 | 0 | 880.95 | 2.55 | 1807.39 | 903.16 | 2710.55
2015 | Small Hotel | 2B | 4013.58 | 8.32 | 1.79 | 485.98 | 270.57 | 63.64 | 592.7 | 421.49 | 0 | 272.65 | 0.26 | 0.26 | 0 | 0 | 0 | 0 | 0 | 484.46 | 0 | 766.95 | 1.79 | 1694.12 | 907.74 | 2601.86
2015 | Small Hotel | 3A | 4013.58 | 70.1 | 24.41 | 396.74 | 270.27 | 63.63 | 592.7 | 421.49 | 0 | 263.63 | 0.26 | 0.26 | 0 | 0 | 0 | 0 | 0 | 544.63 | 0 | 730.47 | 24.41 | 1657.32 | 990.54 | 2647.86
2015 | Small Hotel | 3B | 4013.58 | 27.53 | 8.35 | 392.67 | 270.32 | 63.63 | 592.7 | 421.49 | 0 | 270.25 | 0.26 | 0.26 | 0 | 0 | 0 | 0 | 0 | 527.03 | 0 | 690.45 | 8.35 | 1617.37 | 956.88 | 2574.25
2015 | Small Hotel | 3C | 4013.58 | 5.48 | 0.66 | 313.26 | 270.29 | 63.62 | 592.7 | 421.49 | 0 | 302.98 | 0.26 | 0.26 | 0 | 0 | 0 | 0 | 0 | 552.04 | 0 | 621.72 | 0.66 | 1548.6 | 974.19 | 2522.79
2015 | Small Hotel | 4A | 4013.58 | 160.38 | 62.32 | 298.7 | 269.17 | 63.53 | 592.7 | 421.49 | 0 | 262.6 | 0.26 | 0.26 | 0 | 0 | 0 | 0 | 0 | 600.72 | 0 | 721.68 | 62.32 | 1647.34 | 1084.53 | 2731.87
2015 | Small Hotel | 4B | 4013.58 | 61.88 | 21.56 | 312.13 | 269.32 | 63.58 | 592.7 | 421.49 | 0 | 274.16 | 0.26 | 0.26 | 0 | 0 | 0 | 0 | 0 | 584.4 | 0 | 648.17 | 21.56 | 1574.02 | 1027.45 | 2601.47
2015 | Small Hotel | 4C | 4013.58 | 81.83 | 25.85 | 197.06 | 269.74 | 63.46 | 592.7 | 421.49 | 0 | 304.51 | 0.26 | 0.26 | 0 | 0 | 0 | 0 | 0 | 617.68 | 0 | 583.4 | 25.85 | 1509.55 | 1065.02 | 2574.57
2015 | Small Hotel | 5A | 4013.58 | 279.4 | 104 | 217.93 | 269.19 | 63.55 | 592.7 | 421.49 | 0 | 262.95 | 0.26 | 0.26 | 0 | 0 | 0 | 0 | 0 | 648.79 | 0 | 760.28 | 104 | 1685.98 | 1174.27 | 2860.25
2015 | Small Hotel | 5B | 4013.58 | 154.51 | 54.3 | 243.17 | 269.38 | 63.56 | 592.7 | 421.49 | 0 | 273.47 | 0.26 | 0.26 | 0 | 0 | 0 | 0 | 0 | 634.87 | 0 | 671.15 | 54.3 | 1597.05 | 1110.66 | 2707.71
2015 | Small Hotel | 5C | 4013.58 | 95.16 | 35.15 | 163.22 | 269.65 | 63.46 | 592.7 | 421.49 | 0 | 302.59 | 0.26 | 0.26 | 0 | 0 | 0 | 0 | 0 | 644.66 | 0 | 560.97 | 35.15 | 1487.03 | 1101.3 | 2588.33
2015 | Small Hotel | 6A | 4013.58 | 443.41 | 160.06 | 215.75 | 269.31 | 63.52 | 592.7 | 421.49 | 0 | 265.2 | 0.26 | 0.26 | 0 | 0 | 0 | 0 | 0 | 684.31 | 0 | 924.36 | 160.06 | 1850.15 | 1265.87 | 3116.02
2015 | Small Hotel | 6B | 4013.58 | 285.88 | 103.29 | 184.4 | 269.48 | 63.48 | 592.7 | 421.49 | 0 | 269.58 | 0.26 | 0.26 | 0 | 0 | 0 | 0 | 0 | 675.13 | 0 | 739.86 | 103.29 | 1665.77 | 1199.91 | 2865.68
2015 | Small Hotel | 7 | 4013.58 | 514.5 | 195.14 | 183.38 | 269.19 | 63.44 | 592.7 | 421.49 | 0 | 288.69 | 0.26 | 0.26 | 0 | 0 | 0 | 0 | 0 | 726.22 | 0 | 986.57 | 195.14 | 1912.15 | 1342.86 | 3255.01
2015 | Small Hotel | 8 | 4013.58 | 717.56 | 262.59 | 123.88 | 271.04 | 63.09 | 592.7 | 421.49 | 0 | 304.85 | 0.26 | 0.26 | 0 | 0 | 0 | 0 | 0 | 782.93 | 0 | 1146.29 | 262.59 | 2073.37 | 1467.01 | 3540.38
2018 | Small Hotel | 0A | 4013.58 | 0 | 0 | 833.52 | 290.22 | 42.14 | 592.7 | 421.49 | 0 | 181.88 | 0.26 | 0.26 | 0 | 0 | 0 | 0 | 0 | 423.43 | 0 | 1015.4 | 0 | 1940.72 | 844.92 | 2785.64
2018 | Small Hotel | 0B | 4013.58 | 0.1 | 0 | 771.87 | 290.46 | 42.15 | 592.7 | 421.49 | 0 | 184.02 | 0.26 | 0.26 | 0 | 0 | 0 | 0 | 0 | 424.1 | 0 | 955.99 | 0 | 1881.55 | 845.59 | 2727.14
2018 | Small Hotel | 1A | 4013.58 | 0.01 | 0 | 639.38 | 290.95 | 42.16 | 592.7 | 421.49 | 0 | 175.39 | 0.26 | 0.26 | 0 | 0 | 0 | 0 | 0 | 442.72 | 0 | 814.78 | 0 | 1740.83 | 864.21 | 2605.04
2018 | Small Hotel | 1B | 4013.58 | 2.01 | 0.39 | 656.6 | 290.93 | 42.1 | 592.7 | 421.49 | 0 | 179.31 | 0.26 | 0.26 | 0 | 0 | 0 | 0 | 0 | 452.93 | 0 | 837.92 | 0.39 | 1763.91 | 874.8 | 2638.71
2018 | Small Hotel | 2A | 4013.58 | 4.1 | 2.22 | 554.52 | 291.05 | 42.09 | 592.7 | 421.49 | 0 | 173.52 | 0.26 | 0.26 | 0 | 0 | 0 | 0 | 0 | 478.8 | 0 | 732.14 | 2.22 | 1658.24 | 902.51 | 2560.75
2018 | Small Hotel | 2B | 4013.58 | 4.74 | 1.55 | 455.77 | 291.62 | 42.12 | 592.7 | 421.49 | 0 | 181.34 | 0.26 | 0.26 | 0 | 0 | 0 | 0 | 0 | 484.14 | 0 | 641.85 | 1.55 | 1568.55 | 907.18 | 2475.73
2018 | Small Hotel | 3A | 4013.58 | 38.28 | 23.34 | 376.04 | 291.38 | 42.11 | 592.7 | 421.49 | 0 | 169.91 | 0.26 | 0.26 | 0 | 0 | 0 | 0 | 0 | 544.22 | 0 | 584.23 | 23.34 | 1510.69 | 989.05 | 2499.74
2018 | Small Hotel | 3B | 4013.58 | 14.19 | 7.46 | 377.4 | 291.4 | 42.11 | 592.7 | 421.49 | 0 | 177.39 | 0.26 | 0.26 | 0 | 0 | 0 | 0 | 0 | 526.65 | 0 | 568.98 | 7.46 | 1495.45 | 955.61 | 2451.06
2018 | Small Hotel | 3C | 4013.58 | 3.08 | 1.84 | 315.91 | 291.38 | 42.1 | 592.7 | 421.49 | 0 | 188.65 | 0.26 | 0.26 | 0 | 0 | 0 | 0 | 0 | 551.7 | 0 | 507.64 | 1.84 | 1434.08 | 975.04 | 2409.12
2018 | Small Hotel | 4A | 4013.58 | 89.81 | 61.13 | 287.57 | 290.7 | 42.05 | 592.7 | 421.49 | 0 | 167.22 | 0.26 | 0.26 | 0 | 0 | 0 | 0 | 0 | 600.38 | 0 | 544.6 | 61.13 | 1470.3 | 1083 | 2553.3
2018 | Small Hotel | 4B | 4013.58 | 31.68 | 20.59 | 305.14 | 290.81 | 42.08 | 592.7 | 421.49 | 0 | 179.85 | 0.26 | 0.26 | 0 | 0 | 0 | 0 | 0 | 584.03 | 0 | 516.67 | 20.59 | 1442.51 | 1026.11 | 2468.62
2018 | Small Hotel | 4C | 4013.58 | 39.94 | 24.31 | 208.13 | 291.2 | 42 | 592.7 | 421.49 | 0 | 207.63 | 0.26 | 0.26 | 0 | 0 | 0 | 0 | 0 | 617.32 | 0 | 455.7 | 24.31 | 1381.85 | 1063.12 | 2444.97
2018 | Small Hotel | 5A | 4013.58 | 166.78 | 100.86 | 216.55 | 290.59 | 42.06 | 592.7 | 421.49 | 0 | 188.99 | 0.26 | 0.26 | 0 | 0 | 0 | 0 | 0 | 648.37 | 0 | 572.32 | 100.86 | 1497.93 | 1170.72 | 2668.65
2018 | Small Hotel | 5B | 4013.58 | 86.28 | 52.84 | 243.89 | 290.74 | 42.06 | 592.7 | 421.49 | 0 | 178.49 | 0.26 | 0.26 | 0 | 0 | 0 | 0 | 0 | 634.47 | 0 | 508.66 | 52.84 | 1434.41 | 1108.79 | 2543.2
2018 | Small Hotel | 5C | 4013.58 | 44.43 | 32.28 | 182.39 | 291 | 42 | 592.7 | 421.49 | 0 | 206.09 | 0.26 | 0.26 | 0 | 0 | 0 | 0 | 0 | 644.28 | 0 | 432.91 | 32.28 | 1358.86 | 1098.05 | 2456.91
2018 | Small Hotel | 6A | 4013.58 | 286.11 | 158.69 | 215.3 | 290.57 | 42.04 | 592.7 | 421.49 | 0 | 170.15 | 0.26 | 0.26 | 0 | 0 | 0 | 0 | 0 | 683.94 | 0 | 671.56 | 158.69 | 1597.12 | 1264.12 | 2861.24
2018 | Small Hotel | 6B | 4013.58 | 172.86 | 101.2 | 191.6 | 290.72 | 42.01 | 592.7 | 421.49 | 0 | 174.16 | 0.26 | 0.26 | 0 | 0 | 0 | 0 | 0 | 674.71 | 0 | 538.62 | 101.2 | 1464.31 | 1197.4 | 2661.71
2018 | Small Hotel | 7 | 4013.58 | 321.73 | 192.83 | 189.15 | 290.47 | 41.98 | 592.7 | 421.49 | 0 | 193.29 | 0.26 | 0.26 | 0 | 0 | 0 | 0 | 0 | 725.76 | 0 | 704.17 | 192.83 | 1629.58 | 1340.08 | 2969.66
2018 | Small Hotel | 8 | 4013.58 | 445.11 | 260 | 137.14 | 292.08 | 41.75 | 592.7 | 421.49 | 0 | 209.06 | 0.26 | 0.26 | 0 | 0 | 0 | 0 | 0 | 782.54 | 0 | 791.31 | 260 | 1718.11 | 1464.03 | 3182.14
2006 | Small Office | 0A | 511.16 | 0 | 0 | 110.81 | 72.37 | 24.9 | 52.8 | 0 | 0 | 25.15 | 0 | 0 | 0 | 0 | 0 | 0 | 18.04 | 0 | 0 | 135.96 | 0 | 304.07 | 0 | 304.07
2006 | Small Office | 0B | 511.16 | 0 | 0 | 106.21 | 72.37 | 24.91 | 52.8 | 0 | 0 | 30.15 | 0 | 0 | 0 | 0 | 0 | 0 | 18.04 | 0 | 0 | 136.36 | 0 | 304.47 | 0 | 304.47
2006 | Small Office | 1A | 511.16 | 0 | 0 | 79.57 | 72.37 | 24.91 | 52.8 | 0 | 0 | 23.48 | 0 | 0 | 0 | 0 | 0 | 0 | 18.04 | 0 | 0 | 103.05 | 0 | 271.17 | 0 | 271.17
2006 | Small Office | 1B | 511.16 | 0.05 | 0 | 84.68 | 72.37 | 24.88 | 52.8 | 0 | 0 | 28.09 | 0 | 0 | 0 | 0 | 0 | 0 | 18.04 | 0 | 0 | 112.82 | 0 | 280.9 | 0 | 280.9
2006 | Small Office | 2A | 511.16 | 0.39 | 0 | 66.15 | 72.37 | 24.87 | 52.8 | 0 | 0 | 24.45 | 0 | 0 | 0 | 0 | 0 | 0 | 18.04 | 0 | 0 | 90.99 | 0 | 259.07 | 0 | 259.07
2006 | Small Office | 2B | 511.16 | 0.45 | 0.01 | 59.45 | 72.37 | 24.89 | 52.8 | 0 | 0 | 29.41 | 0 | 0 | 0 | 0 | 0 | 0 | 18.04 | 0 | 0 | 89.31 | 0.01 | 257.39 | 0.01 | 257.4
2006 | Small Office | 3A | 511.16 | 6.32 | 1.51 | 36.92 | 72.37 | 24.89 | 52.8 | 0 | 0 | 22.87 | 0 | 0 | 0 | 0 | 0 | 0 | 18.04 | 0 | 0 | 66.11 | 1.51 | 234.19 | 1.51 | 235.7
2006 | Small Office | 3B | 511.16 | 2.3 | 0.13 | 40.83 | 72.37 | 24.88 | 52.8 | 0 | 0 | 26.8 | 0 | 0 | 0 | 0 | 0 | 0 | 18.04 | 0 | 0 | 69.93 | 0.13 | 238.02 | 0.13 | 238.15
2006 | Small Office | 3C | 511.16 | 0.23 | 0 | 27.73 | 72.37 | 24.88 | 52.8 | 0 | 0 | 20.26 | 0 | 0 | 0 | 0 | 0 | 0 | 18.04 | 0 | 0 | 48.22 | 0 | 216.3 | 0 | 216.3
2006 | Small Office | 4A | 511.16 | 15.92 | 5.88 | 25.51 | 72.37 | 24.85 | 52.8 | 0 | 0 | 21.52 | 0 | 0 | 0 | 0 | 0 | 0 | 18.04 | 0 | 0 | 62.95 | 5.88 | 230.99 | 5.88 | 236.87
2006 | Small Office | 4B | 511.16 | 6.56 | 1.06 | 29.54 | 72.37 | 24.87 | 52.8 | 0 | 0 | 26.73 | 0 | 0 | 0 | 0 | 0 | 0 | 18.04 | 0 | 0 | 62.83 | 1.06 | 230.89 | 1.06 | 231.95
2006 | Small Office | 4C | 511.16 | 9.27 | 1.15 | 12.03 | 72.37 | 24.82 | 52.8 | 0 | 0 | 21.85 | 0 | 0 | 0 | 0 | 0 | 0 | 18.04 | 0 | 0 | 43.15 | 1.15 | 211.16 | 1.15 | 212.31
2006 | Small Office | 5A | 511.16 | 27.98 | 23.71 | 15.04 | 72.37 | 24.86 | 52.8 | 0 | 0 | 21.84 | 0 | 0 | 0 | 0 | 0 | 0 | 18.04 | 0 | 0 | 64.86 | 23.71 | 232.91 | 23.71 | 256.62
2006 | Small Office | 5B | 511.16 | 16.3 | 12.32 | 20.46 | 72.37 | 24.86 | 52.8 | 0 | 0 | 25.93 | 0 | 0 | 0 | 0 | 0 | 0 | 18.04 | 0 | 0 | 62.69 | 12.32 | 230.74 | 12.32 | 243.06
2006 | Small Office | 5C | 511.16 | 11.37 | 2.16 | 8.23 | 72.37 | 24.82 | 52.8 | 0 | 0 | 20.27 | 0 | 0 | 0 | 0 | 0 | 0 | 18.04 | 0 | 0 | 39.87 | 2.16 | 207.89 | 2.16 | 210.05
2006 | Small Office | 6A | 511.16 | 33.19 | 72.53 | 15.4 | 72.37 | 24.84 | 52.8 | 0 | 0 | 25.57 | 0 | 0 | 0 | 0 | 0 | 0 | 18.04 | 0 | 0 | 74.16 | 72.53 | 242.2 | 72.53 | 314.73
2006 | Small Office | 6B | 511.16 | 21.58 | 45.34 | 12.37 | 72.37 | 24.83 | 52.8 | 0 | 0 | 25.78 | 0 | 0 | 0 | 0 | 0 | 0 | 18.04 | 0 | 0 | 59.73 | 45.34 | 227.75 | 45.34 | 273.09
2006 | Small Office | 7 | 511.16 | 28.53 | 112.63 | 11.87 | 72.37 | 24.81 | 52.8 | 0 | 0 | 25.79 | 0 | 0 | 0 | 0 | 0 | 0 | 18.04 | 0 | 0 | 66.19 | 112.63 | 234.2 | 112.63 | 346.83
2006 | Small Office | 8 | 511.16 | 23.66 | 172.95 | 8.13 | 72.37 | 24.67 | 52.8 | 0 | 0 | 27.68 | 0 | 0 | 0 | 0 | 0 | 0 | 18.04 | 0 | 0 | 59.47 | 172.95 | 227.35 | 172.95 | 400.3
2009 | Small Office | 0A | 511.16 | 0 | 0 | 86.19 | 72.37 | 14.35 | 52.8 | 0 | 0 | 25.16 | 0 | 0 | 0 | 0 | 0 | 0 | 18.04 | 0 | 0 | 111.35 | 0 | 268.9 | 0 | 268.9
2009 | Small Office | 0B | 511.16 | 0 | 0 | 83.57 | 72.37 | 14.35 | 52.8 | 0 | 0 | 30.14 | 0 | 0 | 0 | 0 | 0 | 0 | 18.04 | 0 | 0 | 113.71 | 0 | 271.27 | 0 | 271.27
2009 | Small Office | 1A | 511.16 | 0 | 0 | 62.69 | 72.37 | 14.36 | 52.8 | 0 | 0 | 23.48 | 0 | 0 | 0 | 0 | 0 | 0 | 18.04 | 0 | 0 | 86.17 | 0 | 243.73 | 0 | 243.73
2009 | Small Office | 1B | 511.16 | 0.03 | 0 | 66.93 | 72.37 | 14.34 | 52.8 | 0 | 0 | 28.09 | 0 | 0 | 0 | 0 | 0 | 0 | 18.04 | 0 | 0 | 95.05 | 0 | 252.59 | 0 | 252.59
2009 | Small Office | 2A | 511.16 | 0.3 | 0 | 51.7 | 72.37 | 14.33 | 52.8 | 0 | 0 | 23.95 | 0 | 0 | 0 | 0 | 0 | 0 | 18.04 | 0 | 0 | 75.95 | 0 | 233.48 | 0 | 233.48
2009 | Small Office | 2B | 511.16 | 0.34 | 0 | 47.13 | 72.37 | 14.34 | 52.8 | 0 | 0 | 28.74 | 0 | 0 | 0 | 0 | 0 | 0 | 18.04 | 0 | 0 | 76.21 | 0 | 233.75 | 0 | 233.75
2009 | Small Office | 3A | 511.16 | 4.99 | 1.31 | 29.3 | 72.37 | 14.34 | 52.8 | 0 | 0 | 22.32 | 0 | 0 | 0 | 0 | 0 | 0 | 18.04 | 0 | 0 | 56.61 | 1.31 | 214.15 | 1.31 | 215.46
2009 | Small Office | 3B | 511.16 | 1.8 | 0.1 | 32.74 | 72.37 | 14.34 | 52.8 | 0 | 0 | 26.17 | 0 | 0 | 0 | 0 | 0 | 0 | 18.04 | 0 | 0 | 60.71 | 0.1 | 218.25 | 0.1 | 218.35
2009 | Small Office | 3C | 511.16 | 0.15 | 0 | 22.92 | 72.37 | 14.34 | 52.8 | 0 | 0 | 19.85 | 0 | 0 | 0 | 0 | 0 | 0 | 18.04 | 0 | 0 | 42.92 | 0 | 200.46 | 0 | 200.46
2009 | Small Office | 4A | 511.16 | 12.59 | 5.1 | 20.37 | 72.37 | 14.32 | 52.8 | 0 | 0 | 21.02 | 0 | 0 | 0 | 0 | 0 | 0 | 18.04 | 0 | 0 | 53.98 | 5.1 | 211.49 | 5.1 | 216.59
2009 | Small Office | 4B | 511.16 | 5.22 | 0.77 | 24.04 | 72.37 | 14.33 | 52.8 | 0 | 0 | 26.13 | 0 | 0 | 0 | 0 | 0 | 0 | 18.04 | 0 | 0 | 55.39 | 0.77 | 212.91 | 0.77 | 213.68
2009 | Small Office | 4C | 511.16 | 6.17 | 0.74 | 10.62 | 72.37 | 14.3 | 52.8 | 0 | 0 | 20.99 | 0 | 0 | 0 | 0 | 0 | 0 | 18.04 | 0 | 0 | 37.78 | 0.74 | 195.28 | 0.74 | 196.02
2009 | Small Office | 5A | 511.16 | 21.03 | 18.8 | 12.38 | 72.37 | 14.32 | 52.8 | 0 | 0 | 20.55 | 0 | 0 | 0 | 0 | 0 | 0 | 18.04 | 0 | 0 | 53.96 | 18.8 | 211.49 | 18.8 | 230.29
2009 | Small Office | 5B | 511.16 | 11.73 | 8.86 | 16.75 | 72.37 | 14.32 | 52.8 | 0 | 0 | 24.41 | 0 | 0 | 0 | 0 | 0 | 0 | 18.04 | 0 | 0 | 52.89 | 8.86 | 210.41 | 8.86 | 219.27
2009 | Small Office | 5C | 511.16 | 7.7 | 1.34 | 7.59 | 72.37 | 14.3 | 52.8 | 0 | 0 | 19.57 | 0 | 0 | 0 | 0 | 0 | 0 | 18.04 | 0 | 0 | 34.86 | 1.34 | 192.36 | 1.34 | 193.7
2009 | Small Office | 6A | 511.16 | 22.84 | 56.37 | 13.75 | 72.37 | 14.32 | 52.8 | 0 | 0 | 23.29 | 0 | 0 | 0 | 0 | 0 | 0 | 18.04 | 0 | 0 | 59.88 | 56.37 | 217.39 | 56.37 | 273.76
2009 | Small Office | 6B | 511.16 | 14.19 | 31.66 | 11.61 | 72.37 | 14.31 | 52.8 | 0 | 0 | 24.52 | 0 | 0 | 0 | 0 | 0 | 0 | 18.04 | 0 | 0 | 50.32 | 31.66 | 207.83 | 31.66 | 239.49
2009 | Small Office | 7 | 511.16 | 19.69 | 83.19 | 11.58 | 72.37 | 14.3 | 52.8 | 0 | 0 | 24.03 | 0 | 0 | 0 | 0 | 0 | 0 | 18.04 | 0 | 0 | 55.3 | 83.19 | 212.79 | 83.19 | 295.98
2009 | Small Office | 8 | 511.16 | 18.95 | 143.64 | 7.33 | 72.37 | 14.22 | 52.8 | 0 | 0 | 26.17 | 0 | 0 | 0 | 0 | 0 | 0 | 18.04 | 0 | 0 | 52.45 | 143.64 | 209.87 | 143.64 | 353.51
2012 | Small Office | 0A | 511.16 | 0 | 0 | 70.63 | 41.39 | 14.35 | 52.8 | 0 | 0 | 18.77 | 0 | 0 | 0 | 0 | 0 | 0 | 18.04 | 0 | 0 | 89.4 | 0 | 215.98 | 0 | 215.98
2012 | Small Office | 0B | 511.16 | 0 | 0 | 67.87 | 41.75 | 14.35 | 52.8 | 0 | 0 | 21.97 | 0 | 0 | 0 | 0 | 0 | 0 | 18.04 | 0 | 0 | 89.84 | 0 | 216.78 | 0 | 216.78
2012 | Small Office | 1A | 511.16 | 0 | 0 | 51.62 | 43.57 | 14.36 | 52.8 | 0 | 0 | 18.2 | 0 | 0 | 0 | 0 | 0 | 0 | 18.04 | 0 | 0 | 69.82 | 0 | 198.59 | 0 | 198.59
2012 | Small Office | 1B | 511.16 | 0 | 0 | 54.05 | 42.96 | 14.34 | 52.8 | 0 | 0 | 20.41 | 0 | 0 | 0 | 0 | 0 | 0 | 18.04 | 0 | 0 | 74.46 | 0 | 202.59 | 0 | 202.59
2012 | Small Office | 2A | 511.16 | 0.13 | 0 | 42.94 | 43.52 | 14.33 | 52.8 | 0 | 0 | 18.45 | 0 | 0 | 0 | 0 | 0 | 0 | 18.04 | 0 | 0 | 61.52 | 0 | 190.21 | 0 | 190.21
2012 | Small Office | 2B | 511.16 | 0.15 | 0 | 38.15 | 44.42 | 14.34 | 52.8 | 0 | 0 | 21.56 | 0 | 0 | 0 | 0 | 0 | 0 | 18.04 | 0 | 0 | 59.86 | 0 | 189.45 | 0 | 189.45
2012 | Small Office | 3A | 511.16 | 4.31 | 0.93 | 23.52 | 44.15 | 14.34 | 52.8 | 0 | 0 | 17.56 | 0 | 0 | 0 | 0 | 0 | 0 | 18.04 | 0 | 0 | 45.39 | 0.93 | 174.71 | 0.93 | 175.64
2012 | Small Office | 3B | 511.16 | 1.09 | 0.1 | 26.11 | 44.11 | 14.34 | 52.8 | 0 | 0 | 20.53 | 0 | 0 | 0 | 0 | 0 | 0 | 18.04 | 0 | 0 | 47.73 | 0.1 | 177.02 | 0.1 | 177.12
2012 | Small Office | 3C | 511.16 | 0.05 | 0 | 18.16 | 43.9 | 14.34 | 52.8 | 0 | 0 | 16.3 | 0 | 0 | 0 | 0 | 0 | 0 | 18.04 | 0 | 0 | 34.51 | 0 | 163.59 | 0 | 163.59
2012 | Small Office | 4A | 511.16 | 9.72 | 3.42 | 17.31 | 40.8 | 14.32 | 52.8 | 0 | 0 | 16.64 | 0 | 0 | 0 | 0 | 0 | 0 | 18.04 | 0 | 0 | 43.67 | 3.42 | 169.62 | 3.42 | 173.04
2012 | Small Office | 4B | 511.16 | 3.42 | 0.35 | 20.53 | 40.38 | 14.33 | 52.8 | 0 | 0 | 21.16 | 0 | 0 | 0 | 0 | 0 | 0 | 18.04 | 0 | 0 | 45.11 | 0.35 | 170.66 | 0.35 | 171.01
2012 | Small Office | 4C | 511.16 | 5.06 | 0.49 | 8.86 | 42.62 | 14.3 | 52.8 | 0 | 0 | 17.74 | 0 | 0 | 0 | 0 | 0 | 0 | 18.04 | 0 | 0 | 31.66 | 0.49 | 159.42 | 0.49 | 159.91
2012 | Small Office | 5A | 511.16 | 18.08 | 15.97 | 10.48 | 41.36 | 14.32 | 52.8 | 0 | 0 | 16.86 | 0 | 0 | 0 | 0 | 0 | 0 | 18.04 | 0 | 0 | 45.42 | 15.97 | 171.94 | 15.97 | 187.91
2012 | Small Office | 5B | 511.16 | 9.72 | 6.84 | 14.14 | 40.57 | 14.32 | 52.8 | 0 | 0 | 20.37 | 0 | 0 | 0 | 0 | 0 | 0 | 18.04 | 0 | 0 | 44.23 | 6.84 | 169.95 | 6.84 | 176.79
2012 | Small Office | 5C | 511.16 | 7.13 | 1.05 | 6.07 | 42.03 | 14.3 | 52.8 | 0 | 0 | 16.65 | 0 | 0 | 0 | 0 | 0 | 0 | 18.04 | 0 | 0 | 29.85 | 1.05 | 157.01 | 1.05 | 158.06
2012 | Small Office | 6A | 511.16 | 19.34 | 45.47 | 10.77 | 41.32 | 14.32 | 52.8 | 0 | 0 | 17.71 | 0 | 0 | 0 | 0 | 0 | 0 | 18.04 | 0 | 0 | 47.82 | 45.47 | 174.3 | 45.47 | 219.77
2012 | Small Office | 6B | 511.16 | 12.06 | 25.87 | 9.02 | 41.36 | 14.31 | 52.8 | 0 | 0 | 18.99 | 0 | 0 | 0 | 0 | 0 | 0 | 18.04 | 0 | 0 | 40.07 | 25.87 | 166.57 | 25.87 | 192.44
2012 | Small Office | 7 | 511.16 | 16.01 | 64.64 | 9.75 | 40.63 | 14.3 | 52.8 | 0 | 0 | 18.35 | 0 | 0 | 0 | 0 | 0 | 0 | 18.04 | 0 | 0 | 44.11 | 64.64 | 169.86 | 64.64 | 234.5
2012 | Small Office | 8 | 511.16 | 15.52 | 116.18 | 6.33 | 43.56 | 14.22 | 52.8 | 0 | 0 | 20.23 | 0 | 0 | 0 | 0 | 0 | 0 | 18.04 | 0 | 0 | 42.08 | 116.18 | 170.7 | 116.18 | 286.88
2015 | Small Office | 0A | 511.16 | 0 | 0 | 66.77 | 41.87 | 11.82 | 52.8 | 0 | 0 | 18.95 | 0 | 0 | 0 | 0 | 0 | 0 | 18.04 | 0 | 0 | 85.72 | 0 | 210.25 | 0 | 210.25
2015 | Small Office | 0B | 511.16 | 0 | 0 | 63.97 | 41.98 | 11.82 | 52.8 | 0 | 0 | 22.22 | 0 | 0 | 0 | 0 | 0 | 0 | 18.04 | 0 | 0 | 86.19 | 0 | 210.83 | 0 | 210.83
2015 | Small Office | 1A | 511.16 | 0 | 0 | 48.7 | 42.24 | 11.82 | 52.8 | 0 | 0 | 18.06 | 0 | 0 | 0 | 0 | 0 | 0 | 18.04 | 0 | 0 | 66.76 | 0 | 191.65 | 0 | 191.65
2015 | Small Office | 1B | 511.16 | 0 | 0 | 51.24 | 42.2 | 11.8 | 52.8 | 0 | 0 | 20.67 | 0 | 0 | 0 | 0 | 0 | 0 | 18.04 | 0 | 0 | 71.91 | 0 | 196.74 | 0 | 196.74
2015 | Small Office | 2A | 511.16 | 0.12 | 0 | 40.78 | 42.24 | 11.8 | 52.8 | 0 | 0 | 18.61 | 0 | 0 | 0 | 0 | 0 | 0 | 18.04 | 0 | 0 | 59.51 | 0 | 184.39 | 0 | 184.39
2015 | Small Office | 2B | 511.16 | 0.15 | 0 | 36.05 | 42.45 | 11.81 | 52.8 | 0 | 0 | 21.97 | 0 | 0 | 0 | 0 | 0 | 0 | 18.04 | 0 | 0 | 58.17 | 0 | 183.26 | 0 | 183.26
2015 | Small Office | 3A | 511.16 | 3.75 | 0.73 | 22.55 | 42.35 | 11.8 | 52.8 | 0 | 0 | 17.86 | 0 | 0 | 0 | 0 | 0 | 0 | 18.04 | 0 | 0 | 44.16 | 0.73 | 169.14 | 0.73 | 169.87
2015 | Small Office | 3B | 511.16 | 1 | 0.06 | 25.04 | 42.38 | 11.8 | 52.8 | 0 | 0 | 20.97 | 0 | 0 | 0 | 0 | 0 | 0 | 18.04 | 0 | 0 | 47.01 | 0.06 | 172.03 | 0.06 | 172.09
2015 | Small Office | 3C | 511.16 | 0.04 | 0 | 17.47 | 42.34 | 11.82 | 52.8 | 0 | 0 | 16.36 | 0 | 0 | 0 | 0 | 0 | 0 | 18.04 | 0 | 0 | 33.87 | 0 | 158.87 | 0 | 158.87
2015 | Small Office | 4A | 511.16 | 9.78 | 3.11 | 16.98 | 42 | 11.83 | 52.8 | 0 | 0 | 17.71 | 0 | 0 | 0 | 0 | 0 | 0 | 18.04 | 0 | 0 | 44.47 | 3.11 | 169.13 | 3.11 | 172.24
2015 | Small Office | 4B | 511.16 | 3.42 | 0.29 | 20.05 | 41.97 | 11.8 | 52.8 | 0 | 0 | 22.18 | 0 | 0 | 0 | 0 | 0 | 0 | 18.04 | 0 | 0 | 45.65 | 0.29 | 170.25 | 0.29 | 170.54
2015 | Small Office | 4C | 511.16 | 5.25 | 0.47 | 8.69 | 42.21 | 11.82 | 52.8 | 0 | 0 | 18.44 | 0 | 0 | 0 | 0 | 0 | 0 | 18.04 | 0 | 0 | 32.38 | 0.47 | 157.26 | 0.47 | 157.73
2015 | Small Office | 5A | 511.16 | 18.35 | 15.12 | 10.28 | 42.02 | 11.81 | 52.8 | 0 | 0 | 17.75 | 0 | 0 | 0 | 0 | 0 | 0 | 18.04 | 0 | 0 | 46.38 | 15.12 | 171.04 | 15.12 | 186.16
2015 | Small Office | 5B | 511.16 | 9.76 | 6.68 | 13.94 | 42.01 | 11.82 | 52.8 | 0 | 0 | 21.37 | 0 | 0 | 0 | 0 | 0 | 0 | 18.04 | 0 | 0 | 45.07 | 6.68 | 169.73 | 6.68 | 176.41
2015 | Small Office | 5C | 511.16 | 7.33 | 1.02 | 6.11 | 42.15 | 11.82 | 52.8 | 0 | 0 | 17.33 | 0 | 0 | 0 | 0 | 0 | 0 | 18.04 | 0 | 0 | 30.77 | 1.02 | 155.58 | 1.02 | 156.6
2015 | Small Office | 6A | 511.16 | 19.48 | 44.92 | 10.6 | 42.04 | 11.81 | 52.8 | 0 | 0 | 18.63 | 0 | 0 | 0 | 0 | 0 | 0 | 18.04 | 0 | 0 | 48.71 | 44.92 | 173.4 | 44.92 | 218.32
2015 | Small Office | 6B | 511.16 | 12.1 | 25.64 | 8.9 | 42.07 | 11.8 | 52.8 | 0 | 0 | 20.05 | 0 | 0 | 0 | 0 | 0 | 0 | 18.04 | 0 | 0 | 41.05 | 25.64 | 165.75 | 25.64 | 191.39
2015 | Small Office | 7 | 511.16 | 16.13 | 64.3 | 9.73 | 41.98 | 11.82 | 52.8 | 0 | 0 | 19.47 | 0 | 0 | 0 | 0 | 0 | 0 | 18.04 | 0 | 0 | 45.33 | 64.3 | 169.97 | 64.3 | 234.27
2015 | Small Office | 8 | 511.16 | 15.8 | 118.55 | 6.45 | 42.52 | 11.89 | 52.8 | 0 | 0 | 21.54 | 0 | 0 | 0 | 0 | 0 | 0 | 18.04 | 0 | 0 | 43.79 | 118.55 | 169.04 | 118.55 | 287.59
2018 | Small Office | 0A | 511.16 | 0 | 0 | 66.27 | 39.91 | 7.8 | 52.8 | 0 | 0 | 18.77 | 0 | 0 | 0 | 0 | 0 | 0 | 18.04 | 0 | 0 | 85.04 | 0 | 203.59 | 0 | 203.59
2018 | Small Office | 0B | 511.16 | 0 | 0 | 63.47 | 40.01 | 7.8 | 52.8 | 0 | 0 | 22.04 | 0 | 0 | 0 | 0 | 0 | 0 | 18.04 | 0 | 0 | 85.51 | 0 | 204.16 | 0 | 204.16
2018 | Small Office | 1A | 511.16 | 0 | 0 | 48.25 | 40.26 | 7.8 | 52.8 | 0 | 0 | 17.87 | 0 | 0 | 0 | 0 | 0 | 0 | 18.04 | 0 | 0 | 66.12 | 0 | 185.02 | 0 | 185.02
2018 | Small Office | 1B | 511.16 | 0 | 0 | 50.76 | 40.22 | 7.79 | 52.8 | 0 | 0 | 20.48 | 0 | 0 | 0 | 0 | 0 | 0 | 18.04 | 0 | 0 | 71.24 | 0 | 190.09 | 0 | 190.09
2018 | Small Office | 2A | 511.16 | 0.12 | 0 | 40.36 | 40.26 | 7.79 | 52.8 | 0 | 0 | 18.43 | 0 | 0 | 0 | 0 | 0 | 0 | 18.04 | 0 | 0 | 58.91 | 0 | 177.8 | 0 | 177.8
2018 | Small Office | 2B | 511.16 | 0.15 | 0 | 35.62 | 40.46 | 7.79 | 52.8 | 0 | 0 | 21.77 | 0 | 0 | 0 | 0 | 0 | 0 | 18.04 | 0 | 0 | 57.54 | 0 | 176.63 | 0 | 176.63
2018 | Small Office | 3A | 511.16 | 3.84 | 0.76 | 22.23 | 40.36 | 7.79 | 52.8 | 0 | 0 | 17.68 | 0 | 0 | 0 | 0 | 0 | 0 | 18.04 | 0 | 0 | 43.75 | 0.76 | 162.73 | 0.76 | 163.49
2018 | Small Office | 3B | 511.16 | 1.03 | 0.07 | 24.67 | 40.4 | 7.79 | 52.8 | 0 | 0 | 20.77 | 0 | 0 | 0 | 0 | 0 | 0 | 18.04 | 0 | 0 | 46.47 | 0.07 | 165.49 | 0.07 | 165.56
2018 | Small Office | 3C | 511.16 | 0.04 | 0 | 17.09 | 40.36 | 7.81 | 52.8 | 0 | 0 | 16.18 | 0 | 0 | 0 | 0 | 0 | 0 | 18.04 | 0 | 0 | 33.31 | 0 | 152.3 | 0 | 152.3
2018 | Small Office | 4A | 511.16 | 10.4 | 3.46 | 16.12 | 40.14 | 7.81 | 52.8 | 0 | 0 | 17.07 | 0 | 0 | 0 | 0 | 0 | 0 | 18.04 | 0 | 0 | 43.59 | 3.46 | 162.38 | 3.46 | 165.84
2018 | Small Office | 4B | 511.16 | 3.79 | 0.4 | 18.72 | 40.11 | 7.79 | 52.8 | 0 | 0 | 21.36 | 0 | 0 | 0 | 0 | 0 | 0 | 18.04 | 0 | 0 | 43.87 | 0.4 | 162.62 | 0.4 | 163.02
2018 | Small Office | 4C | 511.16 | 5.72 | 0.59 | 7.86 | 40.35 | 7.81 | 52.8 | 0 | 0 | 17.55 | 0 | 0 | 0 | 0 | 0 | 0 | 18.04 | 0 | 0 | 31.13 | 0.59 | 150.12 | 0.59 | 150.71
2018 | Small Office | 5A | 511.16 | 18.72 | 15.9 | 9.84 | 40.11 | 7.8 | 52.8 | 0 | 0 | 17.33 | 0 | 0 | 0 | 0 | 0 | 0 | 18.04 | 0 | 0 | 45.89 | 15.9 | 164.63 | 15.9 | 180.53
2018 | Small Office | 5B | 511.16 | 10.27 | 7.12 | 13.3 | 40.09 | 7.8 | 52.8 | 0 | 0 | 20.86 | 0 | 0 | 0 | 0 | 0 | 0 | 18.04 | 0 | 0 | 44.43 | 7.12 | 163.16 | 7.12 | 170.28
2018 | Small Office | 5C | 511.16 | 7.71 | 1.15 | 5.63 | 40.23 | 7.8 | 52.8 | 0 | 0 | 16.79 | 0 | 0 | 0 | 0 | 0 | 0 | 18.04 | 0 | 0 | 30.13 | 1.15 | 149 | 1.15 | 150.15
2018 | Small Office | 6A | 511.16 | 19.71 | 45.53 | 10.4 | 40.07 | 7.8 | 52.8 | 0 | 0 | 18.45 | 0 | 0 | 0 | 0 | 0 | 0 | 18.04 | 0 | 0 | 48.56 | 45.53 | 167.28 | 45.53 | 212.81
2018 | Small Office | 6B | 511.16 | 12.31 | 26.09 | 8.69 | 40.1 | 7.79 | 52.8 | 0 | 0 | 19.85 | 0 | 0 | 0 | 0 | 0 | 0 | 18.04 | 0 | 0 | 40.85 | 26.09 | 159.58 | 26.09 | 185.67
2018 | Small Office | 7 | 511.16 | 16.32 | 65.09 | 9.54 | 40.02 | 7.8 | 52.8 | 0 | 0 | 19.3 | 0 | 0 | 0 | 0 | 0 | 0 | 18.04 | 0 | 0 | 45.16 | 65.09 | 163.82 | 65.09 | 228.91
2018 | Small Office | 8 | 511.16 | 15.95 | 119.79 | 6.29 | 40.53 | 7.86 | 52.8 | 0 | 0 | 21.39 | 0 | 0 | 0 | 0 | 0 | 0 | 18.04 | 0 | 0 | 43.63 | 119.79 | 162.85 | 119.79 | 282.64
2006 | Stand-Alone Retail | 0A | 2293.99 | 0 | 0 | 1269.35 | 475.23 | 115.22 | 195.16 | 0 | 0 | 440.05 | 0 | 0 | 0 | 0 | 0 | 0 | 0 | 83.39 | 0 | 1709.4 | 0 | 2495.02 | 83.39 | 2578.41
2006 | Stand-Alone Retail | 0B | 2293.99 | 0 | 0.24 | 1178.96 | 475.23 | 115.25 | 195.16 | 0 | 0 | 473.13 | 0 | 0 | 0 | 0 | 0 | 0 | 0 | 83.31 | 0 | 1652.09 | 0.24 | 2437.72 | 83.55 | 2521.27
2006 | Stand-Alone Retail | 1A | 2293.99 | 0 | 0.01 | 862.74 | 475.23 | 115.26 | 195.16 | 0 | 0 | 415.02 | 0 | 0 | 0 | 0 | 0 | 0 | 0 | 85.32 | 0 | 1277.76 | 0.01 | 2063.41 | 85.33 | 2148.74
2006 | Stand-Alone Retail | 1B | 2293.99 | 0 | 15.46 | 949.8 | 475.23 | 115.12 | 195.16 | 0 | 0 | 465.83 | 0 | 0 | 0 | 0 | 0 | 0 | 0 | 85.4 | 0 | 1415.63 | 15.46 | 2201.13 | 100.86 | 2301.99
2006 | Stand-Alone Retail | 2A | 2293.99 | 0 | 52.39 | 737.75 | 475.23 | 115.08 | 195.16 | 0 | 0 | 435.32 | 0 | 0 | 0 | 0 | 0 | 0 | 0 | 87.56 | 0 | 1173.07 | 52.39 | 1958.53 | 139.94 | 2098.47
2006 | Stand-Alone Retail | 2B | 2293.99 | 0 | 28.35 | 557.73 | 475.23 | 115.16 | 195.16 | 0 | 0 | 485.48 | 0 | 0 | 0 | 0 | 0 | 0 | 0 | 87.71 | 0 | 1043.21 | 28.35 | 1828.76 | 116.06 | 1944.82
2006 | Stand-Alone Retail | 3A | 2293.99 | 0 | 253.71 | 399.04 | 475.23 | 115.14 | 195.16 | 0 | 0 | 419.79 | 0 | 0 | 0 | 0 | 0 | 0 | 0 | 91.33 | 0 | 818.83 | 253.71 | 1604.36 | 345.05 | 1949.41
2006 | Stand-Alone Retail | 3B | 2293.99 | 0 | 139.84 | 399.98 | 475.23 | 115.13 | 195.16 | 0 | 0 | 493.01 | 0 | 0 | 0 | 0 | 0 | 0 | 0 | 90.41 | 0 | 892.99 | 139.84 | 1678.51 | 230.24 | 1908.75
2006 | Stand-Alone Retail | 3C | 2293.99 | 0 | 31.97 | 167.28 | 475.23 | 115.12 | 195.16 | 0 | 0 | 390.53 | 0 | 0 | 0 | 0 | 0 | 0 | 0 | 91.69 | 0 | 557.81 | 31.97 | 1343.32 | 123.66 | 1466.98
2006 | Stand-Alone Retail | 4A | 2293.99 | 0 | 657.31 | 257.37 | 475.23 | 114.96 | 195.16 | 0 | 0 | 423.73 | 0 | 0 | 0 | 0 | 0 | 0 | 0 | 94.34 | 0 | 681.1 | 657.31 | 1466.46 | 751.65 | 2218.11
2006 | Stand-Alone Retail | 4B | 2293.99 | 0 | 221.23 | 229.55 | 475.23 | 115.05 | 195.16 | 0 | 0 | 458.99 | 0 | 0 | 0 | 0 | 0 | 0 | 0 | 93.47 | 0 | 688.54 | 221.23 | 1473.98 | 314.7 | 1788.68
2006 | Stand-Alone Retail | 4C | 2293.99 | 0 | 361.48 | 62.94 | 475.23 | 114.83 | 195.16 | 0 | 0 | 400.61 | 0 | 0 | 0 | 0 | 0 | 0 | 0 | 95.22 | 0 | 463.55 | 361.48 | 1248.77 | 456.7 | 1705.47
2006 | Stand-Alone Retail | 5A | 2293.99 | 0 | 835.74 | 134.16 | 475.23 | 115 | 195.16 | 0 | 0 | 452.48 | 0 | 0 | 0 | 0 | 0 | 0 | 0 | 96.82 | 0 | 586.64 | 835.74 | 1372.03 | 932.56 | 2304.59
2006 | Stand-Alone Retail | 5B | 2293.99 | 0 | 437.49 | 155.53 | 475.23 | 115 | 195.16 | 0 | 0 | 479.44 | 0 | 0 | 0 | 0 | 0 | 0 | 0 | 96.09 | 0 | 634.97 | 437.49 | 1420.37 | 533.59 | 1953.96
2006 | Stand-Alone Retail | 5C | 2293.99 | 0 | 449.33 | 25.09 | 475.23 | 114.82 | 195.16 | 0 | 0 | 391.19 | 0 | 0 | 0 | 0 | 0 | 0 | 0 | 96.64 | 0 | 416.28 | 449.33 | 1201.49 | 545.98 | 1747.47
2006 | Stand-Alone Retail | 6A | 2293.99 | 0 | 1163.09 | 147.56 | 475.23 | 114.94 | 195.16 | 0 | 0 | 488.21 | 0 | 0 | 0 | 0 | 0 | 0 | 0 | 98.63 | 0 | 635.77 | 1163.09 | 1421.1 | 1261.73 | 2682.83
2006 | Stand-Alone Retail | 6B | 2293.99 | 0 | 746.29 | 96.5 | 475.23 | 114.86 | 195.16 | 0 | 0 | 512.12 | 0 | 0 | 0 | 0 | 0 | 0 | 0 | 98.17 | 0 | 608.62 | 746.29 | 1393.87 | 844.46 | 2238.33
2006 | Stand-Alone Retail | 7 | 2293.99 | 0 | 1458.54 | 121.48 | 475.23 | 114.79 | 195.16 | 0 | 0 | 503.85 | 0 | 0 | 0 | 0 | 0 | 0 | 0 | 100.78 | 0 | 625.33 | 1458.54 | 1410.51 | 1559.31 | 2969.82
2006 | Stand-Alone Retail | 8 | 2293.99 | 0 | 2063.02 | 60.95 | 475.23 | 114.16 | 195.16 | 0 | 0 | 566.28 | 0 | 0 | 0 | 0 | 0 | 0 | 0 | 103.69 | 0 | 627.23 | 2063.02 | 1411.78 | 2166.71 | 3578.49
2009 | Stand-Alone Retail | 0A | 2293.99 | 0 | 0 | 1155.54 | 475.23 | 73.09 | 195.16 | 0 | 0 | 439.36 | 0 | 0 | 0 | 0 | 0 | 0 | 0 | 83.39 | 0 | 1594.9 | 0 | 2338.38 | 83.39 | 2421.77
2009 | Stand-Alone Retail | 0B | 2293.99 | 0 | 0.24 | 1115.6 | 475.23 | 73.1 | 195.16 | 0 | 0 | 472.23 | 0 | 0 | 0 | 0 | 0 | 0 | 0 | 83.31 | 0 | 1587.83 | 0.24 | 2331.32 | 83.54 | 2414.86
2009 | Stand-Alone Retail | 1A | 2293.99 | 0 | 0.01 | 817.79 | 475.23 | 73.11 | 195.16 | 0 | 0 | 414.72 | 0 | 0 | 0 | 0 | 0 | 0 | 0 | 85.32 | 0 | 1232.51 | 0.01 | 1976.02 | 85.33 | 2061.35
2009 | Stand-Alone Retail | 1B | 2293.99 | 0 | 10.54 | 901.1 | 475.23 | 73.02 | 195.16 | 0 | 0 | 465.12 | 0 | 0 | 0 | 0 | 0 | 0 | 0 | 85.4 | 0 | 1366.22 | 10.54 | 2109.63 | 95.94 | 2205.57
2009 | Stand-Alone Retail | 2A | 2293.99 | 0 | 21.55 | 631.7 | 475.23 | 72.99 | 195.16 | 0 | 0 | 390.8 | 0 | 0 | 0 | 0 | 0 | 0 | 0 | 87.53 | 0 | 1022.5 | 21.55 | 1765.88 | 109.08 | 1874.96
2009 | Stand-Alone Retail | 2B | 2293.99 | 0 | 9.96 | 468.8 | 475.23 | 73.05 | 195.16 | 0 | 0 | 447.15 | 0 | 0 | 0 | 0 | 0 | 0 | 0 | 87.67 | 0 | 915.95 | 9.96 | 1659.39 | 97.64 | 1757.03
2009 | Stand-Alone Retail | 3A | 2293.99 | 0 | 138.96 | 337.93 | 475.23 | 73.03 | 195.16 | 0 | 0 | 408.72 | 0 | 0 | 0 | 0 | 0 | 0 | 0 | 91.31 | 0 | 746.65 | 138.96 | 1490.07 | 230.26 | 1720.33
2009 | Stand-Alone Retail | 3B | 2293.99 | 0 | 42.94 | 335.74 | 475.23 | 73.03 | 195.16 | 0 | 0 | 432.93 | 0 | 0 | 0 | 0 | 0 | 0 | 0 | 90.32 | 0 | 768.67 | 42.94 | 1512.1 | 133.26 | 1645.36
2009 | Stand-Alone Retail | 3C | 2293.99 | 0 | 28.14 | 158.9 | 475.23 | 73.02 | 195.16 | 0 | 0 | 385.42 | 0 | 0 | 0 | 0 | 0 | 0 | 0 | 91.66 | 0 | 544.32 | 28.14 | 1287.72 | 119.79 | 1407.51
2009 | Stand-Alone Retail | 4A | 2293.99 | 0 | 372.44 | 208.77 | 475.23 | 72.92 | 195.16 | 0 | 0 | 413.8 | 0 | 0 | 0 | 0 | 0 | 0 | 0 | 94.3 | 0 | 622.57 | 372.44 | 1365.88 | 466.73 | 1832.61
2009 | Stand-Alone Retail | 4B | 2293.99 | 0 | 117.58 | 211.31 | 475.23 | 72.98 | 195.16 | 0 | 0 | 443.32 | 0 | 0 | 0 | 0 | 0 | 0 | 0 | 93.41 | 0 | 654.63 | 117.58 | 1397.99 | 210.99 | 1608.98
2009 | Stand-Alone Retail | 4C | 2293.99 | 0 | 236.04 | 62.45 | 475.23 | 72.84 | 195.16 | 0 | 0 | 399.2 | 0 | 0 | 0 | 0 | 0 | 0 | 0 | 95.17 | 0 | 461.65 | 236.04 | 1204.87 | 331.21 | 1536.08
2009 | Stand-Alone Retail | 5A | 2293.99 | 0 | 578.15 | 119.43 | 475.23 | 72.94 | 195.16 | 0 | 0 | 448.77 | 0 | 0 | 0 | 0 | 0 | 0 | 0 | 96.78 | 0 | 568.2 | 578.15 | 1311.53 | 674.93 | 1986.46
2009 | Stand-Alone Retail | 5B | 2293.99 | 0 | 284.58 | 149.3 | 475.23 | 72.95 | 195.16 | 0 | 0 | 475.51 | 0 | 0 | 0 | 0 | 0 | 0 | 0 | 96.05 | 0 | 624.81 | 284.58 | 1368.14 | 380.64 | 1748.78
2009 | Stand-Alone Retail | 5C | 2293.99 | 0 | 288.93 | 25.91 | 475.23 | 72.83 | 195.16 | 0 | 0 | 390.73 | 0 | 0 | 0 | 0 | 0 | 0 | 0 | 96.58 | 0 | 416.64 | 288.93 | 1159.85 | 385.52 | 1545.37
2009 | Stand-Alone Retail | 6A | 2293.99 | 0 | 840.39 | 137.4 | 475.23 | 72.91 | 195.16 | 0 | 0 | 489.13 | 0 | 0 | 0 | 0 | 0 | 0 | 0 | 98.6 | 0 | 626.53 | 840.39 | 1369.83 | 938.99 | 2308.82
2009 | Stand-Alone Retail | 6B | 2293.99 | 0 | 525.8 | 95.71 | 475.23 | 72.86 | 195.16 | 0 | 0 | 513.86 | 0 | 0 | 0 | 0 | 0 | 0 | 0 | 98.14 | 0 | 609.57 | 525.8 | 1352.82 | 623.94 | 1976.76
2009 | Stand-Alone Retail | 7 | 2293.99 | 0 | 1073.29 | 134.45 | 475.23 | 72.81 | 195.16 | 0 | 0 | 504.52 | 0 | 0 | 0 | 0 | 0 | 0 | 0 | 100.74 | 0 | 638.97 | 1073.29 | 1382.17 | 1174.04 | 2556.21
2009 | Stand-Alone Retail | 8 | 2293.99 | 0 | 1608.07 | 73.65 | 475.23 | 72.41 | 195.16 | 0 | 0 | 562.44 | 0 | 0 | 0 | 0 | 0 | 0 | 0 | 103.67 | 0 | 636.09 | 1608.07 | 1378.89 | 1711.74 | 3090.63
2012 | Stand-Alone Retail | 0A | 2293.99 | 0 | 0 | 878.85 | 335.53 | 73.09 | 195.16 | 0 | 0 | 361.96 | 0 | 0 | 0 | 0 | 0 | 0 | 0 | 83.42 | 0 | 1240.81 | 0 | 1844.59 | 83.42 | 1928.01
2012 | Stand-Alone Retail | 0B | 2293.99 | 0 | 0.23 | 795.18 | 338.75 | 73.1 | 195.16 | 0 | 0 | 390.54 | 0 | 0 | 0 | 0 | 0 | 0 | 0 | 83.32 | 0 | 1185.72 | 0.23 | 1792.73 | 83.56 | 1876.29
2012 | Stand-Alone Retail | 1A | 2293.99 | 0 | 0.01 | 625.87 | 358.05 | 73.11 | 195.16 | 0 | 0 | 352.5 | 0 | 0 | 0 | 0 | 0 | 0 | 0 | 85.33 | 0 | 978.37 | 0.01 | 1604.69 | 85.34 | 1690.03
2012 | Stand-Alone Retail | 1B | 2293.99 | 0 | 4.89 | 663.18 | 353.59 | 73.02 | 195.16 | 0 | 0 | 389.49 | 0 | 0 | 0 | 0 | 0 | 0 | 0 | 85.38 | 0 | 1052.67 | 4.89 | 1674.43 | 90.27 | 1764.7
2012 | Stand-Alone Retail | 2A | 2293.99 | 0 | 18.27 | 504.33 | 358.68 | 72.99 | 195.16 | 0 | 0 | 362.51 | 0 | 0 | 0 | 0 | 0 | 0 | 0 | 87.51 | 0 | 866.84 | 18.27 | 1493.66 | 105.78 | 1599.44
2012 | Stand-Alone Retail | 2B | 2293.99 | 0 | 9.62 | 404.09 | 375.6 | 73.05 | 195.16 | 0 | 0 | 411.69 | 0 | 0 | 0 | 0 | 0 | 0 | 0 | 87.66 | 0 | 815.78 | 9.62 | 1459.58 | 97.28 | 1556.86
2012 | Stand-Alone Retail | 3A | 2293.99 | 0 | 126.03 | 286.14 | 362.83 | 73.03 | 195.16 | 0 | 0 | 370.99 | 0 | 0 | 0 | 0 | 0 | 0 | 0 | 91.3 | 0 | 657.13 | 126.03 | 1288.14 | 217.33 | 1505.47
2012 | Stand-Alone Retail | 3B | 2293.99 | 0 | 30.95 | 288.74 | 373.23 | 73.03 | 195.16 | 0 | 0 | 411.48 | 0 | 0 | 0 | 0 | 0 | 0 | 0 | 90.32 | 0 | 700.22 | 30.95 | 1341.64 | 121.27 | 1462.91
2012 | Stand-Alone Retail | 3C | 2293.99 | 0 | 17.17 | 134.36 | 371.67 | 73.02 | 195.16 | 0 | 0 | 352.48 | 0 | 0 | 0 | 0 | 0 | 0 | 0 | 91.65 | 0 | 486.84 | 17.17 | 1126.69 | 108.81 | 1235.5
2012 | Stand-Alone Retail | 4A | 2293.99 | 0 | 290.78 | 188.85 | 374.18 | 72.92 | 195.16 | 0 | 0 | 378.41 | 0 | 0 | 0 | 0 | 0 | 0 | 0 | 94.26 | 0 | 567.26 | 290.78 | 1209.52 | 385.04 | 1594.56
2012 | Stand-Alone Retail | 4B | 2293.99 | 0 | 75.1 | 199.78 | 376.33 | 72.98 | 195.16 | 0 | 0 | 437.03 | 0 | 0 | 0 | 0 | 0 | 0 | 0 | 93.37 | 0 | 636.81 | 75.1 | 1281.27 | 168.47 | 1449.74
2012 | Stand-Alone Retail | 4C | 2293.99 | 0 | 161.52 | 58.07 | 382.67 | 72.84 | 195.16 | 0 | 0 | 367.89 | 0 | 0 | 0 | 0 | 0 | 0 | 0 | 95.11 | 0 | 425.96 | 161.52 | 1076.62 | 256.63 | 1333.25
2012 | Stand-Alone Retail | 5A | 2293.99 | 0 | 474.96 | 109.88 | 373.6 | 72.94 | 195.16 | 0 | 0 | 381.57 | 0 | 0 | 0 | 0 | 0 | 0 | 0 | 96.73 | 0 | 491.45 | 474.96 | 1133.14 | 571.7 | 1704.84
2012 | Stand-Alone Retail | 5B | 2293.99 | 0 | 210.12 | 141.71 | 378.91 | 72.95 | 195.16 | 0 | 0 | 442.09 | 0 | 0 | 0 | 0 | 0 | 0 | 0 | 96 | 0 | 583.8 | 210.12 | 1230.8 | 306.13 | 1536.93
2012 | Stand-Alone Retail | 5C | 2293.99 | 0 | 206.66 | 23.9 | 379.24 | 72.83 | 195.16 | 0 | 0 | 361.08 | 0 | 0 | 0 | 0 | 0 | 0 | 0 | 96.53 | 0 | 384.98 | 206.66 | 1032.21 | 303.2 | 1335.41
2012 | Stand-Alone Retail | 6A | 2293.99 | 0 | 693.2 | 122.16 | 377.43 | 72.91 | 195.16 | 0 | 0 | 400.62 | 0 | 0 | 0 | 0 | 0 | 0 | 0 | 98.56 | 0 | 522.78 | 693.2 | 1168.28 | 791.76 | 1960.04
2012 | Stand-Alone Retail | 6B | 2293.99 | 0 | 423.6 | 86.72 | 381.66 | 72.86 | 195.16 | 0 | 0 | 426.01 | 0 | 0 | 0 | 0 | 0 | 0 | 0 | 98.09 | 0 | 512.73 | 423.6 | 1162.41 | 521.69 | 1684.1
2012 | Stand-Alone Retail | 7 | 2293.99 | 0 | 786.01 | 86.89 | 383.24 | 72.81 | 195.16 | 0 | 0 | 433.76 | 0 | 0 | 0 | 0 | 0 | 0 | 0 | 100.69 | 0 | 520.65 | 786.01 | 1171.86 | 886.7 | 2058.56
2012 | Stand-Alone Retail | 8 | 2293.99 | 0 | 1246.18 | 31.04 | 400.14 | 72.41 | 195.16 | 0 | 0 | 464.06 | 0 | 0 | 0 | 0 | 0 | 0 | 0 | 103.62 | 0 | 495.1 | 1246.18 | 1162.8 | 1349.8 | 2512.6
2015 | Stand-Alone Retail | 0A | 2293.99 | 0 | 0 | 610.82 | 308.78 | 59.77 | 195.16 | 0 | 0 | 141.74 | 0 | 0 | 0 | 0 | 0 | 26.72 | 0 | 83.42 | 0 | 779.28 | 0 | 1342.98 | 83.42 | 1426.4
2015 | Stand-Alone Retail | 0B | 2293.99 | 0 | 0.24 | 648.99 | 311.78 | 59.76 | 195.16 | 0 | 0 | 163.71 | 0 | 0 | 0 | 0 | 0 | 0 | 0 | 83.33 | 0 | 812.7 | 0.24 | 1379.39 | 83.56 | 1462.95
2015 | Stand-Alone Retail | 1A | 2293.99 | 0 | 0.01 | 450.95 | 329.74 | 59.76 | 195.16 | 0 | 0 | 142.09 | 0 | 0 | 0 | 0 | 0 | 26.72 | 0 | 85.32 | 0 | 619.76 | 0.01 | 1204.42 | 85.33 | 1289.75
2015 | Stand-Alone Retail | 1B | 2293.99 | 0 | 7.84 | 531.22 | 325.59 | 59.67 | 195.16 | 0 | 0 | 159.6 | 0 | 0 | 0 | 0 | 0 | 0 | 0 | 85.4 | 0 | 690.82 | 7.84 | 1271.23 | 93.24 | 1364.47
2015 | Stand-Alone Retail | 2A | 2293.99 | 0 | 17.74 | 365.45 | 330.32 | 59.65 | 195.16 | 0 | 0 | 139.19 | 0 | 0 | 0 | 0 | 0 | 20.4 | 0 | 87.51 | 0 | 525.04 | 17.74 | 1110.16 | 105.24 | 1215.4
2015 | Stand-Alone Retail | 2B | 2293.99 | 0 | 12.69 | 318.74 | 346.07 | 59.7 | 195.16 | 0 | 0 | 163.13 | 0 | 0 | 0 | 0 | 0 | 0 | 0 | 87.67 | 0 | 481.87 | 12.69 | 1082.8 | 100.36 | 1183.16
2015 | Stand-Alone Retail | 3A | 2293.99 | 0 | 78.36 | 219.2 | 334.19 | 59.69 | 195.16 | 0 | 0 | 146.49 | 0 | 0 | 0 | 0 | 0 | 19.2 | 0 | 91.29 | 0 | 384.89 | 78.36 | 973.92 | 169.65 | 1143.57
2015 | Stand-Alone Retail | 3B | 2293.99 | 0 | 51.56 | 227.13 | 343.87 | 59.68 | 195.16 | 0 | 0 | 160.87 | 0 | 0 | 0 | 0 | 0 | 0 | 0 | 90.33 | 0 | 388 | 51.56 | 986.7 | 141.9 | 1128.6
2015 | Stand-Alone Retail | 3C | 2293.99 | 0 | 19.42 | 116.11 | 342.41 | 59.79 | 195.16 | 0 | 0 | 158.58 | 0 | 0 | 0 | 0 | 0 | 0 | 0 | 91.66 | 0 | 274.69 | 19.42 | 872.04 | 111.08 | 983.12
2015 | Stand-Alone Retail | 4A | 2293.99 | 0 | 177.63 | 149.59 | 344.75 | 59.81 | 195.16 | 0 | 0 | 165.26 | 0 | 0 | 0 | 0 | 0 | 19.59 | 0 | 94.27 | 0 | 334.44 | 177.63 | 934.15 | 271.89 | 1206.04
2015 | Stand-Alone Retail | 4B | 2293.99 | 0 | 124.14 | 154.66 | 346.75 | 59.66 | 195.16 | 0 | 0 | 186.34 | 0 | 0 | 0 | 0 | 0 | 0 | 0 | 93.4 | 0 | 341 | 124.14 | 942.56 | 217.54 | 1160.1
2015 | Stand-Alone Retail | 4C | 2293.99 | 0 | 241.22 | 48.8 | 352.65 | 59.8 | 195.16 | 0 | 0 | 165.38 | 0 | 0 | 0 | 0 | 0 | 0 | 0 | 95.16 | 0 | 214.18 | 241.22 | 821.79 | 336.39 | 1158.18
2015 | Stand-Alone Retail | 5A | 2293.99 | 0 | 301.27 | 96.05 | 344.21 | 59.71 | 195.16 | 0 | 0 | 173.42 | 0 | 0 | 0 | 0 | 0 | 17.16 | 0 | 96.75 | 0 | 286.63 | 301.27 | 885.71 | 398.02 | 1283.73
2015 | Stand-Alone Retail | 5B | 2293.99 | 0 | 304.37 | 108.87 | 349.15 | 59.77 | 195.16 | 0 | 0 | 197.65 | 0 | 0 | 0 | 0 | 0 | 0 | 0 | 96.04 | 0 | 306.52 | 304.37 | 910.6 | 400.41 | 1311.01
2015 | Stand-Alone Retail | 5C | 2293.99 | 0 | 309.37 | 25.13 | 349.46 | 59.77 | 195.16 | 0 | 0 | 165.27 | 0 | 0 | 0 | 0 | 0 | 0 | 0 | 96.58 | 0 | 190.4 | 309.37 | 794.78 | 405.95 | 1200.73
2015 | Stand-Alone Retail | 6A | 2293.99 | 0 | 459.62 | 104.94 | 390.76 | 59.74 | 195.16 | 0 | 0 | 190.28 | 0 | 0 | 0 | 0 | 0 | 18.12 | 0 | 98.57 | 0 | 313.34 | 459.62 | 958.99 | 558.19 | 1517.18
2015 | Stand-Alone Retail | 6B | 2293.99 | 0 | 527.26 | 68.49 | 392.45 | 59.67 | 195.16 | 0 | 0 | 206.61 | 0 | 0 | 0 | 0 | 0 | 0 | 0 | 98.13 | 0 | 275.1 | 527.26 | 922.37 | 625.39 | 1547.76
2015 | Stand-Alone Retail | 7 | 2293.99 | 0 | 519.07 | 79.82 | 392.38 | 59.77 | 195.16 | 0 | 0 | 222.06 | 0 | 0 | 0 | 0 | 0 | 17.66 | 0 | 100.71 | 0 | 319.54 | 519.07 | 966.86 | 619.78 | 1586.64
2015 | Stand-Alone Retail | 8 | 2293.99 | 0 | 848.64 | 37.5 | 398.49 | 60.17 | 195.16 | 0 | 0 | 261.04 | 0 | 0 | 0 | 0 | 0 | 18.29 | 0 | 103.63 | 0 | 316.83 | 848.64 | 970.64 | 952.27 | 1922.91
2018 | Stand-Alone Retail | 0A | 2293.99 | 0 | 0 | 703.43 | 237.18 | 42.74 | 195.16 | 0 | 0 | 151.58 | 0 | 0 | 0 | 0 | 0 | 0 | 0 | 83.03 | 0 | 855.01 | 0 | 1330.09 | 83.03 | 1413.12
2018 | Stand-Alone Retail | 0B | 2293.99 | 0 | 0 | 623.51 | 239.48 | 42.73 | 195.16 | 0 | 0 | 156.78 | 0 | 0 | 0 | 0 | 0 | 0 | 0 | 82.93 | 0 | 780.29 | 0 | 1257.65 | 82.93 | 1340.58
2018 | Stand-Alone Retail | 1A | 2293.99 | 0 | 0 | 474.69 | 253.26 | 42.73 | 195.16 | 0 | 0 | 135.99 | 0 | 0 | 0 | 0 | 0 | 0 | 0 | 84.93 | 0 | 610.68 | 0 | 1101.84 | 84.93 | 1186.77
2018 | Stand-Alone Retail | 1B | 2293.99 | 0 | 5.42 | 506.7 | 250.07 | 42.67 | 195.16 | 0 | 0 | 149.11 | 0 | 0 | 0 | 0 | 0 | 0 | 0 | 85 | 0 | 655.81 | 5.42 | 1143.7 | 90.42 | 1234.12
2018 | Stand-Alone Retail | 2A | 2293.99 | 0 | 10.23 | 384.22 | 253.71 | 42.65 | 195.16 | 0 | 0 | 129.63 | 0 | 0 | 0 | 0 | 0 | 0 | 0 | 87.12 | 0 | 513.85 | 10.23 | 1005.37 | 97.35 | 1102.72
2018 | Stand-Alone Retail | 2B | 2293.99 | 0 | 6.85 | 301.66 | 265.79 | 42.69 | 195.16 | 0 | 0 | 145.64 | 0 | 0 | 0 | 0 | 0 | 0 | 0 | 87.28 | 0 | 447.3 | 6.85 | 950.94 | 94.13 | 1045.07
2018 | Stand-Alone Retail | 3A | 2293.99 | 0 | 160.06 | 215.04 | 256.67 | 42.68 | 195.16 | 0 | 0 | 140.78 | 0 | 0 | 0 | 0 | 0 | 0 | 0 | 90.9 | 0 | 355.82 | 160.06 | 850.33 | 250.96 | 1101.29
2018 | Stand-Alone Retail | 3B | 2293.99 | 0 | 48.56 | 212.48 | 264.1 | 42.68 | 195.16 | 0 | 0 | 153.59 | 0 | 0 | 0 | 0 | 0 | 0 | 0 | 89.94 | 0 | 366.07 | 48.56 | 868 | 138.49 | 1006.49
2018 | Stand-Alone Retail | 3C | 2293.99 | 0 | 5.52 | 104.04 | 262.98 | 42.75 | 195.16 | 0 | 0 | 139.3 | 0 | 0 | 0 | 0 | 0 | 0 | 0 | 91.27 | 0 | 243.34 | 5.52 | 744.23 | 96.79 | 841.02
2018 | Stand-Alone Retail | 4A | 2293.99 | 0 | 386.06 | 140.92 | 264.78 | 42.77 | 195.16 | 0 | 0 | 147.15 | 0 | 0 | 0 | 0 | 0 | 0 | 0 | 93.87 | 0 | 288.07 | 386.06 | 790.77 | 479.93 | 1270.7
2018 | Stand-Alone Retail | 4B | 2293.99 | 0 | 129.65 | 143.4 | 266.31 | 42.66 | 195.16 | 0 | 0 | 163.66 | 0 | 0 | 0 | 0 | 0 | 0 | 0 | 93 | 0 | 307.06 | 129.65 | 811.19 | 222.65 | 1033.84
2018 | Stand-Alone Retail | 4C | 2293.99 | 0 | 239.04 | 43.92 | 270.84 | 42.77 | 195.16 | 0 | 0 | 150.5 | 0 | 0 | 0 | 0 | 0 | 0 | 0 | 94.76 | 0 | 194.42 | 239.04 | 703.18 | 333.81 | 1036.99
2018 | Stand-Alone Retail | 5A | 2293.99 | 0 | 608.25 | 82.77 | 264.36 | 42.7 | 195.16 | 0 | 0 | 151.87 | 0 | 0 | 0 | 0 | 0 | 0 | 0 | 96.35 | 0 | 234.64 | 608.25 | 736.85 | 704.6 | 1441.45
2018 | Stand-Alone Retail | 5B | 2293.99 | 0 | 330.05 | 101.97 | 268.15 | 42.75 | 195.16 | 0 | 0 | 170.93 | 0 | 0 | 0 | 0 | 0 | 0 | 0 | 95.63 | 0 | 272.9 | 330.05 | 778.95 | 425.68 | 1204.63
2018 | Stand-Alone Retail | 5C | 2293.99 | 0 | 299.85 | 20.14 | 268.39 | 42.74 | 195.16 | 0 | 0 | 148.63 | 0 | 0 | 0 | 0 | 0 | 0 | 0 | 96.18 | 0 | 168.77 | 299.85 | 675.06 | 396.03 | 1071.09
2018 | Stand-Alone Retail | 6A | 2293.99 | 0 | 827.38 | 91.1 | 300.08 | 42.72 | 195.16 | 0 | 0 | 165.05 | 0 | 0 | 0 | 0 | 0 | 0 | 0 | 98.17 | 0 | 256.15 | 827.38 | 794.11 | 925.55 | 1719.66
2018 | Stand-Alone Retail | 6B | 2293.99 | 0 | 563.79 | 63.02 | 301.38 | 42.67 | 195.16 | 0 | 0 | 169.37 | 0 | 0 | 0 | 0 | 0 | 0 | 0 | 97.72 | 0 | 232.39 | 563.79 | 771.59 | 661.51 | 1433.1
2018 | Stand-Alone Retail | 7 | 2293.99 | 0 | 560.69 | 71.78 | 301.32 | 42.75 | 195.16 | 0 | 0 | 163.03 | 0 | 0 | 0 | 0 | 0 | 18.42 | 0 | 100.29 | 0 | 253.23 | 560.69 | 792.45 | 660.98 | 1453.43
2018 | Stand-Alone Retail | 8 | 2293.99 | 0 | 911.95 | 33.33 | 306.01 | 43.06 | 195.16 | 0 | 0 | 183.26 | 0 | 0 | 0 | 0 | 0 | 19.14 | 0 | 103.21 | 0 | 235.73 | 911.95 | 779.96 | 1015.16 | 1795.12
2006 | Strip Mall | 0A | 2090.32 | 0 | 0 | 1129.36 | 708.74 | 167.21 | 128.72 | 0 | 0 | 301.92 | 0 | 0 | 0 | 0 | 0 | 0 | 57.68 | 0 | 0 | 1431.28 | 0 | 2493.63 | 0 | 2493.63
2006 | Strip Mall | 0B | 2090.32 | 0 | 0 | 991.72 | 708.74 | 167.24 | 128.72 | 0 | 0 | 364.69 | 0 | 0 | 0 | 0 | 0 | 0 | 57.63 | 0 | 0 | 1356.41 | 0 | 2418.75 | 0 | 2418.75
2006 | Strip Mall | 1A | 2090.32 | 0 | 0 | 757.63 | 708.74 | 167.26 | 128.72 | 0 | 0 | 277.64 | 0 | 0 | 0 | 0 | 0 | 0 | 58.74 | 0 | 0 | 1035.27 | 0 | 2098.73 | 0 | 2098.73
2006 | Strip Mall | 1B | 2090.32 | 0 | 3.02 | 804.68 | 708.74 | 167.05 | 128.72 | 0 | 0 | 352.27 | 0 | 0 | 0 | 0 | 0 | 0 | 58.79 | 0 | 0 | 1156.95 | 3.02 | 2220.25 | 3.02 | 2223.27
2006 | Strip Mall | 2A | 2090.32 | 0 | 19.86 | 645.4 | 708.74 | 166.99 | 128.72 | 0 | 0 | 294.74 | 0 | 0 | 0 | 0 | 0 | 0 | 59.99 | 0 | 0 | 940.14 | 19.86 | 2004.58 | 19.86 | 2024.44
2006 | Strip Mall | 2B | 2090.32 | 0 | 1.84 | 491.57 | 708.74 | 167.11 | 128.72 | 0 | 0 | 357.6 | 0 | 0 | 0 | 0 | 0 | 0 | 60.06 | 0 | 0 | 849.17 | 1.84 | 1913.81 | 1.84 | 1915.65
2006 | Strip Mall | 3A | 2090.32 | 0 | 261.38 | 367.08 | 708.74 | 167.08 | 128.72 | 0 | 0 | 296.23 | 0 | 0 | 0 | 0 | 0 | 0 | 62.2 | 0 | 0 | 663.31 | 261.38 | 1730.05 | 261.38 | 1991.43
2006 | Strip Mall | 3B | 2090.32 | 0 | 51.08 | 334.61 | 708.74 | 167.08 | 128.72 | 0 | 0 | 345.19 | 0 | 0 | 0 | 0 | 0 | 0 | 61.6 | 0 | 0 | 679.8 | 51.08 | 1745.94 | 51.08 | 1797.02
2006 | Strip Mall | 3C | 2090.32 | 0 | 6.69 | 121.18 | 708.74 | 167.05 | 128.72 | 0 | 0 | 271.05 | 0 | 0 | 0 | 0 | 0 | 0 | 62.3 | 0 | 0 | 392.23 | 6.69 | 1459.04 | 6.69 | 1465.73
2006 | Strip Mall | 4A | 2090.32 | 0 | 710.02 | 226.02 | 708.74 | 166.83 | 128.72 | 0 | 0 | 271.65 | 0 | 0 | 0 | 0 | 0 | 0 | 63.97 | 0 | 0 | 497.67 | 710.02 | 1565.92 | 710.02 | 2275.94
2006 | Strip Mall | 4B | 2090.32 | 0 | 194.77 | 211.01 | 708.74 | 166.95 | 128.72 | 0 | 0 | 334.03 | 0 | 0 | 0 | 0 | 0 | 0 | 63.38 | 0 | 0 | 545.04 | 194.77 | 1612.83 | 194.77 | 1807.6
2006 | Strip Mall | 4C | 2090.32 | 0 | 404.37 | 49.25 | 708.74 | 166.64 | 128.72 | 0 | 0 | 249.81 | 0 | 0 | 0 | 0 | 0 | 0 | 64.43 | 0 | 0 | 299.06 | 404.37 | 1367.58 | 404.37 | 1771.95
2006 | Strip Mall | 5A | 2090.32 | 0 | 978.44 | 118.76 | 708.74 | 166.88 | 128.72 | 0 | 0 | 247.27 | 0 | 0 | 0 | 0 | 0 | 0 | 65.34 | 0 | 0 | 366.03 | 978.44 | 1435.7 | 978.44 | 2414.14
2006 | Strip Mall | 5B | 2090.32 | 0 | 471.42 | 141.93 | 708.74 | 166.88 | 128.72 | 0 | 0 | 309.2 | 0 | 0 | 0 | 0 | 0 | 0 | 64.84 | 0 | 0 | 451.13 | 471.42 | 1520.32 | 471.42 | 1991.74
2006 | Strip Mall | 5C | 2090.32 | 0 | 536.89 | 18.04 | 708.74 | 166.62 | 128.72 | 0 | 0 | 225.58 | 0 | 0 | 0 | 0 | 0 | 0 | 65.25 | 0 | 0 | 243.62 | 536.89 | 1312.95 | 536.89 | 1849.84
2006 | Strip Mall | 6A | 2090.32 | 0 | 1353.87 | 140.34 | 708.74 | 166.8 | 128.72 | 0 | 0 | 287.44 | 0 | 0 | 0 | 0 | 0 | 0 | 66.36 | 0 | 0 | 427.78 | 1353.87 | 1498.4 | 1353.87 | 2852.27
2006 | Strip Mall | 6B | 2090.32 | 0 | 879.76 | 85.35 | 708.74 | 166.68 | 128.72 | 0 | 0 | 304.59 | 0 | 0 | 0 | 0 | 0 | 0 | 66.08 | 0 | 0 | 389.94 | 879.76 | 1460.16 | 879.76 | 2339.92
2006 | Strip Mall | 7 | 2090.32 | 0 | 1586.92 | 108.83 | 708.74 | 166.58 | 128.72 | 0 | 0 | 309.15 | 0 | 0 | 0 | 0 | 0 | 0 | 67.51 | 0 | 0 | 417.98 | 1586.92 | 1489.53 | 1586.92 | 3076.45
2006 | Strip Mall | 8 | 2090.32 | 0 | 2261.61 | 51.44 | 708.74 | 165.66 | 128.72 | 0 | 0 | 350.23 | 0 | 0 | 0 | 0 | 0 | 0 | 69.13 | 0 | 0 | 401.67 | 2261.61 | 1473.91 | 2261.61 | 3735.52
2009 | Strip Mall | 0A | 2090.32 | 0 | 0 | 1063.08 | 704.17 | 110.92 | 128.72 | 0 | 0 | 301.62 | 0 | 0 | 0 | 0 | 0 | 0 | 57.68 | 0 | 0 | 1364.7 | 0 | 2366.18 | 0 | 2366.18
2009 | Strip Mall | 0B | 2090.32 | 0 | 0 | 936.92 | 704.17 | 110.94 | 128.72 | 0 | 0 | 364.31 | 0 | 0 | 0 | 0 | 0 | 0 | 57.63 | 0 | 0 | 1301.23 | 0 | 2302.7 | 0 | 2302.7
2009 | Strip Mall | 1A | 2090.32 | 0 | 0 | 718.92 | 704.17 | 110.95 | 128.72 | 0 | 0 | 277.38 | 0 | 0 | 0 | 0 | 0 | 0 | 58.74 | 0 | 0 | 996.3 | 0 | 1998.89 | 0 | 1998.89
2009 | Strip Mall | 1B | 2090.32 | 0 | 1.28 | 764.61 | 704.17 | 110.81 | 128.72 | 0 | 0 | 351.92 | 0 | 0 | 0 | 0 | 0 | 0 | 58.78 | 0 | 0 | 1116.53 | 1.28 | 2119.02 | 1.28 | 2120.3
2009 | Strip Mall | 2A | 2090.32 | 0 | 8.61 | 605.01 | 704.17 | 110.78 | 128.72 | 0 | 0 | 284.83 | 0 | 0 | 0 | 0 | 0 | 0 | 59.96 | 0 | 0 | 889.84 | 8.61 | 1893.47 | 8.61 | 1902.08
2009 | Strip Mall | 2B | 2090.32 | 0 | 0.52 | 458.02 | 704.17 | 110.86 | 128.72 | 0 | 0 | 345.86 | 0 | 0 | 0 | 0 | 0 | 0 | 60.03 | 0 | 0 | 803.88 | 0.52 | 1807.66 | 0.52 | 1808.18
2009 | Strip Mall | 3A | 2090.32 | 0 | 145.01 | 314.3 | 704.17 | 110.83 | 128.72 | 0 | 0 | 282.56 | 0 | 0 | 0 | 0 | 0 | 0 | 62.12 | 0 | 0 | 596.86 | 145.01 | 1602.71 | 145.01 | 1747.72
2009 | Strip Mall | 3B | 2090.32 | 0 | 16.83 | 308.42 | 704.17 | 110.83 | 128.72 | 0 | 0 | 330.3 | 0 | 0 | 0 | 0 | 0 | 0 | 61.52 | 0 | 0 | 638.72 | 16.83 | 1643.97 | 16.83 | 1660.8
2009 | Strip Mall | 3C | 2090.32 | 0 | 1.57 | 109.36 | 704.17 | 110.81 | 128.72 | 0 | 0 | 259.05 | 0 | 0 | 0 | 0 | 0 | 0 | 62.22 | 0 | 0 | 368.41 | 1.57 | 1374.34 | 1.57 | 1375.91
2009 | Strip Mall | 4A | 2090.32 | 0 | 444.05 | 188.73 | 704.17 | 110.67 | 128.72 | 0 | 0 | 257.17 | 0 | 0 | 0 | 0 | 0 | 0 | 63.88 | 0 | 0 | 445.9 | 444.05 | 1453.33 | 444.05 | 1897.38
2009 | Strip Mall | 4B | 2090.32 | 0 | 87.89 | 196.05 | 704.17 | 110.75 | 128.72 | 0 | 0 | 316.53 | 0 | 0 | 0 | 0 | 0 | 0 | 63.27 | 0 | 0 | 512.58 | 87.89 | 1519.49 | 87.89 | 1607.38
2009 | Strip Mall | 4C | 2090.32 | 0 | 283.1 | 44.4 | 704.17 | 110.54 | 128.72 | 0 | 0 | 248.21 | 0 | 0 | 0 | 0 | 0 | 0 | 64.37 | 0 | 0 | 292.61 | 283.1 | 1300.41 | 283.1 | 1583.51
2009 | Strip Mall | 5A | 2090.32 | 0 | 734.52 | 102.49 | 704.17 | 110.7 | 128.72 | 0 | 0 | 246.27 | 0 | 0 | 0 | 0 | 0 | 0 | 65.29 | 0 | 0 | 348.76 | 734.52 | 1357.65 | 734.52 | 2092.17
2009 | Strip Mall | 5B | 2090.32 | 0 | 345.2 | 137.8 | 704.17 | 110.7 | 128.72 | 0 | 0 | 303.83 | 0 | 0 | 0 | 0 | 0 | 0 | 64.8 | 0 | 0 | 441.63 | 345.2 | 1450.03 | 345.2 | 1795.23
2009 | Strip Mall | 5C | 2090.32 | 0 | 377.7 | 17.38 | 704.17 | 110.53 | 128.72 | 0 | 0 | 224.93 | 0 | 0 | 0 | 0 | 0 | 0 | 65.19 | 0 | 0 | 242.31 | 377.7 | 1250.92 | 377.7 | 1628.62
2009 | Strip Mall | 6A | 2090.32 | 0 | 1027.68 | 125.16 | 704.17 | 110.65 | 128.72 | 0 | 0 | 283.42 | 0 | 0 | 0 | 0 | 0 | 0 | 66.3 | 0 | 0 | 408.58 | 1027.68 | 1418.42 | 1027.68 | 2446.1
2009 | Strip Mall | 6B | 2090.32 | 0 | 668.73 | 84.64 | 704.17 | 110.57 | 128.72 | 0 | 0 | 301.53 | 0 | 0 | 0 | 0 | 0 | 0 | 66.02 | 0 | 0 | 386.17 | 668.73 | 1395.65 | 668.73 | 2064.38
2009 | Strip Mall | 7 | 2090.32 | 0 | 1270.54 | 117.35 | 704.17 | 110.5 | 128.72 | 0 | 0 | 305.89 | 0 | 0 | 0 | 0 | 0 | 0 | 67.45 | 0 | 0 | 423.24 | 1270.54 | 1434.09 | 1270.54 | 2704.63
2009 | Strip Mall | 8 | 2090.32 | 0 | 1872.48 | 58.97 | 704.17 | 109.89 | 128.72 | 0 | 0 | 347.72 | 0 | 0 | 0 | 0 | 0 | 0 | 69.09 | 0 | 0 | 406.69 | 1872.48 | 1418.57 | 1872.48 | 3291.05
2012 | Strip Mall | 0A | 2090.32 | 0 | 0 | 830.97 | 587.07 | 110.92 | 128.72 | 0 | 0 | 250.43 | 0 | 0 | 0 | 0 | 0 | 0 | 57.67 | 0 | 0 | 1081.4 | 0 | 1965.78 | 0 | 1965.78
2012 | Strip Mall | 0B | 2090.32 | 0 | 0 | 732.94 | 587.07 | 110.94 | 128.72 | 0 | 0 | 309.83 | 0 | 0 | 0 | 0 | 0 | 0 | 57.63 | 0 | 0 | 1042.77 | 0 | 1927.14 | 0 | 1927.14
2012 | Strip Mall | 1A | 2090.32 | 0 | 0 | 554.07 | 587.07 | 110.95 | 128.72 | 0 | 0 | 227.58 | 0 | 0 | 0 | 0 | 0 | 0 | 58.73 | 0 | 0 | 781.65 | 0 | 1667.12 | 0 | 1667.12
2012 | Strip Mall | 1B | 2090.32 | 0 | 0.43 | 593.24 | 587.07 | 110.81 | 128.72 | 0 | 0 | 300.06 | 0 | 0 | 0 | 0 | 0 | 0 | 58.77 | 0 | 0 | 893.3 | 0.43 | 1778.67 | 0.43 | 1779.1
2012 | Strip Mall | 2A | 2090.32 | 0 | 5.86 | 457.61 | 587.07 | 110.78 | 128.72 | 0 | 0 | 244.71 | 0 | 0 | 0 | 0 | 0 | 0 | 59.96 | 0 | 0 | 702.32 | 5.86 | 1588.84 | 5.86 | 1594.7
2012 | Strip Mall | 2B | 2090.32 | 0 | 0.31 | 363.29 | 587.07 | 110.86 | 128.72 | 0 | 0 | 305.93 | 0 | 0 | 0 | 0 | 0 | 0 | 60.03 | 0 | 0 | 669.22 | 0.31 | 1555.9 | 0.31 | 1556.21
2012 | Strip Mall | 3A | 2090.32 | 0 | 131.58 | 238.15 | 587.07 | 110.83 | 128.72 | 0 | 0 | 225.84 | 0 | 0 | 0 | 0 | 0 | 0 | 62.15 | 0 | 0 | 463.99 | 131.58 | 1352.76 | 131.58 | 1484.34
2012 | Strip Mall | 3B | 2090.32 | 0 | 15.83 | 233.79 | 587.07 | 110.83 | 128.72 | 0 | 0 | 270.6 | 0 | 0 | 0 | 0 | 0 | 0 | 61.54 | 0 | 0 | 504.39 | 15.83 | 1392.55 | 15.83 | 1408.38
2012 | Strip Mall | 3C | 2090.32 | 0 | 1.23 | 85.34 | 587.07 | 110.81 | 128.72 | 0 | 0 | 211.82 | 0 | 0 | 0 | 0 | 0 | 0 | 62.24 | 0 | 0 | 297.16 | 1.23 | 1186 | 1.23 | 1187.23
2012 | Strip Mall | 4A | 2090.32 | 0 | 329.11 | 154.81 | 587.07 | 110.67 | 128.72 | 0 | 0 | 222.27 | 0 | 0 | 0 | 0 | 0 | 0 | 63.82 | 0 | 0 | 377.08 | 329.11 | 1267.36 | 329.11 | 1596.47
2012 | Strip Mall | 4B | 2090.32 | 0 | 52.39 | 159.74 | 587.07 | 110.75 | 128.72 | 0 | 0 | 274.89 | 0 | 0 | 0 | 0 | 0 | 0 | 63.21 | 0 | 0 | 434.63 | 52.39 | 1324.38 | 52.39 | 1376.77
2012 | Strip Mall | 4C | 2090.32 | 0 | 199.93 | 40.58 | 587.07 | 110.54 | 128.72 | 0 | 0 | 214.27 | 0 | 0 | 0 | 0 | 0 | 0 | 64.31 | 0 | 0 | 254.85 | 199.93 | 1145.48 | 199.93 | 1345.41
2012 | Strip Mall | 5A | 2090.32 | 0 | 559.08 | 86.18 | 587.07 | 110.7 | 128.72 | 0 | 0 | 214.4 | 0 | 0 | 0 | 0 | 0 | 0 | 65.24 | 0 | 0 | 300.58 | 559.08 | 1192.3 | 559.08 | 1751.38
2012 | Strip Mall | 5B | 2090.32 | 0 | 244.6 | 113.22 | 587.07 | 110.7 | 128.72 | 0 | 0 | 266.5 | 0 | 0 | 0 | 0 | 0 | 0 | 64.74 | 0 | 0 | 379.72 | 244.6 | 1270.95 | 244.6 | 1515.55
2012 | Strip Mall | 5C | 2090.32 | 0 | 263.99 | 13.21 | 587.07 | 110.53 | 128.72 | 0 | 0 | 201.35 | 0 | 0 | 0 | 0 | 0 | 0 | 65.13 | 0 | 0 | 214.56 | 263.99 | 1106.02 | 263.99 | 1370.01
2012 | Strip Mall | 6A | 2090.32 | 0 | 787.68 | 99.95 | 587.07 | 110.65 | 128.72 | 0 | 0 | 218.84 | 0 | 0 | 0 | 0 | 0 | 0 | 66.24 | 0 | 0 | 318.79 | 787.68 | 1211.47 | 787.68 | 1999.15
2012 | Strip Mall | 6B | 2090.32 | 0 | 497.1 | 66.36 | 587.07 | 110.57 | 128.72 | 0 | 0 | 239.05 | 0 | 0 | 0 | 0 | 0 | 0 | 65.95 | 0 | 0 | 305.41 | 497.1 | 1197.71 | 497.1 | 1694.81
2012 | Strip Mall | 7 | 2090.32 | 0 | 941.66 | 68.69 | 587.07 | 110.5 | 128.72 | 0 | 0 | 217.68 | 0 | 0 | 0 | 0 | 0 | 0 | 67.38 | 0 | 0 | 286.37 | 941.66 | 1180.03 | 941.66 | 2121.69
2012 | Strip Mall | 8 | 2090.32 | 0 | 1384.49 | 22.4 | 587.07 | 109.89 | 128.72 | 0 | 0 | 233.42 | 0 | 0 | 0 | 0 | 0 | 0 | 68.99 | 0 | 0 | 255.82 | 1384.49 | 1150.49 | 1384.49 | 2534.98
2015 | Strip Mall | 0A | 2090.32 | 0 | 0 | 693.89 | 502.03 | 91.16 | 128.72 | 0 | 0 | 119.69 | 0 | 0 | 0 | 0 | 0 | 0 | 57.7 | 0 | 0 | 813.58 | 0 | 1593.18 | 0 | 1593.18
2015 | Strip Mall | 0B | 2090.32 | 0 | 0 | 604.44 | 502.03 | 91.15 | 128.72 | 0 | 0 | 142.94 | 0 | 0 | 0 | 0 | 0 | 0 | 57.66 | 0 | 0 | 747.38 | 0 | 1526.94 | 0 | 1526.94
2015 | Strip Mall | 1A | 2090.32 | 0 | 0 | 445.24 | 502.03 | 91.16 | 128.72 | 0 | 0 | 93.38 | 0 | 0 | 0 | 0 | 0 | 0 | 58.75 | 0 | 0 | 538.62 | 0 | 1319.28 | 0 | 1319.28
2015 | Strip Mall | 1B | 2090.32 | 0 | 2.11 | 480.13 | 502.03 | 91.02 | 128.72 | 0 | 0 | 133.57 | 0 | 0 | 0 | 0 | 0 | 0 | 58.82 | 0 | 0 | 613.7 | 2.11 | 1394.29 | 2.11 | 1396.4
2015 | Strip Mall | 2A | 2090.32 | 0 | 13.26 | 366.37 | 502.03 | 90.98 | 128.72 | 0 | 0 | 99.06 | 0 | 0 | 0 | 0 | 0 | 0 | 59.99 | 0 | 0 | 465.43 | 13.26 | 1247.15 | 13.26 | 1260.41
2015 | Strip Mall | 2B | 2090.32 | 0 | 2.74 | 285.28 | 502.03 | 91.06 | 128.72 | 0 | 0 | 120.86 | 0 | 0 | 0 | 0 | 0 | 0 | 60.08 | 0 | 0 | 406.14 | 2.74 | 1188.03 | 2.74 | 1190.77
2015 | Strip Mall | 3A | 2090.32 | 0 | 160.37 | 188.8 | 502.03 | 91.04 | 128.72 | 0 | 0 | 89.41 | 0 | 0 | 0 | 0 | 0 | 0 | 62.18 | 0 | 0 | 278.21 | 160.37 | 1062.18 | 160.37 | 1222.55
2015 | Strip Mall | 3B | 2090.32 | 0 | 39.52 | 178.6 | 502.03 | 91.04 | 128.72 | 0 | 0 | 101.86 | 0 | 0 | 0 | 0 | 0 | 0 | 61.6 | 0 | 0 | 280.46 | 39.52 | 1063.85 | 39.52 | 1103.37
2015 | Strip Mall | 3C | 2090.32 | 0 | 3.29 | 88.44 | 502.03 | 91.19 | 128.72 | 0 | 0 | 154.81 | 0 | 0 | 0 | 0 | 0 | 0 | 62.28 | 0 | 0 | 243.25 | 3.29 | 1027.47 | 3.29 | 1030.76
2015 | Strip Mall | 4A | 2090.32 | 0 | 412.88 | 123.04 | 502.03 | 91.22 | 128.72 | 0 | 0 | 90.84 | 0 | 0 | 0 | 0 | 0 | 0 | 63.87 | 0 | 0 | 213.88 | 412.88 | 999.72 | 412.88 | 1412.6
2015 | Strip Mall | 4B | 2090.32 | 0 | 86.27 | 118.79 | 502.03 | 91 | 128.72 | 0 | 0 | 174.43 | 0 | 0 | 0 | 0 | 0 | 0 | 63.27 | 0 | 0 | 293.22 | 86.27 | 1078.25 | 86.27 | 1164.52
2015 | Strip Mall | 4C | 2090.32 | 0 | 258.31 | 37.39 | 502.03 | 91.2 | 128.72 | 0 | 0 | 163.85 | 0 | 0 | 0 | 0 | 0 | 0 | 64.37 | 0 | 0 | 201.24 | 258.31 | 987.56 | 258.31 | 1245.87
2015 | Strip Mall | 5A | 2090.32 | 0 | 633.46 | 67.54 | 502.03 | 91.07 | 128.72 | 0 | 0 | 121.82 | 0 | 0 | 0 | 0 | 0 | 0 | 65.28 | 0 | 0 | 189.36 | 633.46 | 976.45 | 633.46 | 1609.91
2015 | Strip Mall | 5B | 2090.32 | 0 | 291.47 | 83.89 | 502.03 | 91.17 | 128.72 | 0 | 0 | 194.16 | 0 | 0 | 0 | 0 | 0 | 0 | 64.78 | 0 | 0 | 278.05 | 291.47 | 1064.74 | 291.47 | 1356.21
2015 | Strip Mall | 5C | 2090.32 | 0 | 334.88 | 16.22 | 502.03 | 91.15 | 128.72 | 0 | 0 | 156.16 | 0 | 0 | 0 | 0 | 0 | 0 | 65.19 | 0 | 0 | 172.38 | 334.88 | 959.48 | 334.88 | 1294.36
2015 | Strip Mall | 6A | 2090.32 | 0 | 908.64 | 79.57 | 502.03 | 91.12 | 128.72 | 0 | 0 | 96.12 | 0 | 0 | 0 | 0 | 0 | 0 | 66.31 | 0 | 0 | 175.69 | 908.64 | 963.87 | 908.64 | 1872.51
2015 | Strip Mall | 6B | 2090.32 | 0 | 575.31 | 50.82 | 502.03 | 91.01 | 128.72 | 0 | 0 | 183.92 | 0 | 0 | 0 | 0 | 0 | 0 | 66.01 | 0 | 0 | 234.74 | 575.31 | 1022.51 | 575.31 | 1597.82
2015 | Strip Mall | 7 | 2090.32 | 0 | 1043.6 | 53.13 | 502.03 | 91.16 | 128.72 | 0 | 0 | 137.83 | 0 | 0 | 0 | 0 | 0 | 0 | 67.44 | 0 | 0 | 190.96 | 1043.6 | 980.31 | 1043.6 | 2023.91
2015 | Strip Mall | 8 | 2090.32 | 0 | 1249.06 | 17.51 | 502.03 | 91.75 | 128.72 | 0 | 0 | 180.1 | 0 | 0 | 0 | 0 | 0 | 9.24 | 69.01 | 0 | 0 | 206.85 | 1249.06 | 998.35 | 1249.06 | 2247.41
2018 | Strip Mall | 0A | 2090.32 | 0 | 0 | 669.5 | 433.94 | 64.54 | 128.72 | 0 | 0 | 115.78 | 0 | 0 | 0 | 0 | 0 | 0 | 54.16 | 0 | 0 | 785.28 | 0 | 1466.65 | 0 | 1466.65
2018 | Strip Mall | 0B | 2090.32 | 0 | 0 | 582.81 | 433.94 | 64.53 | 128.72 | 0 | 0 | 139.09 | 0 | 0 | 0 | 0 | 0 | 0 | 54.12 | 0 | 0 | 721.9 | 0 | 1403.21 | 0 | 1403.21
2018 | Strip Mall | 1A | 2090.32 | 0 | 0 | 425.77 | 433.94 | 64.54 | 128.72 | 0 | 0 | 89.61 | 0 | 0 | 0 | 0 | 0 | 0 | 55.19 | 0 | 0 | 515.38 | 0 | 1197.76 | 0 | 1197.76
2018 | Strip Mall | 1B | 2090.32 | 0 | 3.24 | 460.7 | 433.94 | 64.44 | 128.72 | 0 | 0 | 129.23 | 0 | 0 | 0 | 0 | 0 | 0 | 55.24 | 0 | 0 | 589.93 | 3.24 | 1272.27 | 3.24 | 1275.51
2018 | Strip Mall | 2A | 2090.32 | 0 | 18.52 | 347.89 | 433.94 | 64.41 | 128.72 | 0 | 0 | 95.45 | 0 | 0 | 0 | 0 | 0 | 0 | 56.39 | 0 | 0 | 443.34 | 18.52 | 1126.8 | 18.52 | 1145.32
2018 | Strip Mall | 2B | 2090.32 | 0 | 5.39 | 272 | 433.94 | 64.47 | 128.72 | 0 | 0 | 116.47 | 0 | 0 | 0 | 0 | 0 | 0 | 56.47 | 0 | 0 | 388.47 | 5.39 | 1072.07 | 5.39 | 1077.46
2018 | Strip Mall | 3A | 2090.32 | 0 | 180.8 | 175.86 | 433.94 | 64.45 | 128.72 | 0 | 0 | 87.48 | 0 | 0 | 0 | 0 | 0 | 0 | 58.47 | 0 | 0 | 263.34 | 180.8 | 948.93 | 180.8 | 1129.73
2018 | Strip Mall | 3B | 2090.32 | 0 | 46.87 | 166.72 | 433.94 | 64.45 | 128.72 | 0 | 0 | 127.9 | 0 | 0 | 0 | 0 | 0 | 0 | 57.92 | 0 | 0 | 294.62 | 46.87 | 979.65 | 46.87 | 1026.52
2018 | Strip Mall | 3C | 2090.32 | 0 | 6.52 | 68.69 | 433.94 | 64.56 | 128.72 | 0 | 0 | 151.59 | 0 | 0 | 0 | 0 | 0 | 0 | 58.62 | 0 | 0 | 220.28 | 6.52 | 906.12 | 6.52 | 912.64
2018 | Strip Mall | 4A | 2090.32 | 0 | 454.08 | 111.54 | 433.94 | 64.59 | 128.72 | 0 | 0 | 96.1 | 0 | 0 | 0 | 0 | 0 | 0 | 60.1 | 0 | 0 | 207.64 | 454.08 | 894.98 | 454.08 | 1349.06
2018 | Strip Mall | 4B | 2090.32 | 0 | 113.24 | 108.45 | 433.94 | 64.43 | 128.72 | 0 | 0 | 188.09 | 0 | 0 | 0 | 0 | 0 | 0 | 59.57 | 0 | 0 | 296.54 | 113.24 | 983.2 | 113.24 | 1096.44
2018 | Strip Mall | 4C | 2090.32 | 0 | 309.26 | 31.24 | 433.94 | 64.58 | 128.72 | 0 | 0 | 152.69 | 0 | 0 | 0 | 0 | 0 | 0 | 60.59 | 0 | 0 | 183.93 | 309.26 | 871.76 | 309.26 | 1181.02
2018 | Strip Mall | 5A | 2090.32 | 0 | 678.56 | 59.51 | 433.94 | 64.48 | 128.72 | 0 | 0 | 125.56 | 0 | 0 | 0 | 0 | 0 | 0 | 61.46 | 0 | 0 | 185.07 | 678.56 | 873.66 | 678.56 | 1552.22
2018 | Strip Mall | 5B | 2090.32 | 0 | 346.55 | 78.78 | 433.94 | 64.55 | 128.72 | 0 | 0 | 181.58 | 0 | 0 | 0 | 0 | 0 | 0 | 61.02 | 0 | 0 | 260.36 | 346.55 | 948.58 | 346.55 | 1295.13
2018 | Strip Mall | 5C | 2090.32 | 0 | 401.59 | 16.29 | 433.94 | 64.54 | 128.72 | 0 | 0 | 145.78 | 0 | 0 | 0 | 0 | 0 | 0 | 61.38 | 0 | 0 | 162.07 | 401.59 | 850.65 | 401.59 | 1252.24
2018 | Strip Mall | 6A | 2090.32 | 0 | 953.59 | 72.75 | 433.94 | 64.52 | 128.72 | 0 | 0 | 96.82 | 0 | 0 | 0 | 0 | 0 | 0 | 62.45 | 0 | 0 | 169.57 | 953.59 | 859.19 | 953.59 | 1812.78
2018 | Strip Mall | 6B | 2090.32 | 0 | 632.31 | 48.28 | 433.94 | 64.44 | 128.72 | 0 | 0 | 181.17 | 0 | 0 | 0 | 0 | 0 | 0 | 62.18 | 0 | 0 | 229.45 | 632.31 | 918.73 | 632.31 | 1551.04
2018 | Strip Mall | 7 | 2090.32 | 0 | 1100.18 | 48.87 | 433.94 | 64.55 | 128.72 | 0 | 0 | 122.25 | 0 | 0 | 0 | 0 | 0 | 0 | 63.58 | 0 | 0 | 171.12 | 1100.18 | 861.91 | 1100.18 | 1962.09
2018 | Strip Mall | 8 | 2090.32 | 0 | 1298.62 | 15.41 | 433.94 | 65 | 128.72 | 0 | 0 | 180.51 | 0 | 0 | 0 | 0 | 0 | 9.55 | 65.13 | 0 | 0 | 205.47 | 1298.62 | 898.25 | 1298.62 | 2196.87
2006 | Warehouse | 0A | 4835.13 | 0 | 55.19 | 226.19 | 476.13 | 123.64 | 139.28 | 0 | 0 | 88.36 | 0 | 0 | 0 | 0 | 0 | 0 | 22.11 | 0 | 0 | 314.55 | 55.19 | 1075.71 | 55.19 | 1130.9
2006 | Warehouse | 0B | 4835.13 | 0 | 70.96 | 238.42 | 476.13 | 123.67 | 139.28 | 0 | 0 | 153.97 | 0 | 0 | 0 | 0 | 0 | 0 | 22.07 | 0 | 0 | 392.39 | 70.96 | 1153.54 | 70.96 | 1224.5
2006 | Warehouse | 1A | 4835.13 | 0 | 55.19 | 135.75 | 476.13 | 123.68 | 139.28 | 0 | 0 | 63.61 | 0 | 0 | 0 | 0 | 0 | 0 | 22.7 | 0 | 0 | 199.36 | 55.19 | 961.15 | 55.19 | 1016.34
2006 | Warehouse | 1B | 4835.13 | 0 | 71.69 | 163.1 | 476.13 | 123.53 | 139.28 | 0 | 0 | 96.3 | 0 | 0 | 0 | 0 | 0 | 0 | 22.72 | 0 | 0 | 259.4 | 71.69 | 1021.05 | 71.69 | 1092.74
2006 | Warehouse | 2A | 4835.13 | 0 | 97.68 | 120.4 | 476.13 | 123.48 | 139.28 | 0 | 0 | 69.62 | 0 | 0 | 0 | 0 | 0 | 0 | 23.38 | 0 | 0 | 190.02 | 97.68 | 952.3 | 97.68 | 1049.98
2006 | Warehouse | 2B | 4835.13 | 0 | 58.33 | 119.29 | 476.13 | 123.57 | 139.28 | 0 | 0 | 138.12 | 0 | 0 | 0 | 0 | 0 | 0 | 23.43 | 0 | 0 | 257.41 | 58.33 | 1019.83 | 58.33 | 1078.16
2006 | Warehouse | 3A | 4835.13 | 0 | 322.18 | 64.11 | 476.13 | 123.55 | 139.28 | 0 | 0 | 65.04 | 0 | 0 | 0 | 0 | 0 | 0 | 24.57 | 0 | 0 | 129.15 | 322.18 | 892.68 | 322.18 | 1214.86
2006 | Warehouse | 3B | 4835.13 | 0 | 108.14 | 70.55 | 476.13 | 123.55 | 139.28 | 0 | 0 | 79.54 | 0 | 0 | 0 | 0 | 0 | 0 | 24.26 | 0 | 0 | 150.09 | 108.14 | 913.32 | 108.14 | 1021.46
2006 | Warehouse | 3C | 4835.13 | 0 | 66.61 | 18.25 | 476.13 | 123.53 | 139.28 | 0 | 0 | 47.5 | 0 | 0 | 0 | 0 | 0 | 0 | 24.69 | 0 | 0 | 65.75 | 66.61 | 829.38 | 66.61 | 895.99
2006 | Warehouse | 4A | 4835.13 | 0 | 857.22 | 37.55 | 476.13 | 123.36 | 139.28 | 0 | 0 | 60.59 | 0 | 0 | 0 | 0 | 0 | 0 | 25.5 | 0 | 0 | 98.14 | 857.22 | 862.41 | 857.22 | 1719.63
2006 | Warehouse | 4B | 4835.13 | 0 | 334.81 | 39.65 | 476.13 | 123.46 | 139.28 | 0 | 0 | 73.21 | 0 | 0 | 0 | 0 | 0 | 0 | 25.23 | 0 | 0 | 112.86 | 334.81 | 876.95 | 334.81 | 1211.76
2006 | Warehouse | 4C | 4835.13 | 0 | 326.28 | 6.72 | 476.13 | 123.22 | 139.28 | 0 | 0 | 42.93 | 0 | 0 | 0 | 0 | 0 | 0 | 25.78 | 0 | 0 | 49.65 | 326.28 | 814.07 | 326.28 | 1140.35
2006 | Warehouse | 5A | 4835.13 | 0 | 1289.99 | 15.16 | 476.13 | 123.4 | 139.28 | 0 | 0 | 53.67 | 0 | 0 | 0 | 0 | 0 | 0 | 26.27 | 0 | 0 | 68.83 | 1289.99 | 833.91 | 1289.99 | 2123.9
2006 | Warehouse | 5B | 4835.13 | 0 | 668.93 | 22.14 | 476.13 | 123.4 | 139.28 | 0 | 0 | 64.71 | 0 | 0 | 0 | 0 | 0 | 0 | 26.05 | 0 | 0 | 86.85 | 668.93 | 851.71 | 668.93 | 1520.64
2006 | Warehouse | 5C | 4835.13 | 0 | 293.7 | 2.77 | 476.13 | 123.21 | 139.28 | 0 | 0 | 38.47 | 0 | 0 | 0 | 0 | 0 | 0 | 26.23 | 0 | 0 | 41.24 | 293.7 | 806.09 | 293.7 | 1099.79
2006 | Warehouse | 6A | 4835.13 | 0 | 2012.12 | 16.1 | 476.13 | 123.34 | 139.28 | 0 | 0 | 64.25 | 0 | 0 | 0 | 0 | 0 | 0 | 26.84 | 0 | 0 | 80.35 | 2012.12 | 845.94 | 2012.12 | 2858.06
2006 | Warehouse | 6B | 4835.13 | 0 | 1275.42 | 11.28 | 476.13 | 123.25 | 139.28 | 0 | 0 | 61.76 | 0 | 0 | 0 | 0 | 0 | 0 | 26.7 | 0 | 0 | 73.04 | 1275.42 | 838.4 | 1275.42 | 2113.82
2006 | Warehouse | 7 | 4835.13 | 0 | 1869.44 | 9.05 | 476.13 | 123.18 | 139.28 | 0 | 0 | 50.02 | 0 | 0 | 0 | 0 | 0 | 0 | 27.52 | 0 | 0 | 59.07 | 1869.44 | 825.18 | 1869.44 | 2694.62
2006 | Warehouse | 8 | 4835.13 | 0 | 1884.63 | 2.63 | 476.13 | 122.5 | 139.28 | 0 | 0 | 44.12 | 0 | 0 | 0 | 0 | 0 | 0 | 28.43 | 0 | 0 | 46.75 | 1884.63 | 813.09 | 1884.63 | 2697.72
2009 | Warehouse | 0A | 4835.13 | 0 | 0 | 241.7 | 476.13 | 99.31 | 139.28 | 0 | 0 | 93.06 | 0 | 0 | 0 | 0 | 0 | 0 | 22.11 | 0 | 0 | 334.76 | 0 | 1071.6 | 0 | 1071.6
2009 | Warehouse | 0B | 4835.13 | 0 | 0 | 249.82 | 476.13 | 99.33 | 139.28 | 0 | 0 | 158.61 | 0 | 0 | 0 | 0 | 0 | 0 | 22.07 | 0 | 0 | 408.43 | 0 | 1145.25 | 0 | 1145.25
2009 | Warehouse | 1A | 4835.13 | 0 | 0 | 145.58 | 476.13 | 99.35 | 139.28 | 0 | 0 | 67.26 | 0 | 0 | 0 | 0 | 0 | 0 | 22.7 | 0 | 0 | 212.84 | 0 | 950.29 | 0 | 950.29
2009 | Warehouse | 1B | 4835.13 | 0 | 0.85 | 173.04 | 476.13 | 99.22 | 139.28 | 0 | 0 | 99.2 | 0 | 0 | 0 | 0 | 0 | 0 | 22.72 | 0 | 0 | 272.24 | 0.85 | 1009.59 | 0.85 | 1010.44
2009 | Warehouse | 2A | 4835.13 | 0 | 2.35 | 113.77 | 476.13 | 99.19 | 139.28 | 0 | 0 | 65.08 | 0 | 0 | 0 | 0 | 0 | 0 | 23.38 | 0 | 0 | 178.85 | 2.35 | 916.83 | 2.35 | 919.18
2009 | Warehouse | 2B | 4835.13 | 0 | 2.47 | 111.23 | 476.13 | 99.26 | 139.28 | 0 | 0 | 129.19 | 0 | 0 | 0 | 0 | 0 | 0 | 23.43 | 0 | 0 | 240.42 | 2.47 | 978.51 | 2.47 | 980.98
2009 | Warehouse | 3A | 4835.13 | 0 | 168.64 | 55.17 | 476.13 | 99.24 | 139.28 | 0 | 0 | 59.43 | 0 | 0 | 0 | 0 | 0 | 0 | 24.57 | 0 | 0 | 114.6 | 168.64 | 853.82 | 168.64 | 1022.46
2009 | Warehouse | 3B | 4835.13 | 0 | 28.73 | 63.45 | 476.13 | 99.24 | 139.28 | 0 | 0 | 72.71 | 0 | 0 | 0 | 0 | 0 | 0 | 24.26 | 0 | 0 | 136.16 | 28.73 | 875.06 | 28.73 | 903.79
2009 | Warehouse | 3C | 4835.13 | 0 | 2.73 | 15.08 | 476.13 | 99.22 | 139.28 | 0 | 0 | 43.24 | 0 | 0 | 0 | 0 | 0 | 0 | 24.69 | 0 | 0 | 58.32 | 2.73 | 797.64 | 2.73 | 800.37
2009 | Warehouse | 4A | 4835.13 | 0 | 618.12 | 31.28 | 476.13 | 99.09 | 139.28 | 0 | 0 | 53.86 | 0 | 0 | 0 | 0 | 0 | 0 | 25.5 | 0 | 0 | 85.14 | 618.12 | 825.14 | 618.12 | 1443.26
2009 | Warehouse | 4B | 4835.13 | 0 | 179.02 | 35.4 | 476.13 | 99.16 | 139.28 | 0 | 0 | 65.39 | 0 | 0 | 0 | 0 | 0 | 0 | 25.23 | 0 | 0 | 100.79 | 179.02 | 840.6 | 179.02 | 1019.62
2009 | Warehouse | 4C | 4835.13 | 0 | 216.17 | 3.66 | 476.13 | 98.97 | 139.28 | 0 | 0 | 41.06 | 0 | 0 | 0 | 0 | 0 | 0 | 25.79 | 0 | 0 | 44.72 | 216.17 | 784.89 | 216.17 | 1001.06
2009 | Warehouse | 5A | 4835.13 | 0 | 1103.25 | 11.71 | 476.13 | 99.12 | 139.28 | 0 | 0 | 51.03 | 0 | 0 | 0 | 0 | 0 | 0 | 26.27 | 0 | 0 | 62.74 | 1103.25 | 803.55 | 1103.25 | 1906.8
2009 | Warehouse | 5B | 4835.13 | 0 | 497.26 | 20.88 | 476.13 | 99.12 | 139.28 | 0 | 0 | 61.62 | 0 | 0 | 0 | 0 | 0 | 0 | 26.05 | 0 | 0 | 82.5 | 497.26 | 823.07 | 497.26 | 1320.33
2009 | Warehouse | 5C | 4835.13 | 0 | 177.97 | 2.22 | 476.13 | 98.97 | 139.28 | 0 | 0 | 36.78 | 0 | 0 | 0 | 0 | 0 | 0 | 26.23 | 0 | 0 | 39 | 177.97 | 779.6 | 177.97 | 957.57
2009 | Warehouse | 6A | 4835.13 | 0 | 1791.05 | 14.66 | 476.13 | 99.07 | 139.28 | 0 | 0 | 62.12 | 0 | 0 | 0 | 0 | 0 | 0 | 26.84 | 0 | 0 | 76.78 | 1791.05 | 818.1 | 1791.05 | 2609.15
2009 | Warehouse | 6B | 4835.13 | 0 | 1019.63 | 10.12 | 476.13 | 99 | 139.28 | 0 | 0 | 59.13 | 0 | 0 | 0 | 0 | 0 | 0 | 26.7 | 0 | 0 | 69.25 | 1019.63 | 810.36 | 1019.63 | 1829.99
2009 | Warehouse | 7 | 4835.13 | 0 | 1793.32 | 9.96 | 476.13 | 98.94 | 139.28 | 0 | 0 | 53.39 | 0 | 0 | 0 | 0 | 0 | 0 | 27.51 | 0 | 0 | 63.35 | 1793.32 | 805.22 | 1793.32 | 2598.54
2009 | Warehouse | 8 | 4835.13 | 0 | 1676.5 | 2.14 | 476.13 | 98.39 | 139.28 | 0 | 0 | 42.24 | 0 | 0 | 0 | 0 | 0 | 0 | 28.43 | 0 | 0 | 44.38 | 1676.5 | 786.61 | 1676.5 | 2463.11
2012 | Warehouse | 0A | 4835.13 | 0 | 0 | 164.64 | 166.48 | 99.31 | 139.28 | 0 | 0 | 74.33 | 0 | 0 | 0 | 0 | 0 | 0 | 22.1 | 0 | 0 | 238.97 | 0 | 666.15 | 0 | 666.15
2012 | Warehouse | 0B | 4835.13 | 0 | 0 | 155.18 | 172.33 | 99.33 | 139.28 | 0 | 0 | 91.07 | 0 | 0 | 0 | 0 | 0 | 0 | 22.07 | 0 | 0 | 246.25 | 0 | 679.27 | 0 | 679.27
2012 | Warehouse | 1A | 4835.13 | 0 | 0 | 97.19 | 181.75 | 99.35 | 139.28 | 0 | 0 | 51.62 | 0 | 0 | 0 | 0 | 0 | 0 | 22.69 | 0 | 0 | 148.81 | 0 | 591.87 | 0 | 591.87
2012 | Warehouse | 1B | 4835.13 | 0 | 0.53 | 116.67 | 178.94 | 99.22 | 139.28 | 0 | 0 | 78.21 | 0 | 0 | 0 | 0 | 0 | 0 | 22.72 | 0 | 0 | 194.88 | 0.53 | 635.05 | 0.53 | 635.58
2012 | Warehouse | 2A | 4835.13 | 0 | 0.83 | 73.33 | 184.77 | 99.19 | 139.28 | 0 | 0 | 50.04 | 0 | 0 | 0 | 0 | 0 | 0 | 23.38 | 0 | 0 | 123.37 | 0.83 | 569.99 | 0.83 | 570.82
2012 | Warehouse | 2B | 4835.13 | 0 | 1.38 | 71.12 | 195.9 | 99.26 | 139.28 | 0 | 0 | 71.21 | 0 | 0 | 0 | 0 | 0 | 0 | 23.43 | 0 | 0 | 142.33 | 1.38 | 600.21 | 1.38 | 601.59
2012 | Warehouse | 3A | 4835.13 | 0 | 132.89 | 37.11 | 193.31 | 99.24 | 139.28 | 0 | 0 | 44.58 | 0 | 0 | 0 | 0 | 0 | 0 | 24.57 | 0 | 0 | 81.69 | 132.89 | 538.09 | 132.89 | 670.98
2012 | Warehouse | 3B | 4835.13 | 0 | 20.09 | 44.37 | 190.84 | 99.24 | 139.28 | 0 | 0 | 56.1 | 0 | 0 | 0 | 0 | 0 | 0 | 24.26 | 0 | 0 | 100.47 | 20.09 | 554.08 | 20.09 | 574.17
2012 | Warehouse | 3C | 4835.13 | 0 | 1.46 | 10.72 | 187.37 | 99.22 | 139.28 | 0 | 0 | 31.94 | 0 | 0 | 0 | 0 | 0 | 0 | 24.68 | 0 | 0 | 42.66 | 1.46 | 493.22 | 1.46 | 494.68
2012 | Warehouse | 4A | 4835.13 | 0 | 467.28 | 23.87 | 198.8 | 99.09 | 139.28 | 0 | 0 | 40.8 | 0 | 0 | 0 | 0 | 0 | 0 | 25.49 | 0 | 0 | 64.67 | 467.28 | 527.33 | 467.28 | 994.61
2012 | Warehouse | 4B | 4835.13 | 0 | 109.99 | 28.85 | 200.05 | 99.16 | 139.28 | 0 | 0 | 51.29 | 0 | 0 | 0 | 0 | 0 | 0 | 25.22 | 0 | 0 | 80.14 | 109.99 | 543.86 | 109.99 | 653.85
2012 | Warehouse | 4C | 4835.13 | 0 | 164.9 | 3.61 | 212.88 | 98.97 | 139.28 | 0 | 0 | 33.01 | 0 | 0 | 0 | 0 | 0 | 0 | 25.78 | 0 | 0 | 36.62 | 164.9 | 513.53 | 164.9 | 678.43
2012 | Warehouse | 5A | 4835.13 | 0 | 868.33 | 10.15 | 199.77 | 99.12 | 139.28 | 0 | 0 | 39.17 | 0 | 0 | 0 | 0 | 0 | 0 | 26.27 | 0 | 0 | 49.32 | 868.33 | 513.77 | 868.33 | 1382.1
2012 | Warehouse | 5B | 4835.13 | 0 | 364.46 | 17 | 204.4 | 99.12 | 139.28 | 0 | 0 | 48.64 | 0 | 0 | 0 | 0 | 0 | 0 | 26.04 | 0 | 0 | 65.64 | 364.46 | 534.49 | 364.46 | 898.95
2012 | Warehouse | 5C | 4835.13 | 0 | 140.77 | 0.72 | 210.66 | 98.97 | 139.28 | 0 | 0 | 30.55 | 0 | 0 | 0 | 0 | 0 | 0 | 26.22 | 0 | 0 | 31.27 | 140.77 | 506.4 | 140.77 | 647.17
2012 | Warehouse | 6A | 4835.13 | 0 | 1418.75 | 11.27 | 204.46 | 99.07 | 139.28 | 0 | 0 | 44.48 | 0 | 0 | 0 | 0 | 0 | 0 | 26.84 | 0 | 0 | 55.75 | 1418.75 | 525.41 | 1418.75 | 1944.16
2012 | Warehouse | 6B | 4835.13 | 0 | 800.19 | 8.38 | 210.21 | 99 | 139.28 | 0 | 0 | 45.36 | 0 | 0 | 0 | 0 | 0 | 0 | 26.7 | 0 | 0 | 53.74 | 800.19 | 528.94 | 800.19 | 1329.13
2012 | Warehouse | 7 | 4835.13 | 0 | 1403.26 | 6.13 | 232.74 | 98.94 | 139.28 | 0 | 0 | 40.04 | 0 | 0 | 0 | 0 | 0 | 0 | 27.51 | 0 | 0 | 46.17 | 1403.26 | 544.64 | 1403.26 | 1947.9
2012 | Warehouse | 8 | 4835.13 | 0 | 1470.19 | 0.92 | 266.44 | 98.39 | 139.28 | 0 | 0 | 35.17 | 0 | 0 | 0 | 0 | 0 | 0 | 28.43 | 0 | 0 | 36.09 | 1470.19 | 568.63 | 1470.19 | 2038.82
2015 | Warehouse | 0A | 4835.13 | 0 | 0 | 162.66 | 240.03 | 83.57 | 139.28 | 0 | 0 | 76.2 | 0 | 0 | 0 | 0 | 0 | 0 | 22.1 | 0 | 0 | 238.86 | 0 | 723.85 | 0 | 723.85
2015 | Warehouse | 0B | 4835.13 | 0 | 0 | 153.22 | 244.32 | 83.56 | 139.28 | 0 | 0 | 92.2 | 0 | 0 | 0 | 0 | 0 | 0 | 22.07 | 0 | 0 | 245.42 | 0 | 734.65 | 0 | 734.65
2015 | Warehouse | 1A | 4835.13 | 0 | 0 | 95.05 | 254.33 | 83.57 | 139.28 | 0 | 0 | 56 | 0 | 0 | 0 | 0 | 0 | 0 | 22.69 | 0 | 0 | 151.05 | 0 | 650.93 | 0 | 650.93
2015 | Warehouse | 1B | 4835.13 | 0 | 0.55 | 115.38 | 250.41 | 83.45 | 139.28 | 0 | 0 | 78.28 | 0 | 0 | 0 | 0 | 0 | 0 | 22.71 | 0 | 0 | 193.66 | 0.55 | 689.5 | 0.55 | 690.05
2015 | Warehouse | 2A | 4835.13 | 0 | 0.92 | 72.86 | 256.05 | 83.41 | 139.28 | 0 | 0 | 47.84 | 0 | 0 | 0 | 0 | 0 | 0 | 23.38 | 0 | 0 | 120.7 | 0.92 | 622.83 | 0.92 | 623.75
2015 | Warehouse | 2B | 4835.13 | 0 | 1.42 | 68.91 | 267.74 | 83.48 | 139.28 | 0 | 0 | 67.79 | 0 | 0 | 0 | 0 | 0 | 0 | 23.42 | 0 | 0 | 136.7 | 1.42 | 650.62 | 1.42 | 652.04
2015 | Warehouse | 3A | 4835.13 | 0 | 121.66 | 36.2 | 262.84 | 83.47 | 139.28 | 0 | 0 | 47.94 | 0 | 0 | 0 | 0 | 0 | 0 | 24.56 | 0 | 0 | 84.14 | 121.66 | 594.29 | 121.66 | 715.95
2015 | Warehouse | 3B | 4835.13 | 0 | 13.59 | 42.76 | 263.03 | 83.46 | 139.28 | 0 | 0 | 60.15 | 0 | 0 | 0 | 0 | 0 | 0 | 24.26 | 0 | 0 | 102.91 | 13.59 | 612.94 | 13.59 | 626.53
2015 | Warehouse | 3C | 4835.13 | 0 | 1.56 | 13.31 | 259.45 | 83.59 | 139.28 | 0 | 0 | 35.06 | 0 | 0 | 0 | 0 | 0 | 0 | 24.68 | 0 | 0 | 48.37 | 1.56 | 555.36 | 1.56 | 556.92
2015 | Warehouse | 4A | 4835.13 | 0 | 442.44 | 23.46 | 266.62 | 83.6 | 139.28 | 0 | 0 | 43.32 | 0 | 0 | 0 | 0 | 0 | 0 | 25.49 | 0 | 0 | 66.78 | 442.44 | 581.77 | 442.44 | 1024.21
2015 | Warehouse | 4B | 4835.13 | 0 | 97.28 | 27.95 | 270.59 | 83.43 | 139.28 | 0 | 0 | 54.67 | 0 | 0 | 0 | 0 | 0 | 0 | 25.21 | 0 | 0 | 82.62 | 97.28 | 601.13 | 97.28 | 698.41
2015 | Warehouse | 4C | 4835.13 | 0 | 143.6 | 5.39 | 277.31 | 83.58 | 139.28 | 0 | 0 | 36.03 | 0 | 0 | 0 | 0 | 0 | 0 | 25.77 | 0 | 0 | 41.42 | 143.6 | 567.36 | 143.6 | 710.96
2015 | Warehouse | 5A | 4835.13 | 0 | 834.88 | 10.31 | 267.46 | 83.48 | 139.28 | 0 | 0 | 41.57 | 0 | 0 | 0 | 0 | 0 | 0 | 26.27 | 0 | 0 | 51.88 | 834.88 | 568.36 | 834.88 | 1403.24
2015 | Warehouse | 5B | 4835.13 | 0 | 340.46 | 17.08 | 272.71 | 83.56 | 139.28 | 0 | 0 | 51.94 | 0 | 0 | 0 | 0 | 0 | 0 | 26.04 | 0 | 0 | 69.02 | 340.46 | 590.62 | 340.46 | 931.08
2015 | Warehouse | 5C | 4835.13 | 0 | 117.45 | 2.35 | 275.06 | 83.54 | 139.28 | 0 | 0 | 32.94 | 0 | 0 | 0 | 0 | 0 | 0 | 26.21 | 0 | 0 | 35.29 | 117.45 | 559.4 | 117.45 | 676.85
2015 | Warehouse | 6A | 4835.13 | 0 | 1330.22 | 10.31 | 356.21 | 83.52 | 139.28 | 0 | 0 | 44.38 | 0 | 0 | 0 | 0 | 0 | 0 | 26.84 | 0 | 0 | 54.69 | 1330.22 | 660.54 | 1330.22 | 1990.76
2015 | Warehouse | 6B | 4835.13 | 0 | 724.49 | 7.17 | 357.41 | 83.42 | 139.28 | 0 | 0 | 45.22 | 0 | 0 | 0 | 0 | 0 | 0 | 26.69 | 0 | 0 | 52.39 | 724.49 | 659.21 | 724.49 | 1383.7
2015 | Warehouse | 7 | 4835.13 | 0 | 1281.5 | 7.53 | 357.01 | 83.55 | 139.28 | 0 | 0 | 41.05 | 0 | 0 | 0 | 0 | 0 | 0 | 27.51 | 0 | 0 | 48.58 | 1281.5 | 655.92 | 1281.5 | 1937.42
2015 | Warehouse | 8 | 4835.13 | 0 | 1311.07 | 2.07 | 360.97 | 84.01 | 139.28 | 0 | 0 | 36.27 | 0 | 0 | 0 | 0 | 0 | 0 | 28.42 | 0 | 0 | 38.34 | 1311.07 | 651.02 | 1311.07 | 1962.09
2018 | Warehouse | 0A | 4835.13 | 0 | 0 | 154.25 | 163.36 | 67.02 | 139.28 | 0 | 0 | 72.03 | 0 | 0 | 0 | 0 | 0 | 0 | 21.95 | 0 | 0 | 226.28 | 0 | 617.89 | 0 | 617.89
2018 | Warehouse | 0B | 4835.13 | 0 | 0 | 146.19 | 166.22 | 67.01 | 139.28 | 0 | 0 | 89 | 0 | 0 | 0 | 0 | 0 | 0 | 21.91 | 0 | 0 | 235.19 | 0 | 629.61 | 0 | 629.61
2018 | Warehouse | 1A | 4835.13 | 0 | 0 | 86.91 | 173.07 | 67.02 | 139.28 | 0 | 0 | 51.93 | 0 | 0 | 0 | 0 | 0 | 0 | 22.53 | 0 | 0 | 138.84 | 0 | 540.74 | 0 | 540.74
2018 | Warehouse | 1B | 4835.13 | 0 | 0.73 | 109.38 | 170.39 | 66.92 | 139.28 | 0 | 0 | 75.07 | 0 | 0 | 0 | 0 | 0 | 0 | 22.55 | 0 | 0 | 184.45 | 0.73 | 583.59 | 0.73 | 584.32
2018 | Warehouse | 2A | 4835.13 | 0 | 1.17 | 67.32 | 174.22 | 66.89 | 139.28 | 0 | 0 | 44.47 | 0 | 0 | 0 | 0 | 0 | 0 | 23.21 | 0 | 0 | 111.79 | 1.17 | 515.4 | 1.17 | 516.57
2018 | Warehouse | 2B | 4835.13 | 0 | 1.89 | 64.65 | 182.1 | 66.95 | 139.28 | 0 | 0 | 64.53 | 0 | 0 | 0 | 0 | 0 | 0 | 23.26 | 0 | 0 | 129.18 | 1.89 | 540.77 | 1.89 | 542.66
2018 | Warehouse | 3A | 4835.13 | 0 | 139.84 | 33.17 | 178.7 | 66.93 | 139.28 | 0 | 0 | 45.22 | 0 | 0 | 0 | 0 | 0 | 0 | 24.39 | 0 | 0 | 78.39 | 139.84 | 487.7 | 139.84 | 627.54
2018 | Warehouse | 3B | 4835.13 | 0 | 19.78 | 39.56 | 179.02 | 66.93 | 139.28 | 0 | 0 | 56.87 | 0 | 0 | 0 | 0 | 0 | 0 | 24.09 | 0 | 0 | 96.43 | 19.78 | 505.75 | 19.78 | 525.53
2018 | Warehouse | 3C | 4835.13 | 0 | 2.07 | 11.3 | 176.55 | 67.03 | 139.28 | 0 | 0 | 32.39 | 0 | 0 | 0 | 0 | 0 | 0 | 24.51 | 0 | 0 | 43.69 | 2.07 | 451.07 | 2.07 | 453.14
2018 | Warehouse | 4A | 4835.13 | 0 | 484.81 | 21.23 | 181.29 | 67.05 | 139.28 | 0 | 0 | 41.09 | 0 | 0 | 0 | 0 | 0 | 0 | 25.31 | 0 | 0 | 62.32 | 484.81 | 475.25 | 484.81 | 960.06
2018 | Warehouse | 4B | 4835.13 | 0 | 123.84 | 25.43 | 183.98 | 66.9 | 139.28 | 0 | 0 | 51.4 | 0 | 0 | 0 | 0 | 0 | 0 | 25.04 | 0 | 0 | 76.83 | 123.84 | 492.03 | 123.84 | 615.87
2018 | Warehouse | 4C | 4835.13 | 0 | 179.55 | 4.4 | 188.37 | 67.03 | 139.28 | 0 | 0 | 33.25 | 0 | 0 | 0 | 0 | 0 | 0 | 25.6 | 0 | 0 | 37.65 | 179.55 | 457.92 | 179.55 | 637.47
2018 | Warehouse | 5A | 4835.13 | 0 | 888.66 | 9.77 | 181.83 | 66.95 | 139.28 | 0 | 0 | 39.39 | 0 | 0 | 0 | 0 | 0 | 0 | 26.08 | 0 | 0 | 49.16 | 888.66 | 463.31 | 888.66 | 1351.97
2018 | Warehouse | 5B | 4835.13 | 0 | 387.68 | 15.25 | 185.31 | 67.01 | 139.28 | 0 | 0 | 49.12 | 0 | 0 | 0 | 0 | 0 | 0 | 25.86 | 0 | 0 | 64.37 | 387.68 | 481.84 | 387.68 | 869.52
2018 | Warehouse | 5C | 4835.13 | 0 | 155.35 | 1.89 | 186.79 | 67 | 139.28 | 0 | 0 | 30.89 | 0 | 0 | 0 | 0 | 0 | 0 | 26.04 | 0 | 0 | 32.78 | 155.35 | 451.89 | 155.35 | 607.24
2018 | Warehouse | 6A | 4835.13 | 0 | 1401.82 | 8.04 | 239.59 | 66.98 | 139.28 | 0 | 0 | 40.8 | 0 | 0 | 0 | 0 | 0 | 0 | 26.65 | 0 | 0 | 48.84 | 1401.82 | 521.35 | 1401.82 | 1923.17
2018 | Warehouse | 6B | 4835.13 | 0 | 797.3 | 6.39 | 240.34 | 66.9 | 139.28 | 0 | 0 | 41.15 | 0 | 0 | 0 | 0 | 0 | 0 | 26.51 | 0 | 0 | 47.54 | 797.3 | 520.57 | 797.3 | 1317.87
2018 | Warehouse | 7 | 4835.13 | 0 | 1360.58 | 5.88 | 240.07 | 67 | 139.28 | 0 | 0 | 38.06 | 0 | 0 | 0 | 0 | 0 | 0 | 27.32 | 0 | 0 | 43.94 | 1360.58 | 517.62 | 1360.58 | 1878.2
2018 | Warehouse | 8 | 4835.13 | 0 | 1403.42 | 1.5 | 242.55 | 67.38 | 139.28 | 0 | 0 | 33.26 | 0 | 0 | 0 | 0 | 0 | 0 | 28.24 | 0 | 0 | 34.76 | 1403.42 | 512.21 | 1403.42 | 1915.63

## IECC Data-SI-Source EUI
Year | Building Type | CZ | Floor Area (m2) | Heating- Elec (kWh/m2/yr) | Heating- Gas (kWh/m2/yr) | Cooling (kWh/m2/yr) | Interior Lighting (kWh/m2/yr) | Exterior Lighting (kWh/m2/yr) | Interior Equipment- Elec (kWh/m2/yr) | Interior Equipment- Gas (kWh/m2/yr) | Exterior Equipment (kWh/m2/yr) | Fan (kWh/m2/yr) | All Pumps (kWh/m2/yr) | SWH Pumps (kWh/m2/yr) | HVAC Pumps (kWh/m2/yr) | Heat Rejection (kWh/m2/yr) | Humidification (kWh/m2/yr) | Heat Recovery (kWh/m2/yr) | SWH- Elec (kWh/m2/yr) | SWH- Gas (kWh/m2/yr) | Refrigeration (kWh/m2/yr) | HVAC Total Electric (kWh/m2/yr) | HVAC Total Gas (kWh/m2/yr) | HVAC Total Site EUI (kWh/m2/yr) | Total Electric (kWh/m2/yr) | Total Gas (kWh/m2/yr) | Grand Total (kWh/m2/yr)
2006 | Full Service Restaurant | 0A | 511.15 | 0 | 0 | 1570.7813 | 275.6629 | 100.0799 | 792.9289 | 276.7465 | 0 | 573.3211 | 0.77448 | 0.77448 | 0 | 0 | 0 | 0 | 129.7339 | 127.0245 | 115.6039 | 2144.1024 | 0 | 2144.1024 | 1179.635 | 1621.9 | 2801.5349
2006 | Full Service Restaurant | 0B | 511.15 | 0 | 0.3888 | 1407.8137 | 275.6629 | 100.0971 | 792.9289 | 276.7465 | 0 | 638.3257 | 0.77448 | 0.77448 | 0 | 0 | 0 | 0 | 129.7339 | 126.353 | 115.2769 | 2046.1394 | 0.3888 | 2046.5282 | 1178.8088 | 1587.9745 | 2766.7834
2006 | Full Service Restaurant | 1A | 511.15 | 0 | 0.011782 | 1087.2826 | 275.6629 | 100.1143 | 792.9289 | 276.7465 | 0 | 540.3627 | 0.77448 | 0.77448 | 0 | 0 | 0 | 0 | 129.7339 | 138.4881 | 115.2253 | 1627.6453 | 0.011782 | 1627.6571 | 1213.1613 | 1456.4847 | 2669.646
2006 | Full Service Restaurant | 1B | 511.15 | 0 | 17.6137 | 1192.5257 | 275.6629 | 99.9766 | 792.9289 | 276.7465 | 0 | 629.7032 | 0.77448 | 0.77448 | 0 | 0 | 0 | 0 | 129.7339 | 138.7768 | 115.122 | 1822.2289 | 17.6137 | 1839.8425 | 1265.43 | 1540.8948 | 2806.3248
2006 | Full Service Restaurant | 2A | 511.15 | 0 | 39.292 | 962.5054 | 275.6629 | 99.9422 | 792.9289 | 276.7465 | 0 | 555.6629 | 0.77448 | 0.77448 | 0 | 0 | 0 | 0 | 129.7339 | 151.5717 | 115.1909 | 1518.1684 | 39.292 | 1557.4604 | 1366.1639 | 1471.312 | 2837.476
2006 | Full Service Restaurant | 2B | 511.15 | 0 | 34.8562 | 654.2283 | 275.6629 | 100.0283 | 792.9289 | 276.7465 | 0 | 637.1726 | 0.77448 | 0.77448 | 0 | 0 | 0 | 0 | 129.7511 | 152.3906 | 114.0205 | 1291.4009 | 34.8562 | 1326.2571 | 1355.5794 | 1389.7001 | 2745.2795
2006 | Full Service Restaurant | 3A | 511.15 | 0 | 169.1736 | 621.0118 | 275.6629 | 99.9939 | 792.9289 | 276.7465 | 0 | 555.8351 | 0.77448 | 0.77448 | 0 | 0 | 0 | 0 | 129.7511 | 173.9923 | 114.7606 | 1176.8468 | 169.1736 | 1346.0204 | 1811.128 | 1506.663 | 3317.7911
2006 | Full Service Restaurant | 3B | 511.15 | 0 | 89.7295 | 472.6044 | 275.6629 | 99.9939 | 792.9289 | 276.7465 | 0 | 631.975 | 0.77448 | 0.77448 | 0 | 0 | 0 | 0 | 129.7511 | 168.2664 | 113.9517 | 1104.5793 | 89.7295 | 1194.3088 | 1562.2965 | 1396.4687 | 2958.7652
2006 | Full Service Restaurant | 3C | 511.15 | 0 | 50.6378 | 179.8341 | 275.6629 | 99.9766 | 792.9289 | 276.7465 | 0 | 534.2357 | 0.77448 | 0.77448 | 0 | 0 | 0 | 0 | 129.7511 | 176.5725 | 114.8466 | 714.0697 | 50.6378 | 764.7075 | 1472.3536 | 1232.3259 | 2704.6795
2006 | Full Service Restaurant | 4A | 511.15 | 0 | 353.3336 | 436.1006 | 275.6629 | 99.8562 | 792.9289 | 276.7465 | 0 | 532.5663 | 0.77448 | 0.77448 | 0 | 0 | 0 | 0 | 129.7511 | 191.659 | 114.6057 | 968.6668 | 353.3336 | 1322.0004 | 2400.782 | 1637.1278 | 4037.9098
2006 | Full Service Restaurant | 4B | 511.15 | 0 | 180.1188 | 282.1169 | 275.6629 | 99.925 | 792.9289 | 276.7465 | 0 | 631.4414 | 0.77448 | 0.77448 | 0 | 0 | 0 | 0 | 129.7511 | 186.6753 | 113.6935 | 913.5584 | 180.1188 | 1093.6772 | 1880.1599 | 1439.7783 | 3319.9382
2006 | Full Service Restaurant | 4C | 511.15 | 0 | 282.9614 | 77.9642 | 275.6629 | 99.7357 | 792.9289 | 276.7465 | 0 | 520.209 | 0.77448 | 0.77448 | 0 | 0 | 0 | 0 | 129.7511 | 196.9961 | 114.3992 | 598.1732 | 282.9614 | 881.1346 | 2210.7592 | 1445.1625 | 3655.9217
2006 | Full Service Restaurant | 5A | 511.15 | 0 | 504.1512 | 315.7293 | 275.6629 | 99.8734 | 792.9289 | 276.7465 | 0 | 520.5877 | 0.77448 | 0.77448 | 0 | 0 | 0 | 0 | 129.7511 | 206.6159 | 114.4508 | 836.317 | 504.1512 | 1340.4682 | 2885.1068 | 1757.5546 | 4642.6614
2006 | Full Service Restaurant | 5B | 511.15 | 0 | 321.7232 | 195.0827 | 275.6629 | 99.8906 | 792.9289 | 276.7465 | 0 | 617.7073 | 0.77448 | 0.77448 | 0 | 0 | 0 | 0 | 129.7511 | 202.4157 | 113.6935 | 812.79 | 321.7232 | 1134.5132 | 2339.8563 | 1562.6203 | 3902.4766
2006 | Full Service Restaurant | 5C | 511.15 | 0 | 361.9931 | 27.7608 | 275.6629 | 99.7357 | 792.9289 | 276.7465 | 0 | 496.8025 | 0.77448 | 0.77448 | 0 | 0 | 0 | 0 | 129.7511 | 205.479 | 114.4852 | 524.5633 | 361.9931 | 886.5564 | 2466.4406 | 1507.5113 | 3973.9519
2006 | Full Service Restaurant | 6A | 511.15 | 0 | 672.294 | 318.5347 | 275.6629 | 99.839 | 792.9289 | 276.7465 | 0 | 533.358 | 0.77448 | 0.77448 | 0 | 0 | 0 | 0 | 129.7511 | 217.7202 | 114.1926 | 851.8926 | 672.294 | 1524.1866 | 3408.7924 | 1942.0326 | 5350.825
2006 | Full Service Restaurant | 6B | 511.15 | 0 | 505.5945 | 121.9374 | 275.6629 | 99.7701 | 792.9289 | 276.7465 | 0 | 578.0024 | 0.77448 | 0.77448 | 0 | 0 | 0 | 0 | 129.7511 | 214.8866 | 113.5386 | 699.9398 | 505.5945 | 1205.5343 | 2913.4872 | 1720.236 | 4633.7232
2006 | Full Service Restaurant | 7 | 511.15 | 0 | 832.2248 | 265.5775 | 275.6629 | 99.7013 | 792.9289 | 276.7465 | 0 | 525.3894 | 0.77448 | 0.77448 | 0 | 0 | 0 | 0 | 129.7511 | 230.8862 | 114.2271 | 790.9669 | 832.2248 | 1623.1917 | 3914.51 | 2094.2406 | 6008.7506
2006 | Full Service Restaurant | 8 | 511.15 | 0 | 1155.1851 | 173.2252 | 275.6629 | 99.1505 | 792.9289 | 276.7465 | 0 | 512.1544 | 0.77448 | 0.77448 | 0 | 0 | 0 | 0 | 129.7511 | 248.6236 | 114.1066 | 685.3796 | 1155.1851 | 1840.5647 | 4909.8706 | 2398.5681 | 7308.4387
2009 | Full Service Restaurant | 0A | 511.15 | 0 | 0 | 1500.5447 | 275.6629 | 66.3815 | 792.9289 | 276.7465 | 0 | 572.9596 | 0.77448 | 0.77448 | 0 | 0 | 0 | 0 | 129.6478 | 126.6829 | 118.8223 | 2073.5043 | 0 | 2073.5043 | 1178.654 | 1586.9377 | 2765.5917
2009 | Full Service Restaurant | 0B | 511.15 | 0 | 0 | 1319.2649 | 275.6629 | 66.3987 | 792.9289 | 276.7465 | 0 | 638.0159 | 0.77448 | 0.77448 | 0 | 0 | 0 | 0 | 129.6822 | 126.1527 | 117.411 | 1957.2808 | 0 | 1957.2808 | 1177.0878 | 1546.1494 | 2723.2372
2009 | Full Service Restaurant | 1A | 511.15 | 0 | 0 | 1044.4109 | 275.6629 | 66.3987 | 792.9289 | 276.7465 | 0 | 540.3971 | 0.77448 | 0.77448 | 0 | 0 | 0 | 0 | 129.7339 | 138.4764 | 115.8277 | 1584.808 | 0 | 1584.808 | 1213.0925 | 1430.4707 | 2643.5632
2009 | Full Service Restaurant | 1B | 511.15 | 0 | 2.4211 | 1087.2654 | 275.6629 | 66.3126 | 792.9289 | 276.7465 | 0 | 627.5518 | 0.77448 | 0.77448 | 0 | 0 | 0 | 0 | 129.7339 | 138.7414 | 115.7072 | 1714.8172 | 2.4211 | 1717.2384 | 1220.9405 | 1477.5799 | 2698.5204
2009 | Full Service Restaurant | 2A | 511.15 | 0 | 10.9452 | 880.5139 | 275.6629 | 66.2954 | 792.9289 | 276.7465 | 0 | 551.3603 | 0.77448 | 0.77448 | 0 | 0 | 0 | 0 | 129.7683 | 151.6837 | 114.6401 | 1431.8742 | 10.9452 | 1442.8194 | 1283.6561 | 1401.8411 | 2685.4973
2009 | Full Service Restaurant | 2B | 511.15 | 0 | 6.6743 | 598.0356 | 275.6629 | 66.347 | 792.9289 | 276.7465 | 0 | 631.4242 | 0.77448 | 0.77448 | 0 | 0 | 0 | 0 | 129.8027 | 152.6085 | 111.7487 | 1229.4598 | 6.6743 | 1236.1341 | 1273.8805 | 1328.2467 | 2602.1271
2009 | Full Service Restaurant | 3A | 511.15 | 0 | 86.3187 | 468.3361 | 275.6629 | 66.3298 | 792.9289 | 276.7465 | 0 | 548.5033 | 0.77448 | 0.77448 | 0 | 0 | 0 | 0 | 129.8543 | 174.4459 | 110.7677 | 1016.8394 | 86.3187 | 1103.1582 | 1570.3855 | 1356.6465 | 2927.032
2009 | Full Service Restaurant | 3B | 511.15 | 0 | 28.8357 | 441.9006 | 275.6629 | 66.3298 | 792.9289 | 276.7465 | 0 | 621.7346 | 0.77448 | 0.77448 | 0 | 0 | 0 | 0 | 129.8371 | 168.6434 | 110.4407 | 1063.6352 | 28.8357 | 1092.4709 | 1385.4743 | 1309.2487 | 2694.723
2009 | Full Service Restaurant | 3C | 511.15 | 0 | 6.2207 | 180.729 | 275.6629 | 66.3126 | 792.9289 | 276.7465 | 0 | 525.4066 | 0.77448 | 0.77448 | 0 | 0 | 0 | 0 | 129.8371 | 176.9378 | 111.7143 | 706.1356 | 6.2207 | 712.3564 | 1343.6524 | 1172.9991 | 2516.6515
2009 | Full Service Restaurant | 4A | 511.15 | 0 | 213.4846 | 297.7442 | 275.6629 | 66.2266 | 792.9289 | 276.7465 | 0 | 524.9936 | 0.77448 | 0.77448 | 0 | 0 | 0 | 0 | 129.9232 | 192.3836 | 107.928 | 822.7378 | 213.4846 | 1036.2224 | 1994.3181 | 1434.3292 | 3428.6474
2009 | Full Service Restaurant | 4B | 511.15 | 0 | 78.4603 | 273.6149 | 275.6629 | 66.2782 | 792.9289 | 276.7465 | 0 | 621.029 | 0.77448 | 0.77448 | 0 | 0 | 0 | 0 | 129.8888 | 187.2468 | 108.341 | 894.6439 | 78.4603 | 973.1042 | 1584.8252 | 1318.9156 | 2903.7408
2009 | Full Service Restaurant | 4C | 511.15 | 0 | 122.4591 | 77.2758 | 275.6629 | 66.1577 | 792.9289 | 276.7465 | 0 | 512.3782 | 0.77448 | 0.77448 | 0 | 0 | 0 | 0 | 129.9576 | 197.8739 | 106.7576 | 589.654 | 122.4591 | 712.1131 | 1744.4195 | 1268.59 | 3013.0095
2009 | Full Service Restaurant | 5A | 511.15 | 0 | 354.6119 | 168.5094 | 275.6629 | 66.2438 | 792.9289 | 276.7465 | 0 | 515.1147 | 0.77448 | 0.77448 | 0 | 0 | 0 | 0 | 129.9748 | 207.476 | 106.3446 | 683.6241 | 354.6119 | 1038.236 | 2450.7101 | 1542.397 | 3993.1071
2009 | Full Service Restaurant | 5B | 511.15 | 0 | 192.1774 | 187.51 | 275.6629 | 66.261 | 792.9289 | 276.7465 | 0 | 609.8937 | 0.77448 | 0.77448 | 0 | 0 | 0 | 0 | 129.9404 | 203.1521 | 106.8093 | 797.4037 | 192.1774 | 989.5811 | 1963.5111 | 1414.7303 | 3378.2414
2009 | Full Service Restaurant | 5C | 511.15 | 0 | 172.6198 | 28.5697 | 275.6629 | 66.1577 | 792.9289 | 276.7465 | 0 | 487.5604 | 0.77448 | 0.77448 | 0 | 0 | 0 | 0 | 130.0092 | 206.5099 | 105.3464 | 516.1301 | 172.6198 | 688.7499 | 1916.199 | 1301.7555 | 3217.9545
2009 | Full Service Restaurant | 6A | 511.15 | 0 | 520.2038 | 187.4412 | 275.6629 | 66.2266 | 792.9289 | 276.7465 | 0 | 533.5989 | 0.77448 | 0.77448 | 0 | 0 | 0 | 0 | 129.9748 | 218.5861 | 105.9315 | 721.0401 | 520.2038 | 1241.2439 | 2966.9606 | 1731.7585 | 4698.7192
2009 | Full Service Restaurant | 6B | 511.15 | 0 | 343.4899 | 120.9908 | 275.6629 | 66.1749 | 792.9289 | 276.7465 | 0 | 576.4706 | 0.77448 | 0.77448 | 0 | 0 | 0 | 0 | 129.9748 | 215.7762 | 105.2259 | 697.4615 | 343.4899 | 1040.9514 | 2442.4662 | 1543.9109 | 3986.3771
2009 | Full Service Restaurant | 7 | 511.15 | 0 | 681.8784 | 168.0964 | 275.6629 | 66.1405 | 792.9289 | 276.7465 | 0 | 528.3841 | 0.77448 | 0.77448 | 0 | 0 | 0 | 0 | 129.992 | 231.8405 | 104.9333 | 696.4805 | 681.8784 | 1378.3588 | 3478.048 | 1897.9278 | 5375.9758
2009 | Full Service Restaurant | 8 | 511.15 | 0 | 1015.831 | 65.8307 | 275.6629 | 65.7619 | 792.9289 | 276.7465 | 0 | 510.0892 | 0.77448 | 0.77448 | 0 | 0 | 0 | 0 | 130.0264 | 249.7075 | 103.2123 | 575.9199 | 1015.831 | 1591.7509 | 4505.9195 | 2207.7751 | 6713.6946
2012 | Full Service Restaurant | 0A | 511.15 | 0 | 0 | 1272.3315 | 145.4644 | 66.3815 | 792.9289 | 276.7465 | 0 | 519.6239 | 0.77448 | 0.77448 | 0 | 0 | 0 | 0 | 129.6478 | 126.6298 | 119.1321 | 1791.9554 | 0 | 1791.9554 | 1178.4991 | 1446.0461 | 2624.5452
2012 | Full Service Restaurant | 0B | 511.15 | 0 | 0 | 1112.8921 | 145.4644 | 66.3987 | 792.9289 | 276.7465 | 0 | 573.6309 | 0.77448 | 0.77448 | 0 | 0 | 0 | 0 | 129.6822 | 126.1056 | 117.6692 | 1686.5229 | 0 | 1686.5229 | 1176.9501 | 1408.9514 | 2585.9015
2012 | Full Service Restaurant | 1A | 511.15 | 0 | 0 | 875.4196 | 145.4644 | 66.3987 | 792.9289 | 276.7465 | 0 | 494.5996 | 0.77448 | 0.77448 | 0 | 0 | 0 | 0 | 129.7339 | 138.4351 | 116.2063 | 1370.0191 | 0 | 1370.0191 | 1212.9892 | 1312.471 | 2525.4602
2012 | Full Service Restaurant | 1B | 511.15 | 0 | 2.2857 | 911.975 | 145.4644 | 66.3126 | 792.9289 | 276.7465 | 0 | 565.7312 | 0.77448 | 0.77448 | 0 | 0 | 0 | 0 | 129.7166 | 138.7002 | 116.1202 | 1477.7062 | 2.2857 | 1479.9918 | 1220.4414 | 1351.8219 | 2572.2633
2012 | Full Service Restaurant | 2A | 511.15 | 0 | 11.9467 | 705.9463 | 145.4644 | 66.2954 | 792.9289 | 276.7465 | 0 | 509.1254 | 0.77448 | 0.77448 | 0 | 0 | 0 | 0 | 129.7683 | 151.6483 | 115.0188 | 1215.0717 | 11.9467 | 1227.0183 | 1286.4959 | 1284.1654 | 2570.6613
2012 | Full Service Restaurant | 2B | 511.15 | 0 | 6.8098 | 511.3283 | 145.4644 | 66.347 | 792.9289 | 276.7465 | 0 | 580.3602 | 0.77448 | 0.77448 | 0 | 0 | 0 | 0 | 129.7855 | 152.5791 | 112.0069 | 1091.6886 | 6.8098 | 1098.4984 | 1274.2075 | 1236.7263 | 2510.9338
2012 | Full Service Restaurant | 3A | 511.15 | 0 | 92.5512 | 395.4318 | 145.4644 | 66.3298 | 792.9289 | 276.7465 | 0 | 510.4162 | 0.77448 | 0.77448 | 0 | 0 | 0 | 0 | 129.8543 | 174.4341 | 110.9226 | 905.848 | 92.5512 | 998.3992 | 1588.5427 | 1280.354 | 2868.8967
2012 | Full Service Restaurant | 3B | 511.15 | 0 | 32.2937 | 378.1695 | 145.4644 | 66.3298 | 792.9289 | 276.7465 | 0 | 575.2315 | 0.77448 | 0.77448 | 0 | 0 | 0 | 0 | 129.8371 | 168.6258 | 110.5784 | 953.401 | 32.2937 | 985.6947 | 1395.5253 | 1230.4349 | 2625.9602
2012 | Full Service Restaurant | 3C | 511.15 | 0 | 7.558 | 150.8341 | 145.4644 | 66.3126 | 792.9289 | 276.7465 | 0 | 484.256 | 0.77448 | 0.77448 | 0 | 0 | 0 | 0 | 129.8371 | 176.9436 | 111.7832 | 635.0901 | 7.558 | 642.6481 | 1347.5592 | 1105.4722 | 2453.0314
2012 | Full Service Restaurant | 4A | 511.15 | 0 | 224.6773 | 252.4113 | 145.4644 | 66.2266 | 792.9289 | 276.7465 | 0 | 488.1972 | 0.77448 | 0.77448 | 0 | 0 | 0 | 0 | 129.9232 | 192.3718 | 108.0829 | 740.6086 | 224.6773 | 965.2858 | 2026.9667 | 1372.8758 | 3399.8425
2012 | Full Service Restaurant | 4B | 511.15 | 0 | 86.1656 | 237.9028 | 145.4644 | 66.2782 | 792.9289 | 276.7465 | 0 | 579.1899 | 0.77448 | 0.77448 | 0 | 0 | 0 | 0 | 129.8888 | 187.2409 | 108.4615 | 817.0927 | 86.1656 | 903.2582 | 1607.3195 | 1255.5535 | 2862.873
2012 | Full Service Restaurant | 4C | 511.15 | 0 | 136.1377 | 65.934 | 145.4644 | 66.1577 | 792.9289 | 276.7465 | 0 | 475.9604 | 0.77448 | 0.77448 | 0 | 0 | 0 | 0 | 129.9576 | 197.868 | 106.8265 | 541.8944 | 136.1377 | 678.0321 | 1784.3655 | 1221.3807 | 3005.7461
2012 | Full Service Restaurant | 5A | 511.15 | 0 | 362.8414 | 142.9172 | 145.4644 | 66.2438 | 792.9289 | 276.7465 | 0 | 479.0928 | 0.77448 | 0.77448 | 0 | 0 | 0 | 0 | 129.9576 | 207.4642 | 106.4823 | 622.01 | 362.8414 | 984.8514 | 2474.7189 | 1485.0082 | 3959.7272
2012 | Full Service Restaurant | 5B | 511.15 | 0 | 200.6249 | 162.8988 | 145.4644 | 66.261 | 792.9289 | 276.7465 | 0 | 570.2404 | 0.77448 | 0.77448 | 0 | 0 | 0 | 0 | 129.9232 | 203.1462 | 106.9297 | 733.1391 | 200.6249 | 933.764 | 1988.1912 | 1356.6524 | 3344.8435
2012 | Full Service Restaurant | 5C | 511.15 | 0 | 222.3327 | 17.1246 | 145.4644 | 66.1577 | 792.9289 | 276.7465 | 0 | 335.0569 | 0.77448 | 0.77448 | 0 | 0 | 0 | 0 | 130.0092 | 206.5157 | 105.3636 | 352.1815 | 222.3327 | 574.5142 | 2061.4569 | 1250.7937 | 3312.2506
2012 | Full Service Restaurant | 6A | 511.15 | 0 | 523.4556 | 158.7682 | 145.4644 | 66.2266 | 792.9289 | 276.7465 | 0 | 490.1592 | 0.77448 | 0.77448 | 0 | 0 | 0 | 0 | 129.9748 | 218.5802 | 106.0348 | 648.9274 | 523.4556 | 1172.383 | 2976.4609 | 1665.7986 | 4642.2596
2012 | Full Service Restaurant | 6B | 511.15 | 0 | 353.1922 | 102.8508 | 145.4644 | 66.1749 | 792.9289 | 276.7465 | 0 | 532.4114 | 0.77448 | 0.77448 | 0 | 0 | 0 | 0 | 129.9748 | 215.7703 | 105.2775 | 635.2622 | 353.1922 | 988.4544 | 2470.8121 | 1487.7711 | 3958.5832
2012 | Full Service Restaurant | 7 | 511.15 | 0 | 675.8579 | 113.2633 | 145.4644 | 66.1405 | 792.9289 | 276.7465 | 0 | 487.5604 | 0.77448 | 0.77448 | 0 | 0 | 0 | 0 | 129.992 | 231.8288 | 105.071 | 600.8237 | 675.8579 | 1276.6816 | 3460.4243 | 1814.6311 | 5275.0554
2012 | Full Service Restaurant | 8 | 511.15 | 0 | 1026.1164 | 28.0189 | 145.4644 | 65.7619 | 792.9289 | 276.7465 | 0 | 346.3643 | 0.77448 | 0.77448 | 0 | 0 | 0 | 0 | 130.0264 | 249.6957 | 103.3499 | 374.3832 | 1026.1164 | 1400.4997 | 4535.9349 | 2104.5496 | 6640.4845
2015 | Full Service Restaurant | 0A | 511.15 | 0 | 0 | 1139.6374 | 124.8288 | 56.2788 | 774.4619 | 276.7465 | 0 | 289.638 | 0.77448 | 0.77448 | 0 | 0 | 0 | 0 | 129.665 | 126.6534 | 98.0146 | 1429.2754 | 0 | 1429.2754 | 1178.5679 | 1297.8734 | 2476.4413
2015 | Full Service Restaurant | 0B | 511.15 | 0 | 0 | 954.7951 | 124.7083 | 56.2616 | 774.4619 | 276.7465 | 0 | 269.8457 | 0.77448 | 0.77448 | 0 | 0 | 0 | 0 | 129.6822 | 126.082 | 96.8443 | 1224.6408 | 0 | 1224.6408 | 1176.8813 | 1226.8179 | 2403.6992
2015 | Full Service Restaurant | 1A | 511.15 | 0 | 0 | 708.4935 | 124.6911 | 56.2616 | 774.4619 | 276.7465 | 0 | 166.2376 | 0.77448 | 0.77448 | 0 | 0 | 0 | 0 | 129.7339 | 138.3585 | 95.2954 | 874.7311 | 0 | 874.7311 | 1212.7655 | 1118.815 | 2331.5804
2015 | Full Service Restaurant | 1B | 511.15 | 0 | 4.5949 | 772.5343 | 125.0181 | 56.1928 | 774.4619 | 276.7465 | 0 | 254.8381 | 0.77448 | 0.77448 | 0 | 0 | 0 | 0 | 129.7166 | 138.6236 | 95.3642 | 1027.3724 | 4.5949 | 1031.9672 | 1226.947 | 1176.0211 | 2402.9681
2015 | Full Service Restaurant | 2A | 511.15 | 0 | 14.4679 | 621.8895 | 124.6395 | 56.1583 | 774.4619 | 276.7465 | 0 | 225.4939 | 0.77448 | 0.77448 | 0 | 0 | 0 | 0 | 129.7511 | 151.5187 | 94.4865 | 847.3834 | 14.4679 | 861.8514 | 1293.4834 | 1136.7526 | 2430.236
2015 | Full Service Restaurant | 2B | 511.15 | 0 | 11.8406 | 419.1137 | 124.5535 | 56.21 | 774.4619 | 276.7465 | 0 | 224.3236 | 0.77448 | 0.77448 | 0 | 0 | 0 | 0 | 129.7855 | 152.4436 | 91.7155 | 643.4372 | 11.8406 | 655.2779 | 1288.4923 | 1064.2892 | 2352.7815
2015 | Full Service Restaurant | 3A | 511.15 | 0 | 94.13 | 340.6159 | 124.8116 | 56.1928 | 774.4619 | 276.7465 | 0 | 206.5794 | 0.77448 | 0.77448 | 0 | 0 | 0 | 0 | 129.8371 | 174.2397 | 90.7862 | 547.1953 | 94.13 | 641.3253 | 1592.6044 | 1135.2269 | 2727.8313
2015 | Full Service Restaurant | 3B | 511.15 | 0 | 43.5864 | 306.2635 | 124.7772 | 56.1928 | 774.4619 | 276.7465 | 0 | 218.0933 | 0.77448 | 0.77448 | 0 | 0 | 0 | 0 | 129.8199 | 168.4785 | 90.2354 | 524.3568 | 43.5864 | 567.9432 | 1428.1051 | 1070.9046 | 2499.0097
2015 | Full Service Restaurant | 3C | 511.15 | 0 | 15.758 | 141.9878 | 125.173 | 56.296 | 774.4619 | 276.7465 | 0 | 140.5077 | 0.77448 | 0.77448 | 0 | 0 | 0 | 0 | 129.7855 | 176.6491 | 92.5072 | 282.4956 | 15.758 | 298.2536 | 1370.6731 | 969.3934 | 2340.0665
2015 | Full Service Restaurant | 4A | 511.15 | 0 | 223.3989 | 213.5325 | 125.0698 | 56.3132 | 774.4619 | 276.7465 | 0 | 152.865 | 0.77448 | 0.77448 | 0 | 0 | 0 | 0 | 129.906 | 192.1656 | 87.9636 | 366.3975 | 223.3989 | 589.7964 | 2022.6297 | 1219.7135 | 3242.3432
2015 | Full Service Restaurant | 4B | 511.15 | 0 | 103.4729 | 192.8109 | 124.5535 | 56.1756 | 774.4619 | 276.7465 | 0 | 222.069 | 0.77448 | 0.77448 | 0 | 0 | 0 | 0 | 129.8715 | 187.0936 | 87.9292 | 414.8799 | 103.4729 | 518.3527 | 1657.4369 | 1111.0685 | 2768.5054
2015 | Full Service Restaurant | 4C | 511.15 | 0 | 150.2993 | 58.0687 | 125.2247 | 56.296 | 774.4619 | 276.7465 | 0 | 141.9534 | 0.77448 | 0.77448 | 0 | 0 | 0 | 0 | 129.906 | 197.5499 | 87.6194 | 200.0221 | 150.2993 | 350.3214 | 1824.8105 | 1094.9923 | 2919.8028
2015 | Full Service Restaurant | 5A | 511.15 | 0 | 352.6266 | 122.1095 | 124.846 | 56.21 | 774.4619 | 276.7465 | 0 | 149.8875 | 0.77448 | 0.77448 | 0 | 0 | 0 | 0 | 129.9404 | 207.2521 | 86.3458 | 271.9971 | 352.6266 | 624.6237 | 2444.2561 | 1331.0684 | 3775.3245
2015 | Full Service Restaurant | 5B | 511.15 | 0 | 216.1532 | 132.7285 | 124.7772 | 56.2788 | 774.4619 | 276.7465 | 0 | 224.7022 | 0.77448 | 0.77448 | 0 | 0 | 0 | 0 | 129.9232 | 202.9989 | 86.2598 | 357.4307 | 216.1532 | 573.5839 | 2033.1282 | 1219.5486 | 3252.6768
2015 | Full Service Restaurant | 5C | 511.15 | 0 | 201.644 | 25.7127 | 125.2591 | 56.2616 | 774.4619 | 276.7465 | 0 | 137.5475 | 0.77448 | 0.77448 | 0 | 0 | 0 | 0 | 129.9576 | 206.1741 | 86.2598 | 163.2602 | 201.644 | 364.9042 | 2000.0149 | 1141.9248 | 3141.9397
2015 | Full Service Restaurant | 6A | 511.15 | 0 | 495.6861 | 139.0792 | 124.8805 | 56.2444 | 774.4619 | 276.7465 | 0 | 205.2542 | 0.77448 | 0.77448 | 0 | 0 | 0 | 0 | 129.9576 | 218.374 | 85.6746 | 344.3334 | 495.6861 | 840.0195 | 2894.7276 | 1509.8146 | 4404.5422
2015 | Full Service Restaurant | 6B | 511.15 | 0 | 355.8548 | 86.0188 | 124.6395 | 56.1756 | 774.4619 | 276.7465 | 0 | 214.8061 | 0.77448 | 0.77448 | 0 | 0 | 0 | 0 | 129.9576 | 215.5877 | 84.8657 | 300.8249 | 355.8548 | 656.6797 | 2478.0578 | 1351.922 | 3829.9798
2015 | Full Service Restaurant | 7 | 511.15 | 0 | 648.3535 | 97.9974 | 124.7256 | 56.2788 | 774.4619 | 276.7465 | 0 | 158.3035 | 0.77448 | 0.77448 | 0 | 0 | 0 | 0 | 129.9748 | 231.6226 | 84.6592 | 256.301 | 648.3535 | 904.6545 | 3379.4654 | 1645.2101 | 5024.6755
2015 | Full Service Restaurant | 8 | 511.15 | 0 | 933.0291 | 31.5471 | 126.154 | 56.6058 | 774.4619 | 276.7465 | 0 | 157.0299 | 0.77448 | 0.77448 | 0 | 0 | 0 | 0 | 130.0092 | 249.4601 | 83.007 | 188.5771 | 933.0291 | 1121.6062 | 4263.2666 | 1924.5898 | 6187.8564
2018 | Full Service Restaurant | 0A | 511.15 | 0 | 0 | 1121.8072 | 102.8852 | 36.4177 | 774.4619 | 276.7465 | 0 | 287.5727 | 0.77448 | 0.77448 | 0 | 0 | 0 | 0 | 129.665 | 126.6534 | 98.0318 | 1409.3799 | 0 | 1409.3799 | 1178.5507 | 1276.7606 | 2455.3113
2018 | Full Service Restaurant | 0B | 511.15 | 0 | 0 | 945.8972 | 102.7992 | 36.4177 | 774.4619 | 276.7465 | 0 | 269.3983 | 0.77448 | 0.77448 | 0 | 0 | 0 | 0 | 129.6822 | 126.0761 | 96.8615 | 1215.2954 | 0 | 1215.2954 | 1176.8813 | 1209.3339 | 2386.2151
2018 | Full Service Restaurant | 1A | 511.15 | 0 | 0 | 699.8882 | 102.782 | 36.4177 | 774.4619 | 276.7465 | 0 | 164.9641 | 0.77448 | 0.77448 | 0 | 0 | 0 | 0 | 129.7339 | 138.3585 | 95.3126 | 864.8522 | 0 | 864.8522 | 1212.7655 | 1101.1483 | 2313.9137
2018 | Full Service Restaurant | 1B | 511.15 | 0 | 4.9189 | 764.4797 | 103.0401 | 36.3661 | 774.4619 | 276.7465 | 0 | 252.9793 | 0.77448 | 0.77448 | 0 | 0 | 0 | 0 | 129.7166 | 138.6236 | 95.3986 | 1017.459 | 4.9189 | 1022.3779 | 1227.928 | 1158.6666 | 2386.5946
2018 | Full Service Restaurant | 2A | 511.15 | 0 | 15.0688 | 610.5305 | 102.7476 | 36.3489 | 774.4619 | 276.7465 | 0 | 223.6524 | 0.77448 | 0.77448 | 0 | 0 | 0 | 0 | 129.7511 | 151.5187 | 94.5037 | 834.1829 | 15.0688 | 849.2517 | 1295.2389 | 1118.5734 | 2413.8123
2018 | Full Service Restaurant | 2B | 511.15 | 0 | 12.4886 | 414.6217 | 102.6787 | 36.3833 | 774.4619 | 276.7465 | 0 | 222.396 | 0.77448 | 0.77448 | 0 | 0 | 0 | 0 | 129.7855 | 152.4436 | 91.7155 | 637.0177 | 12.4886 | 649.5063 | 1290.4027 | 1048.4781 | 2338.8808
2018 | Full Service Restaurant | 3A | 511.15 | 0 | 95.8501 | 336.0895 | 102.8852 | 36.3833 | 774.4619 | 276.7465 | 0 | 204.8239 | 0.77448 | 0.77448 | 0 | 0 | 0 | 0 | 129.8371 | 174.2397 | 90.8034 | 540.9134 | 95.8501 | 636.7635 | 1597.6299 | 1120.5056 | 2718.1356
2018 | Full Service Restaurant | 3B | 511.15 | 0 | 45.0709 | 302.6148 | 102.868 | 36.3661 | 774.4619 | 276.7465 | 0 | 217.1984 | 0.77448 | 0.77448 | 0 | 0 | 0 | 0 | 129.8199 | 168.4844 | 90.2354 | 519.8132 | 45.0709 | 564.8841 | 1432.4594 | 1056.5486 | 2489.008
2018 | Full Service Restaurant | 3C | 511.15 | 0 | 16.9362 | 132.9695 | 103.1778 | 36.4349 | 774.4619 | 276.7465 | 0 | 139.2858 | 0.77448 | 0.77448 | 0 | 0 | 0 | 0 | 129.7855 | 176.6491 | 92.5072 | 272.2552 | 16.9362 | 289.1914 | 1374.1153 | 952.7399 | 2326.8552
2018 | Full Service Restaurant | 4A | 511.15 | 0 | 227.6227 | 208.92 | 103.1778 | 36.4522 | 774.4619 | 276.7465 | 0 | 151.1095 | 0.77448 | 0.77448 | 0 | 0 | 0 | 0 | 129.906 | 192.1656 | 87.9636 | 360.0295 | 227.6227 | 587.6522 | 2034.9869 | 1207.4723 | 3242.4592
2018 | Full Service Restaurant | 4B | 511.15 | 0 | 108.3093 | 188.5254 | 102.7304 | 36.3661 | 774.4619 | 276.7465 | 0 | 220.0553 | 0.77448 | 0.77448 | 0 | 0 | 0 | 0 | 129.8888 | 187.0995 | 87.8776 | 408.5808 | 108.3093 | 516.89 | 1671.6013 | 1099.493 | 2771.0943
2018 | Full Service Restaurant | 4C | 511.15 | 0 | 155.3124 | 56.21 | 103.3155 | 36.4522 | 774.4619 | 276.7465 | 0 | 139.9914 | 0.77448 | 0.77448 | 0 | 0 | 0 | 0 | 129.906 | 197.5558 | 87.6194 | 196.2014 | 155.3124 | 351.5138 | 1839.4567 | 1084.4124 | 2923.8691
2018 | Full Service Restaurant | 5A | 511.15 | 0 | 356.1847 | 119.4763 | 102.9541 | 36.3833 | 774.4619 | 276.7465 | 0 | 148.3558 | 0.77448 | 0.77448 | 0 | 0 | 0 | 0 | 129.9404 | 207.2521 | 86.3458 | 267.8321 | 356.1847 | 624.0168 | 2454.6513 | 1318.9215 | 3773.5728
2018 | Full Service Restaurant | 5B | 511.15 | 0 | 221.5433 | 130.0436 | 102.8852 | 36.4349 | 774.4619 | 276.7465 | 0 | 222.1722 | 0.77448 | 0.77448 | 0 | 0 | 0 | 0 | 129.9232 | 203.0048 | 86.2081 | 352.2159 | 221.5433 | 573.7592 | 2048.8759 | 1208.8508 | 3257.7267
2018 | Full Service Restaurant | 5C | 511.15 | 0 | 206.7808 | 24.8694 | 103.2983 | 36.4349 | 774.4619 | 276.7465 | 0 | 135.9985 | 0.77448 | 0.77448 | 0 | 0 | 0 | 0 | 129.9576 | 206.1741 | 86.2598 | 160.8679 | 206.7808 | 367.6487 | 2015.0226 | 1131.9398 | 3146.9623
2018 | Full Service Restaurant | 6A | 511.15 | 0 | 511.9684 | 131.7991 | 102.9369 | 36.4177 | 774.4619 | 276.7465 | 0 | 156.1694 | 0.77448 | 0.77448 | 0 | 0 | 0 | 0 | 129.9576 | 218.374 | 85.6574 | 287.9685 | 511.9684 | 799.937 | 2942.2978 | 1492.5014 | 4434.7992
2018 | Full Service Restaurant | 6B | 511.15 | 0 | 360.0491 | 84.642 | 102.7476 | 36.3661 | 774.4619 | 276.7465 | 0 | 212.9645 | 0.77448 | 0.77448 | 0 | 0 | 0 | 0 | 129.9576 | 215.5877 | 84.8485 | 297.6065 | 360.0491 | 657.6556 | 2490.3118 | 1340.7353 | 3831.0471
2018 | Full Service Restaurant | 7 | 511.15 | 0 | 651.7466 | 95.5535 | 102.7992 | 36.4349 | 774.4619 | 276.7465 | 0 | 156.9955 | 0.77448 | 0.77448 | 0 | 0 | 0 | 0 | 129.9748 | 231.6226 | 84.642 | 252.549 | 651.7466 | 904.2957 | 3389.3616 | 1633.0219 | 5022.3835
2018 | Full Service Restaurant | 8 | 511.15 | 0 | 936.222 | 30.9103 | 103.9523 | 36.6759 | 774.4619 | 276.7465 | 0 | 155.7047 | 0.77448 | 0.77448 | 0 | 0 | 0 | 0 | 130.0092 | 249.4601 | 83.007 | 186.615 | 936.222 | 1122.837 | 4272.5948 | 1912.6844 | 6185.2792
2006 | High-Rise Apartment | 0A | 7836.48 | 0 | 0 | 218.0985 | 41.5339 | 23.9911 | 127.6754 | 0 | 4.0616 | 54.5706 | 9.2569 | 0.012814 | 9.2441 | 11.6077 | 0 | 0 | 0 | 28.6157 | 0 | 293.5209 | 0 | 293.5209 | 83.6033 | 196.6048 | 280.208
2006 | High-Rise Apartment | 0B | 7836.48 | 0.076337 | 0.0065321 | 175.451 | 41.5339 | 23.9955 | 127.6754 | 0 | 4.0616 | 53.9498 | 11.0733 | 0.012814 | 11.0605 | 9.3602 | 0 | 0 | 0 | 28.4689 | 0 | 249.8979 | 0.0065321 | 249.9044 | 83.1935 | 181.5347 | 264.7283
2006 | High-Rise Apartment | 1A | 7836.48 | 0.0022452 | 0 | 152.4265 | 41.5339 | 23.9978 | 127.6754 | 0 | 4.0616 | 42.5263 | 8.2388 | 0.012814 | 8.2259 | 7.2801 | 0 | 0 | 0 | 31.2866 | 0 | 210.461 | 0 | 210.461 | 91.4065 | 170.8486 | 262.255
2006 | High-Rise Apartment | 1B | 7836.48 | 1.7636 | 1.5535 | 135.446 | 41.5339 | 23.9675 | 127.6754 | 0 | 4.0616 | 46.5935 | 9.34 | 0.012814 | 9.3272 | 7.032 | 0 | 0 | 0 | 31.3646 | 0 | 200.1622 | 1.5535 | 201.7157 | 96.173 | 168.945 | 265.1181
2006 | High-Rise Apartment | 2A | 7836.48 | 4.8227 | 5.3721 | 113.5307 | 41.5339 | 23.9596 | 127.6754 | 0 | 4.0616 | 35.4315 | 8.0142 | 0.012814 | 8.0014 | 5.8094 | 0 | 0 | 0 | 34.3436 | 0 | 167.5957 | 5.3721 | 172.9678 | 116.0329 | 164.5927 | 280.6256
2006 | High-Rise Apartment | 2B | 7836.48 | 4.6464 | 4.6163 | 88.9368 | 41.5339 | 23.9765 | 127.6754 | 0 | 4.0616 | 37.3141 | 8.3027 | 0.012814 | 8.2899 | 3.4677 | 0 | 0 | 0 | 34.5361 | 0 | 142.6549 | 4.6163 | 147.2712 | 114.3872 | 155.4981 | 269.8853
2006 | High-Rise Apartment | 3A | 7836.48 | 24.8644 | 30.4132 | 57.3884 | 41.5339 | 23.972 | 127.6754 | 0 | 4.0616 | 29.3099 | 7.4428 | 0.012814 | 7.43 | 2.7403 | 0 | 0 | 0 | 39.5774 | 0 | 121.733 | 30.4132 | 152.1462 | 204.4847 | 179.1747 | 383.6594
2006 | High-Rise Apartment | 3B | 7836.48 | 12.1151 | 14.0322 | 61.5162 | 41.5339 | 23.9708 | 127.6754 | 0 | 4.0616 | 32.5217 | 7.0611 | 0.012814 | 7.0483 | 2.4394 | 0 | 0 | 0 | 38.2406 | 0 | 115.6407 | 14.0322 | 129.6728 | 152.7194 | 159.3705 | 312.0899
2006 | High-Rise Apartment | 3C | 7836.48 | 5.6444 | 6.1925 | 11.5504 | 41.5339 | 23.9675 | 127.6754 | 0 | 4.0616 | 16.3652 | 4.3995 | 0.012814 | 4.3867 | 0.53772 | 0 | 0 | 0 | 40.1753 | 0 | 38.4845 | 6.1925 | 44.6769 | 135.4662 | 127.0553 | 262.5215
2006 | High-Rise Apartment | 4A | 7836.48 | 45.5943 | 56.4994 | 40.9793 | 41.5339 | 23.936 | 127.6754 | 0 | 4.0616 | 29.9442 | 7.9458 | 0.012814 | 7.9329 | 1.9769 | 0 | 0 | 0 | 43.6988 | 0 | 126.4277 | 56.4994 | 182.9272 | 292.7378 | 210.9762 | 503.714
2006 | High-Rise Apartment | 4B | 7836.48 | 19.1583 | 22.4471 | 44.071 | 41.5339 | 23.954 | 127.6754 | 0 | 4.0616 | 30.6391 | 6.8389 | 0.012814 | 6.8261 | 1.6435 | 0 | 0 | 0 | 42.5368 | 0 | 102.3379 | 22.4471 | 124.785 | 189.8561 | 167.5226 | 357.3787
2006 | High-Rise Apartment | 4C | 7836.48 | 26.6482 | 32.6245 | 7.3272 | 41.5339 | 23.908 | 127.6754 | 0 | 4.0616 | 21.0139 | 5.4502 | 0.012814 | 5.4374 | 0.31545 | 0 | 0 | 0 | 44.9449 | 0 | 60.7422 | 32.6245 | 93.3667 | 226.6257 | 165.855 | 392.4807
2006 | High-Rise Apartment | 5A | 7836.48 | 61.0076 | 75.5037 | 19.7735 | 41.5339 | 23.9428 | 127.6754 | 0 | 4.0616 | 29.1561 | 6.8467 | 0.012814 | 6.8339 | 0.90145 | 0 | 0 | 0 | 47.1908 | 0 | 117.6726 | 75.5037 | 193.1763 | 358.4626 | 230.4781 | 588.9407
2006 | High-Rise Apartment | 5B | 7836.48 | 31.4238 | 37.7595 | 28.7284 | 41.5339 | 23.9439 | 127.6754 | 0 | 4.0616 | 29.9476 | 6.0429 | 0.012814 | 6.0301 | 1.0339 | 0 | 0 | 0 | 46.2106 | 0 | 97.1638 | 37.7595 | 134.9234 | 245.3249 | 184.7336 | 430.0584
2006 | High-Rise Apartment | 5C | 7836.48 | 21.8042 | 26.7744 | 2.4574 | 41.5339 | 23.9069 | 127.6754 | 0 | 4.0616 | 18.7519 | 4.8519 | 0.012814 | 4.8391 | 0.11114 | 0 | 0 | 0 | 46.9241 | 0 | 47.9637 | 26.7744 | 74.7381 | 215.3167 | 157.6099 | 372.9265
2006 | High-Rise Apartment | 6A | 7836.48 | 85.1289 | 103.5753 | 22.5025 | 41.5339 | 23.9316 | 127.6754 | 0 | 4.0616 | 33.248 | 9.2345 | 0.012814 | 9.2217 | 1.1338 | 0 | 0 | 0 | 49.7771 | 0 | 151.2349 | 103.5753 | 254.8102 | 448.0314 | 272.6195 | 720.6509
2006 | High-Rise Apartment | 6B | 7836.48 | 59.2025 | 70.4721 | 16.1845 | 41.5339 | 23.9147 | 127.6754 | 0 | 4.0616 | 33.1099 | 6.3483 | 0.012814 | 6.3355 | 0.60284 | 0 | 0 | 0 | 49.1189 | 0 | 115.4352 | 70.4721 | 185.9073 | 349.3954 | 226.5991 | 575.9945
2006 | High-Rise Apartment | 7 | 7836.48 | 79.4272 | 94.3278 | 16.5572 | 41.5339 | 23.9001 | 127.6754 | 0 | 4.0616 | 33.2053 | 7.1453 | 0.012814 | 7.1325 | 0.74765 | 0 | 0 | 0 | 52.853 | 0 | 137.07 | 94.3278 | 231.3977 | 430.0013 | 261.589 | 691.5904
2006 | High-Rise Apartment | 8 | 7836.48 | 94.0244 | 104.8272 | 8.177 | 41.5339 | 23.7688 | 127.6754 | 0 | 4.0616 | 38.4838 | 6.5998 | 0.012814 | 6.5869 | 0.33229 | 0 | 0 | 0 | 57.0005 | 0 | 147.6044 | 104.8272 | 252.4316 | 472.7937 | 279.7968 | 752.5904
2009 | High-Rise Apartment | 0A | 7836.48 | 0 | 0 | 216.4011 | 37.5408 | 18.9382 | 127.6754 | 0 | 4.0616 | 54.0172 | 9.1481 | 0.012814 | 9.1352 | 11.4797 | 0 | 0 | 0 | 28.6157 | 0 | 291.0332 | 0 | 291.0332 | 83.6033 | 192.657 | 276.2603
2009 | High-Rise Apartment | 0B | 7836.48 | 0.068479 | 0.0073006 | 173.7356 | 37.5408 | 18.9416 | 127.6754 | 0 | 4.0616 | 53.4941 | 10.9352 | 0.012814 | 10.9224 | 9.2626 | 0 | 0 | 0 | 28.4689 | 0 | 247.4832 | 0.0073006 | 247.4905 | 83.1958 | 177.6128 | 260.8086
2009 | High-Rise Apartment | 1A | 7836.48 | 0.0022452 | 0 | 150.774 | 37.5408 | 18.9439 | 127.6754 | 0 | 4.0616 | 42.0739 | 8.1388 | 0.012814 | 8.126 | 7.1902 | 0 | 0 | 0 | 31.2866 | 0 | 208.1664 | 0 | 208.1664 | 91.4065 | 166.9666 | 258.373
2009 | High-Rise Apartment | 1B | 7836.48 | 1.7636 | 1.5804 | 134.6344 | 37.5408 | 18.9203 | 127.6754 | 0 | 4.0616 | 46.168 | 9.1772 | 0.012814 | 9.1644 | 6.9489 | 0 | 0 | 0 | 31.3646 | 0 | 198.6793 | 1.5804 | 200.2597 | 96.2516 | 165.3693 | 261.6209
2009 | High-Rise Apartment | 2A | 7836.48 | 3.9617 | 4.4092 | 109.331 | 37.5408 | 18.9135 | 127.6754 | 0 | 4.0616 | 33.7622 | 7.3822 | 0.012814 | 7.3694 | 5.4794 | 0 | 0 | 0 | 34.3436 | 0 | 159.9036 | 4.4092 | 164.3128 | 113.2197 | 157.9034 | 271.1231
2009 | High-Rise Apartment | 2B | 7836.48 | 3.5216 | 3.3859 | 84.434 | 37.5408 | 18.927 | 127.6754 | 0 | 4.0616 | 35.3585 | 7.554 | 0.012814 | 7.5412 | 3.2477 | 0 | 0 | 0 | 34.5361 | 0 | 134.1029 | 3.3859 | 137.4889 | 110.7926 | 148.2459 | 259.0385
2009 | High-Rise Apartment | 3A | 7836.48 | 21.8817 | 26.7679 | 54.8558 | 37.5408 | 18.9236 | 127.6754 | 0 | 4.0616 | 27.7271 | 6.822 | 0.012814 | 6.8092 | 2.5853 | 0 | 0 | 0 | 39.5778 | 0 | 113.8591 | 26.7679 | 140.627 | 193.8357 | 169.7396 | 363.5754
2009 | High-Rise Apartment | 3B | 7836.48 | 9.8508 | 11.4258 | 58.0765 | 37.5408 | 18.9225 | 127.6754 | 0 | 4.0616 | 30.7222 | 6.3764 | 0.012814 | 6.3635 | 2.28 | 0 | 0 | 0 | 38.2406 | 0 | 107.293 | 11.4258 | 118.7189 | 145.1049 | 150.8122 | 295.9171
2009 | High-Rise Apartment | 3C | 7836.48 | 4.3579 | 4.7481 | 10.686 | 37.5408 | 18.9203 | 127.6754 | 0 | 4.0616 | 15.7366 | 3.8236 | 0.012814 | 3.8108 | 0.49619 | 0 | 0 | 0 | 40.1749 | 0 | 35.0875 | 4.7481 | 39.8356 | 131.2464 | 121.3535 | 252.5999
2009 | High-Rise Apartment | 4A | 7836.48 | 39.9387 | 49.4782 | 40.106 | 37.5408 | 18.8945 | 127.6754 | 0 | 4.0616 | 28.2255 | 7.3553 | 0.012814 | 7.3425 | 1.8961 | 0 | 0 | 0 | 43.6988 | 0 | 117.5087 | 49.4782 | 166.9869 | 272.2246 | 197.8101 | 470.0347
2009 | High-Rise Apartment | 4B | 7836.48 | 15.0967 | 17.6729 | 42.5746 | 37.5408 | 18.9091 | 127.6754 | 0 | 4.0616 | 28.8699 | 6.2933 | 0.012814 | 6.2805 | 1.5795 | 0 | 0 | 0 | 42.5368 | 0 | 94.4011 | 17.6729 | 112.074 | 175.9078 | 156.9382 | 332.8461
2009 | High-Rise Apartment | 4C | 7836.48 | 25.2315 | 30.8666 | 7.2172 | 37.5408 | 18.8731 | 127.6754 | 0 | 4.0616 | 20.6064 | 5.3424 | 0.012814 | 5.3296 | 0.31096 | 0 | 0 | 0 | 44.9449 | 0 | 58.6957 | 30.8666 | 89.5623 | 221.491 | 160.3069 | 381.7978
2009 | High-Rise Apartment | 5A | 7836.48 | 58.8275 | 72.6884 | 19.5557 | 37.5408 | 18.9012 | 127.6754 | 0 | 4.0616 | 28.5769 | 6.6379 | 0.012814 | 6.6251 | 0.88685 | 0 | 0 | 0 | 47.1908 | 0 | 114.472 | 72.6884 | 187.1604 | 350.2384 | 223.4749 | 573.7133
2009 | High-Rise Apartment | 5B | 7836.48 | 29.5996 | 35.6093 | 28.349 | 37.5408 | 18.9012 | 127.6754 | 0 | 4.0616 | 29.2942 | 5.8779 | 0.012814 | 5.8651 | 1.0193 | 0 | 0 | 0 | 46.2106 | 0 | 94.1272 | 35.6093 | 129.7365 | 239.0428 | 178.4524 | 417.4952
2009 | High-Rise Apartment | 5C | 7836.48 | 20.1495 | 24.7644 | 2.4461 | 37.5408 | 18.872 | 127.6754 | 0 | 4.0616 | 18.3118 | 4.7059 | 0.012814 | 4.6931 | 0.11114 | 0 | 0 | 0 | 46.9241 | 0 | 45.7118 | 24.7644 | 70.4762 | 209.4444 | 151.7386 | 361.183
2009 | High-Rise Apartment | 6A | 7836.48 | 81.1515 | 98.3712 | 22.3543 | 37.5408 | 18.8922 | 127.6754 | 0 | 4.0616 | 32.2074 | 8.745 | 0.012814 | 8.7322 | 1.1091 | 0 | 0 | 0 | 49.7771 | 0 | 145.5546 | 98.3712 | 243.9257 | 432.828 | 262.3802 | 695.2082
2009 | High-Rise Apartment | 6B | 7836.48 | 55.4508 | 66.031 | 15.9611 | 37.5408 | 18.8787 | 127.6754 | 0 | 4.0616 | 32.0188 | 6.089 | 0.012814 | 6.0762 | 0.59273 | 0 | 0 | 0 | 49.1185 | 0 | 110.0995 | 66.031 | 176.1305 | 336.4204 | 217.2413 | 553.6617
2009 | High-Rise Apartment | 7 | 7836.48 | 73.5616 | 87.5908 | 17.013 | 37.5408 | 18.8664 | 127.6754 | 0 | 4.0616 | 32.0827 | 6.9163 | 0.012814 | 6.9035 | 0.76112 | 0 | 0 | 0 | 52.853 | 0 | 130.322 | 87.5908 | 217.9129 | 410.3188 | 249.4527 | 659.7715
2009 | High-Rise Apartment | 8 | 7836.48 | 81.7544 | 93.6769 | 8.6766 | 37.5408 | 18.7631 | 127.6754 | 0 | 4.0616 | 36.0669 | 6.3696 | 0.012814 | 6.3568 | 0.35025 | 0 | 0 | 0 | 57.0005 | 0 | 133.2049 | 93.6769 | 226.8817 | 440.217 | 260.6377 | 700.8546
2012 | High-Rise Apartment | 0A | 7836.48 | 0 | 0 | 200.0381 | 31.0185 | 18.9382 | 127.6754 | 0 | 2.3541 | 46.809 | 7.8616 | 0.012814 | 7.8487 | 10.0944 | 0 | 0 | 0 | 28.6157 | 0 | 264.7903 | 0 | 264.7903 | 83.6033 | 180.8585 | 264.4618
2012 | High-Rise Apartment | 0B | 7836.48 | 0.019084 | 0 | 158.5289 | 31.0185 | 18.9416 | 127.6754 | 0 | 2.3541 | 46.4183 | 8.7798 | 0.012814 | 8.767 | 7.8402 | 0 | 0 | 0 | 28.4689 | 0 | 221.5736 | 0 | 221.5736 | 83.1745 | 165.9207 | 249.0951
2012 | High-Rise Apartment | 1A | 7836.48 | 0 | 0 | 142.9989 | 31.0185 | 18.9439 | 127.6754 | 0 | 2.3541 | 38.0381 | 7.0982 | 0.012814 | 7.0854 | 6.5941 | 0 | 0 | 0 | 31.287 | 0 | 194.7165 | 0 | 194.7165 | 91.4076 | 159.5476 | 250.9552
2012 | High-Rise Apartment | 1B | 7836.48 | 0.56916 | 0.33621 | 121.2059 | 31.0185 | 18.9203 | 127.6754 | 0 | 2.3541 | 40.0083 | 7.2363 | 0.012814 | 7.2235 | 5.8297 | 0 | 0 | 0 | 31.3646 | 0 | 174.8364 | 0.33621 | 175.1726 | 92.6166 | 153.1477 | 245.7643
2012 | High-Rise Apartment | 2A | 7836.48 | 3.2162 | 3.3541 | 105.0685 | 31.0185 | 18.9135 | 127.6754 | 0 | 2.3541 | 31.5259 | 6.8265 | 0.012814 | 6.8137 | 5.1808 | 0 | 0 | 0 | 34.3436 | 0 | 151.8052 | 3.3541 | 155.1592 | 110.137 | 151.2599 | 261.3969
2012 | High-Rise Apartment | 2B | 7836.48 | 2.6594 | 2.3231 | 79.7045 | 31.0185 | 18.927 | 127.6754 | 0 | 2.3541 | 32.8674 | 6.895 | 0.012814 | 6.8822 | 3.04 | 0 | 0 | 0 | 34.5361 | 0 | 125.1536 | 2.3231 | 127.4767 | 107.6875 | 141.3034 | 248.9909
2012 | High-Rise Apartment | 3A | 7836.48 | 19.5995 | 22.5013 | 53.6052 | 31.0185 | 18.9236 | 127.6754 | 0 | 2.3541 | 26.2295 | 6.4785 | 0.012814 | 6.4657 | 2.5068 | 0 | 0 | 0 | 39.5774 | 0 | 108.4066 | 22.5013 | 130.9079 | 181.3693 | 160.7902 | 342.1595
2012 | High-Rise Apartment | 3B | 7836.48 | 8.1905 | 8.9087 | 56.4701 | 31.0185 | 18.9225 | 127.6754 | 0 | 2.3541 | 29.0742 | 5.9812 | 0.012814 | 5.9684 | 2.2003 | 0 | 0 | 0 | 38.2406 | 0 | 101.9034 | 8.9087 | 110.8121 | 137.7507 | 143.6342 | 281.3849
2012 | High-Rise Apartment | 3C | 7836.48 | 3.5025 | 3.5254 | 10.6478 | 31.0185 | 18.9203 | 127.6754 | 0 | 2.3541 | 15.2898 | 3.5755 | 0.012814 | 3.5627 | 0.4917 | 0 | 0 | 0 | 40.1753 | 0 | 33.4945 | 3.5254 | 37.0199 | 127.6754 | 116.7691 | 244.4445
2012 | High-Rise Apartment | 4A | 7836.48 | 25.4796 | 29.4499 | 39.4122 | 31.0185 | 18.8945 | 127.6754 | 0 | 2.3541 | 24.8835 | 6.4089 | 0.012814 | 6.3961 | 1.8108 | 0 | 0 | 0 | 43.6992 | 0 | 97.9822 | 29.4499 | 127.4321 | 213.7125 | 168.2826 | 381.9951
2012 | High-Rise Apartment | 4B | 7836.48 | 8.433 | 9.0458 | 44.2798 | 31.0185 | 18.9091 | 127.6754 | 0 | 2.3541 | 26.8088 | 5.7892 | 0.012814 | 5.7764 | 1.6266 | 0 | 0 | 0 | 42.5368 | 0 | 86.9246 | 9.0458 | 95.9704 | 150.7033 | 142.9356 | 293.6389
2012 | High-Rise Apartment | 4C | 7836.48 | 15.4896 | 17.6844 | 8.7035 | 31.0185 | 18.8731 | 127.6754 | 0 | 2.3541 | 18.13 | 4.9484 | 0.012814 | 4.9356 | 0.3727 | 0 | 0 | 0 | 44.9453 | 0 | 47.6314 | 17.6844 | 65.3158 | 182.978 | 140.5211 | 323.499
2012 | High-Rise Apartment | 5A | 7836.48 | 40.1531 | 47.2042 | 19.9239 | 31.0185 | 18.9012 | 127.6754 | 0 | 2.3541 | 24.6624 | 5.8207 | 0.012814 | 5.8079 | 0.88461 | 0 | 0 | 0 | 47.1915 | 0 | 91.4318 | 47.2042 | 138.6361 | 275.7855 | 187.2888 | 463.0742
2012 | High-Rise Apartment | 5B | 7836.48 | 20.0092 | 22.6542 | 30.208 | 31.0185 | 18.9012 | 127.6754 | 0 | 2.3541 | 26.4372 | 5.503 | 0.012814 | 5.4902 | 1.0833 | 0 | 0 | 0 | 46.2106 | 0 | 83.2279 | 22.6542 | 105.8821 | 201.1944 | 158.9493 | 360.1437
2012 | High-Rise Apartment | 5C | 7836.48 | 14.2705 | 16.4913 | 3.9111 | 31.0185 | 18.872 | 127.6754 | 0 | 2.3541 | 16.812 | 4.4646 | 0.012814 | 4.4518 | 0.17513 | 0 | 0 | 0 | 46.9245 | 0 | 39.6205 | 16.4913 | 56.1119 | 185.2748 | 138.5653 | 323.8401
2012 | High-Rise Apartment | 6A | 7836.48 | 54.4584 | 62.7845 | 23.1637 | 31.0185 | 18.8922 | 127.6754 | 0 | 2.3541 | 27.3083 | 6.5627 | 0.012814 | 6.5499 | 1.0474 | 0 | 0 | 0 | 49.7779 | 0 | 112.5277 | 62.7845 | 175.3122 | 328.8608 | 212.673 | 541.5338
2012 | High-Rise Apartment | 6B | 7836.48 | 35.9669 | 41.0909 | 17.1499 | 31.0185 | 18.8787 | 127.6754 | 0 | 2.3541 | 26.6628 | 5.5456 | 0.012814 | 5.5328 | 0.63315 | 0 | 0 | 0 | 49.1185 | 0 | 85.9457 | 41.0909 | 127.0366 | 263.5547 | 181.2166 | 444.7713
2012 | High-Rise Apartment | 7 | 7836.48 | 50.0971 | 58.7707 | 19.0797 | 31.0185 | 18.8664 | 127.6754 | 0 | 2.3541 | 27.7237 | 6.2877 | 0.012814 | 6.2749 | 0.83297 | 0 | 0 | 0 | 52.8538 | 0 | 104.0083 | 58.7707 | 162.779 | 326.1194 | 208.8098 | 534.9293
2012 | High-Rise Apartment | 8 | 7836.48 | 63.5245 | 72.4755 | 11.6268 | 31.0185 | 18.7631 | 127.6754 | 0 | 2.3541 | 32.3634 | 6.254 | 0.012814 | 6.2412 | 0.46139 | 0 | 0 | 0 | 57.0005 | 0 | 114.2172 | 72.4755 | 186.6927 | 378.2753 | 230.1207 | 608.3961
2015 | High-Rise Apartment | 0A | 7836.48 | 0 | 0 | 175.4229 | 32.5823 | 17.8426 | 127.1579 | 0 | 2.3417 | 46.2005 | 7.0499 | 0.012814 | 7.0371 | 9.2996 | 0 | 0 | 0 | 27.8303 | 0 | 237.9601 | 0 | 237.9601 | 81.3087 | 170.8682 | 252.1769
2015 | High-Rise Apartment | 0B | 7836.48 | 0.0078582 | 0 | 140.0734 | 32.5823 | 17.846 | 127.1579 | 0 | 2.3417 | 44.5627 | 7.8447 | 0.012814 | 7.8319 | 7.2699 | 0 | 0 | 0 | 27.6851 | 0 | 199.7458 | 0 | 199.7458 | 80.8844 | 157.6437 | 238.528
2015 | High-Rise Apartment | 1A | 7836.48 | 0 | 0 | 126.5214 | 32.5823 | 17.8482 | 127.1579 | 0 | 2.3417 | 37.9405 | 6.3034 | 0.012814 | 6.2906 | 6.1429 | 0 | 0 | 0 | 30.4113 | 0 | 176.8953 | 0 | 176.8953 | 88.8492 | 152.5498 | 241.399
2015 | High-Rise Apartment | 1B | 7836.48 | 0.39291 | 0.21594 | 109.1289 | 32.5823 | 17.8257 | 127.1579 | 0 | 2.3417 | 39.1495 | 6.6256 | 0.012814 | 6.6128 | 5.5513 | 0 | 0 | 0 | 30.4801 | 0 | 160.8354 | 0.21594 | 161.0513 | 89.681 | 147.3298 | 237.0109
2015 | High-Rise Apartment | 2A | 7836.48 | 1.8601 | 1.9143 | 94.2848 | 32.5823 | 17.8201 | 127.1579 | 0 | 2.3417 | 31.2408 | 6.1934 | 0.012814 | 6.1806 | 4.9349 | 0 | 0 | 0 | 33.3573 | 0 | 138.5013 | 1.9143 | 140.4156 | 103.0489 | 144.259 | 247.3079
2015 | High-Rise Apartment | 2B | 7836.48 | 2.445 | 2.1998 | 73.5482 | 32.5823 | 17.8325 | 127.1579 | 0 | 2.3417 | 32.827 | 6.7143 | 0.012814 | 6.7014 | 3.0097 | 0 | 0 | 0 | 33.5421 | 0 | 118.5314 | 2.1998 | 120.7312 | 104.423 | 137.8982 | 242.3212
2015 | High-Rise Apartment | 3A | 7836.48 | 13.442 | 15.8162 | 48.7477 | 32.5823 | 17.8291 | 127.1579 | 0 | 2.3417 | 25.2057 | 5.7601 | 0.012814 | 5.7472 | 2.4125 | 0 | 0 | 0 | 38.4062 | 0 | 95.5551 | 15.8162 | 111.3713 | 158.4155 | 148.5133 | 306.9288
2015 | High-Rise Apartment | 3B | 7836.48 | 5.201 | 5.7079 | 51.7787 | 32.5823 | 17.828 | 127.1579 | 0 | 2.3417 | 28.1458 | 5.4816 | 0.012814 | 5.4688 | 2.1509 | 0 | 0 | 0 | 37.1159 | 0 | 92.7453 | 5.7079 | 98.4532 | 125.1136 | 136.1526 | 261.2662
2015 | High-Rise Apartment | 3C | 7836.48 | 1.9511 | 1.8386 | 10.9801 | 32.5823 | 17.8257 | 127.1579 | 0 | 2.3417 | 15.1629 | 3.1758 | 0.012814 | 3.163 | 0.53885 | 0 | 0 | 0 | 38.9834 | 0 | 31.796 | 1.8386 | 33.6346 | 119.2638 | 113.2878 | 232.5516
2015 | High-Rise Apartment | 4A | 7836.48 | 13.4622 | 15.5269 | 39.1888 | 32.5823 | 17.8022 | 127.1579 | 0 | 2.3417 | 24.677 | 6.5672 | 0.012814 | 6.5544 | 1.9477 | 0 | 0 | 0 | 42.3789 | 0 | 85.8301 | 15.5269 | 101.3569 | 169.1767 | 148.8584 | 318.0351
2015 | High-Rise Apartment | 4B | 7836.48 | 7.9761 | 8.8222 | 40.9659 | 32.5823 | 17.8156 | 127.1579 | 0 | 2.3417 | 26.7425 | 5.6343 | 0.012814 | 5.6215 | 1.6132 | 0 | 0 | 0 | 41.2596 | 0 | 82.9192 | 8.8222 | 91.7414 | 146.3184 | 140.0427 | 286.3611
2015 | High-Rise Apartment | 4C | 7836.48 | 14.7554 | 17.3824 | 8.1198 | 32.5823 | 17.782 | 127.1579 | 0 | 2.3417 | 18.0121 | 4.7643 | 0.012814 | 4.7515 | 0.3727 | 0 | 0 | 0 | 43.5831 | 0 | 46.0115 | 17.3824 | 63.3939 | 178.116 | 138.2817 | 316.3977
2015 | High-Rise Apartment | 5A | 7836.48 | 24.2582 | 28.7729 | 21.9064 | 32.5823 | 17.8078 | 127.1579 | 0 | 2.3417 | 23.6621 | 6.0194 | 0.012814 | 6.0066 | 1.0429 | 0 | 0 | 0 | 45.7453 | 0 | 76.8762 | 28.7729 | 105.6491 | 217.7112 | 162.4079 | 380.1191
2015 | High-Rise Apartment | 5B | 7836.48 | 19.1639 | 22.3806 | 27.9909 | 32.5823 | 17.8078 | 127.1579 | 0 | 2.3417 | 26.3294 | 5.3526 | 0.012814 | 5.3397 | 1.0754 | 0 | 0 | 0 | 44.8016 | 0 | 79.8994 | 22.3806 | 102.28 | 196.2785 | 156.1067 | 352.3852
2015 | High-Rise Apartment | 5C | 7836.48 | 13.5565 | 16.1709 | 3.6956 | 32.5823 | 17.7797 | 127.1579 | 0 | 2.3417 | 16.6863 | 4.2951 | 0.012814 | 4.2822 | 0.17737 | 0 | 0 | 0 | 45.4901 | 0 | 38.398 | 16.1709 | 54.5689 | 180.149 | 136.3716 | 316.5206
2015 | High-Rise Apartment | 6A | 7836.48 | 36.2465 | 42.7459 | 25.0732 | 32.5823 | 17.7988 | 127.1579 | 0 | 2.3417 | 26.179 | 6.8232 | 0.012814 | 6.8103 | 1.218 | 0 | 0 | 0 | 48.2363 | 0 | 95.5271 | 42.7459 | 138.2729 | 265.8112 | 185.2527 | 451.0638
2015 | High-Rise Apartment | 6B | 7836.48 | 26.9491 | 31.3235 | 18.1086 | 32.5823 | 17.7865 | 127.1579 | 0 | 2.3417 | 26.2082 | 5.6568 | 0.012814 | 5.644 | 0.71959 | 0 | 0 | 0 | 47.6042 | 0 | 77.6295 | 31.3235 | 108.953 | 230.5941 | 167.068 | 397.6621
2015 | High-Rise Apartment | 7 | 7836.48 | 37.1221 | 44.2652 | 21.5023 | 32.5823 | 17.7752 | 127.1579 | 0 | 2.3417 | 27.1837 | 6.4662 | 0.012814 | 6.4534 | 0.9935 | 0 | 0 | 0 | 51.1996 | 0 | 93.2549 | 44.2652 | 137.5201 | 278.9074 | 188.9491 | 467.8565
2015 | High-Rise Apartment | 8 | 7836.48 | 49.5493 | 58.0364 | 14.4456 | 32.5823 | 17.6776 | 127.1579 | 0 | 2.3417 | 31.0354 | 6.3651 | 0.012814 | 6.3523 | 0.60396 | 0 | 0 | 0 | 55.1923 | 0 | 101.9865 | 58.0364 | 160.0229 | 330.8074 | 209.6682 | 540.4756
2018 | High-Rise Apartment | 0A | 7836.48 | 0 | 0 | 174.9974 | 31.2846 | 12.1634 | 127.1579 | 0 | 1.6289 | 46.04 | 7.0342 | 0.012814 | 7.0214 | 7.3396 | 0 | 0 | 0 | 27.8299 | 0 | 235.3984 | 0 | 235.3984 | 81.3076 | 167.3589 | 248.6665
2018 | High-Rise Apartment | 0B | 7836.48 | 0.0078582 | 0 | 139.6647 | 31.2846 | 12.1656 | 127.1579 | 0 | 1.6289 | 44.4201 | 7.8245 | 0.012814 | 7.8117 | 4.7901 | 0 | 0 | 0 | 27.6843 | 0 | 196.6945 | 0 | 196.6945 | 80.8821 | 153.9665 | 234.8486
2018 | High-Rise Apartment | 1A | 7836.48 | 0 | 0 | 126.069 | 31.2846 | 12.1667 | 127.1579 | 0 | 1.6289 | 37.7855 | 6.2821 | 0.012814 | 6.2692 | 3.0546 | 0 | 0 | 0 | 30.4101 | 0 | 173.1783 | 0 | 173.1783 | 88.8458 | 148.6432 | 237.489
2018 | High-Rise Apartment | 1B | 7836.48 | 0.40526 | 0.22939 | 108.7764 | 31.2846 | 12.151 | 127.1579 | 0 | 1.6289 | 39.0193 | 6.5953 | 0.012814 | 6.5825 | 3.699 | 0 | 0 | 0 | 30.4797 | 0 | 158.4824 | 0.22939 | 158.7118 | 89.7192 | 143.9074 | 233.6266
2018 | High-Rise Apartment | 2A | 7836.48 | 1.8938 | 1.9596 | 93.9334 | 31.2846 | 12.1476 | 127.1579 | 0 | 1.6289 | 31.1207 | 6.1664 | 0.012814 | 6.1536 | 3.1826 | 0 | 0 | 0 | 33.3569 | 0 | 136.2841 | 1.9596 | 138.2438 | 103.1803 | 140.9149 | 244.0952
2018 | High-Rise Apartment | 2B | 7836.48 | 2.4922 | 2.2601 | 73.2574 | 31.2846 | 12.1566 | 127.1579 | 0 | 1.6289 | 32.7136 | 6.6907 | 0.012814 | 6.6779 | 0.91492 | 0 | 0 | 0 | 33.5429 | 0 | 116.056 | 2.2601 | 118.3161 | 104.6015 | 134.4804 | 239.0819
2018 | High-Rise Apartment | 3A | 7836.48 | 13.543 | 15.9457 | 48.5142 | 31.2846 | 12.1544 | 127.1579 | 0 | 1.6289 | 25.1181 | 5.7354 | 0.012814 | 5.7225 | 1.1944 | 0 | 0 | 0 | 38.4062 | 0 | 94.0924 | 15.9457 | 110.0381 | 158.7938 | 145.5112 | 304.305
2018 | High-Rise Apartment | 3B | 7836.48 | 5.2717 | 5.8009 | 51.5183 | 31.2846 | 12.1533 | 127.1579 | 0 | 1.6289 | 28.0425 | 5.4525 | 0.012814 | 5.4396 | 0.64774 | 0 | 0 | 0 | 37.1156 | 0 | 90.9199 | 5.8009 | 96.7208 | 125.3842 | 132.9899 | 258.3741
2018 | High-Rise Apartment | 3C | 7836.48 | 2.0038 | 1.9147 | 10.7983 | 31.2846 | 12.151 | 127.1579 | 0 | 1.6289 | 15.09 | 3.1534 | 0.012814 | 3.1406 | 0.15155 | 0 | 0 | 0 | 38.9834 | 0 | 31.1842 | 1.9147 | 33.0989 | 119.4872 | 110.5244 | 230.0115
2018 | High-Rise Apartment | 4A | 7836.48 | 14.4209 | 16.7661 | 36.6809 | 31.2846 | 12.1353 | 127.1579 | 0 | 1.6289 | 24.155 | 6.245 | 0.012814 | 6.2322 | 0.84083 | 0 | 0 | 0 | 42.3797 | 0 | 82.3298 | 16.7661 | 99.0959 | 172.7994 | 146.2728 | 319.0722
2018 | High-Rise Apartment | 4B | 7836.48 | 8.9011 | 10.0372 | 37.423 | 31.2846 | 12.1443 | 127.1579 | 0 | 1.6289 | 25.8186 | 5.3133 | 0.012814 | 5.3004 | 0.39066 | 0 | 0 | 0 | 41.2592 | 0 | 77.8338 | 10.0372 | 87.871 | 149.8669 | 136.8877 | 286.7546
2018 | High-Rise Apartment | 4C | 7836.48 | 15.704 | 18.6047 | 6.7479 | 31.2846 | 12.1218 | 127.1579 | 0 | 1.6289 | 17.7887 | 4.3254 | 0.012814 | 4.3126 | 0.085318 | 0 | 0 | 0 | 43.5827 | 0 | 44.6385 | 18.6047 | 63.2432 | 181.6859 | 136.4089 | 318.0948
2018 | High-Rise Apartment | 5A | 7836.48 | 24.8555 | 29.5402 | 20.8242 | 31.2846 | 12.1387 | 127.1579 | 0 | 1.6289 | 23.4444 | 5.8521 | 0.012814 | 5.8393 | 0.34801 | 0 | 0 | 0 | 45.7456 | 0 | 75.3113 | 29.5402 | 104.8515 | 219.9541 | 160.0118 | 379.9659
2018 | High-Rise Apartment | 5B | 7836.48 | 19.8352 | 23.2459 | 26.4069 | 31.2846 | 12.1398 | 127.1579 | 0 | 1.6289 | 25.9534 | 5.1752 | 0.012814 | 5.1624 | 0.24922 | 0 | 0 | 0 | 44.8012 | 0 | 77.607 | 23.2459 | 100.8529 | 198.8055 | 153.5584 | 352.3639
2018 | High-Rise Apartment | 5C | 7836.48 | 14.1032 | 16.8587 | 2.9928 | 31.2846 | 12.1207 | 127.1579 | 0 | 1.6289 | 16.5752 | 4.0728 | 0.012814 | 4.06 | 0.035923 | 0 | 0 | 0 | 45.4897 | 0 | 37.7671 | 16.8587 | 54.6258 | 182.1562 | 134.2172 | 316.3734
2018 | High-Rise Apartment | 6A | 7836.48 | 36.4092 | 42.9334 | 24.8903 | 31.2846 | 12.133 | 127.1579 | 0 | 1.6289 | 26.1139 | 6.8097 | 0.012814 | 6.7969 | 0.43108 | 0 | 0 | 0 | 48.2359 | 0 | 94.6413 | 42.9334 | 137.5747 | 266.359 | 182.5096 | 448.8686
2018 | High-Rise Apartment | 6B | 7836.48 | 27.1164 | 31.5098 | 17.9571 | 31.2846 | 12.1241 | 127.1579 | 0 | 1.6289 | 26.1554 | 5.6343 | 0.012814 | 5.6215 | 0.18074 | 0 | 0 | 0 | 47.6031 | 0 | 77.0311 | 31.5098 | 108.541 | 231.1363 | 164.4233 | 395.5596
2018 | High-Rise Apartment | 7 | 7836.48 | 37.286 | 44.4504 | 21.3193 | 31.2846 | 12.1173 | 127.1579 | 0 | 1.6289 | 27.1209 | 6.4448 | 0.012814 | 6.432 | 0.34015 | 0 | 0 | 0 | 51.2 | 0 | 92.4983 | 44.4504 | 136.9487 | 279.4507 | 186.2517 | 465.7025
2018 | High-Rise Apartment | 8 | 7836.48 | 49.7614 | 58.2316 | 14.2907 | 31.2846 | 12.05 | 127.1579 | 0 | 1.6289 | 30.9882 | 6.3438 | 0.012814 | 6.331 | 0.14482 | 0 | 0 | 0 | 55.1923 | 0 | 101.5161 | 58.2316 | 159.7477 | 331.3765 | 207.0888 | 538.4654
2006 | Hospital | 0A | 22436.18 | 0 | 94.9814 | 415.8003 | 178.436 | 10.2652 | 278.6834 | 37.4704 | 106.4229 | 184.1234 | 79.6174 | 0.030907 | 79.5865 | 90.0202 | 0 | 0 | 1.0351 | 14.5483 | 8.7301 | 769.5305 | 94.9814 | 864.5119 | 429.474 | 610.1505 | 1039.6245
2006 | Hospital | 0B | 22436.18 | 1.7307 | 105.3231 | 302.5521 | 178.436 | 10.2671 | 278.6834 | 37.4704 | 106.4229 | 189.4246 | 69.555 | 0.030907 | 69.5241 | 67.5847 | 1.1383 | 0 | 1.0351 | 14.531 | 8.6866 | 631.9544 | 105.3231 | 737.2775 | 459.6371 | 573.371 | 1033.0081
2006 | Hospital | 1A | 22436.18 | 0 | 114.8725 | 297.1921 | 178.436 | 10.2683 | 278.6834 | 37.4704 | 106.4229 | 178.2376 | 68.045 | 0.030907 | 68.0141 | 77.0029 | 0 | 0 | 1.0351 | 14.8543 | 8.558 | 620.4467 | 114.8725 | 735.3192 | 488.4811 | 579.2613 | 1067.7424
2006 | Hospital | 1B | 22436.18 | 6.2113 | 105.5127 | 257.4704 | 178.436 | 10.2554 | 278.6834 | 37.4704 | 106.4229 | 188.4447 | 60.9268 | 0.030907 | 60.8959 | 50.6244 | 3.1544 | 0 | 1.0351 | 14.8887 | 8.4886 | 566.8011 | 105.5127 | 672.3139 | 461.2364 | 551.5459 | 1012.7823
2006 | Hospital | 2A | 22436.18 | 10.7973 | 132.0318 | 265.6704 | 178.436 | 10.2518 | 278.6834 | 37.4704 | 106.4229 | 175.7497 | 66.5158 | 0.030907 | 66.4849 | 59.4831 | 12.8189 | 0 | 1.0351 | 15.2451 | 8.3388 | 591.0043 | 132.0318 | 723.0361 | 539.7556 | 586.6533 | 1126.4089
2006 | Hospital | 2B | 22436.18 | 50.6099 | 118.1903 | 175.1926 | 178.436 | 10.2593 | 278.6834 | 37.4704 | 106.4229 | 185.3805 | 46.6371 | 0.030907 | 46.6062 | 27.08 | 109.1849 | 0 | 1.0351 | 15.3147 | 8.1427 | 594.054 | 118.1903 | 712.2443 | 499.5195 | 573.8608 | 1073.3802
2006 | Hospital | 3A | 22436.18 | 27.6254 | 169.5728 | 184.352 | 178.436 | 10.2573 | 278.6834 | 37.4704 | 106.4229 | 178.2341 | 57.1713 | 0.030907 | 57.1404 | 37.7592 | 49.1195 | 0 | 1.0351 | 16.1244 | 7.9879 | 534.2306 | 169.5728 | 703.8034 | 652.0036 | 605.5227 | 1257.5262
2006 | Hospital | 3B | 22436.18 | 45.6749 | 123.6457 | 142.8298 | 178.436 | 10.2569 | 278.6834 | 37.4704 | 106.4229 | 185.1311 | 44.0904 | 0.030907 | 44.0595 | 23.1437 | 105.6329 | 0 | 1.0351 | 15.8885 | 7.9596 | 546.4719 | 123.6457 | 670.1176 | 517.1342 | 563.5398 | 1080.674
2006 | Hospital | 3C | 22436.18 | 13.7858 | 160.4249 | 128.2374 | 178.436 | 10.2554 | 278.6834 | 37.4704 | 106.4229 | 183.8293 | 43.9015 | 0.030907 | 43.8705 | 22.4536 | 20.6307 | 0 | 1.0351 | 16.1625 | 7.9047 | 412.8075 | 160.4249 | 573.2324 | 625.389 | 554.8234 | 1180.2124
2006 | Hospital | 4A | 22436.18 | 39.3351 | 224.0153 | 155.7287 | 178.436 | 10.2416 | 278.6834 | 37.4704 | 106.4229 | 181.4058 | 53.5228 | 0.030907 | 53.4919 | 27.518 | 69.4526 | 0 | 1.0351 | 16.927 | 7.7561 | 526.932 | 224.0153 | 750.9473 | 813.4068 | 658.1851 | 1471.5919
2006 | Hospital | 4B | 22436.18 | 49.4873 | 131.5666 | 103.1572 | 178.436 | 10.2495 | 278.6834 | 37.4704 | 106.4229 | 187.1826 | 37.1554 | 0.030907 | 37.1245 | 12.8472 | 134.4773 | 0 | 1.0351 | 16.6628 | 7.7208 | 524.276 | 131.5666 | 655.8426 | 542.5383 | 564.5537 | 1107.092
2006 | Hospital | 4C | 22436.18 | 36.9868 | 209.6215 | 80.4636 | 178.436 | 10.2299 | 278.6834 | 37.4704 | 106.4229 | 184.1552 | 37.2742 | 0.030907 | 37.2433 | 7.8291 | 36.7629 | 0 | 1.0351 | 17.1642 | 7.6012 | 383.4408 | 209.6215 | 593.0623 | 772.0473 | 594.8573 | 1366.9046
2006 | Hospital | 5A | 22436.18 | 44.9884 | 287.6612 | 114.183 | 178.436 | 10.2448 | 278.6834 | 37.4704 | 106.4229 | 206.4621 | 47.9891 | 0.030907 | 47.9582 | 17.2943 | 82.8687 | 0 | 1.0351 | 17.7274 | 7.5765 | 513.7547 | 287.6612 | 801.4159 | 1001.6927 | 718.0609 | 1719.7536
2006 | Hospital | 5B | 22436.18 | 56.3 | 158.265 | 85.7577 | 178.436 | 10.2452 | 278.6834 | 37.4704 | 106.4229 | 187.0391 | 34.0605 | 0.030907 | 34.0296 | 8.3607 | 134.9521 | 0 | 1.0351 | 17.4725 | 7.5714 | 506.4393 | 158.265 | 664.7043 | 622.9055 | 585.904 | 1208.8095
2006 | Hospital | 5C | 22436.18 | 42.0817 | 239.9731 | 68.619 | 178.436 | 10.2291 | 278.6834 | 37.4704 | 106.4229 | 194.5513 | 33.5916 | 0.030907 | 33.5607 | 4.9283 | 38.4517 | 0 | 1.0351 | 17.6004 | 7.4946 | 382.1927 | 239.9731 | 622.1658 | 861.9966 | 625.1812 | 1487.1777
2006 | Hospital | 6A | 22436.18 | 45.7181 | 326.7828 | 114.4947 | 178.436 | 10.2401 | 278.6834 | 37.4704 | 106.4229 | 191.9148 | 50.3746 | 0.030907 | 50.3437 | 18.3809 | 99.1185 | 0 | 1.0355 | 18.4073 | 7.5279 | 519.9707 | 326.7828 | 846.7535 | 1117.9758 | 759.9716 | 1877.9474
2006 | Hospital | 6B | 22436.18 | 62.3603 | 232.7069 | 79.3696 | 178.436 | 10.2326 | 278.6834 | 37.4704 | 106.4229 | 180.8482 | 35.865 | 0.030907 | 35.8341 | 5.8525 | 140.903 | 0 | 1.0355 | 18.206 | 7.4554 | 505.1678 | 232.7069 | 737.8746 | 842.5367 | 660.6002 | 1503.1369
2006 | Hospital | 7 | 22436.18 | 52.2281 | 381.3448 | 109.3461 | 178.436 | 10.2264 | 278.6834 | 37.4704 | 106.4229 | 193.7742 | 47.2496 | 0.030907 | 47.2187 | 13.5443 | 123.5365 | 0 | 1.0355 | 19.2267 | 7.4413 | 539.6478 | 381.3448 | 920.9927 | 1279.7778 | 822.0538 | 2101.8316
2006 | Hospital | 8 | 22436.18 | 64.4843 | 444.1285 | 67.7505 | 178.436 | 10.1699 | 278.6834 | 37.4704 | 106.4229 | 180.1808 | 36.3233 | 0.030907 | 36.2924 | 4.4033 | 158.0127 | 0 | 1.0359 | 20.4405 | 7.2758 | 511.1241 | 444.1285 | 955.2526 | 1466.7517 | 876.2123 | 2342.9641
2009 | Hospital | 0A | 22436.18 | 0 | 124.3869 | 562.8083 | 178.436 | 8.3341 | 278.6834 | 37.4704 | 106.4229 | 223.6235 | 90.2414 | 0.030907 | 90.2105 | 112.7801 | 0 | 0 | 1.0351 | 14.554 | 8.7344 | 989.4224 | 124.3869 | 1113.8093 | 515.4015 | 714.1667 | 1229.5682
2009 | Hospital | 0B | 22436.18 | 1.6598 | 115.2894 | 349.9044 | 178.436 | 8.3357 | 278.6834 | 37.4704 | 106.4229 | 193.3523 | 80.4871 | 0.030907 | 80.4562 | 77.4852 | 1.0928 | 0 | 1.0351 | 14.531 | 8.6878 | 703.9506 | 115.2894 | 819.24 | 488.7544 | 607.3194 | 1096.0738
2009 | Hospital | 1A | 22436.18 | 0 | 156.0895 | 394.9888 | 178.436 | 8.3364 | 278.6834 | 37.4704 | 106.4229 | 225.2159 | 83.7859 | 0.030907 | 83.7549 | 92.3258 | 0 | 0 | 1.0351 | 14.8686 | 8.5591 | 796.2854 | 156.0895 | 952.3749 | 608.942 | 680.0179 | 1288.9599
2009 | Hospital | 1B | 22436.18 | 6.0709 | 118.1542 | 293.6377 | 178.436 | 8.3262 | 278.6834 | 37.4704 | 106.4229 | 196.9823 | 69.4358 | 0.030907 | 69.4049 | 57.3779 | 3.0615 | 0 | 1.0351 | 14.8889 | 8.4894 | 626.5352 | 118.1542 | 744.6894 | 498.1699 | 583.9733 | 1082.1432
2009 | Hospital | 2A | 22436.18 | 10.7565 | 192.3118 | 346.4386 | 178.436 | 8.3231 | 278.6834 | 37.4704 | 106.4229 | 251.4003 | 71.0497 | 0.030907 | 71.0188 | 76.0995 | 12.7303 | 15.048 | 1.0351 | 15.2636 | 8.3376 | 783.492 | 192.3118 | 975.8037 | 715.9225 | 712.1756 | 1428.0981
2009 | Hospital | 2B | 22436.18 | 49.283 | 165.664 | 203.5806 | 178.436 | 8.3294 | 278.6834 | 37.4704 | 106.4229 | 231.9608 | 55.8338 | 0.030907 | 55.8029 | 32.7474 | 106.2359 | 0 | 1.0351 | 15.3251 | 8.1427 | 679.6106 | 165.664 | 845.2746 | 638.2487 | 649.9684 | 1288.2171
2009 | Hospital | 3A | 22436.18 | 27.6109 | 216.8427 | 217.3064 | 178.436 | 8.3278 | 278.6834 | 37.4704 | 106.4229 | 254.732 | 68.2105 | 0.030907 | 68.1796 | 43.8713 | 49.0089 | 15.1009 | 1.0351 | 16.1424 | 7.9765 | 675.81 | 216.8427 | 892.6527 | 790.1592 | 700.6058 | 1490.765
2009 | Hospital | 3B | 22436.18 | 44.9562 | 182.6463 | 176.3355 | 178.436 | 8.3274 | 278.6834 | 37.4704 | 106.4229 | 235.5148 | 51.6791 | 0.030907 | 51.6482 | 27.4917 | 104.0076 | 0 | 1.0351 | 15.8992 | 7.9596 | 639.954 | 182.6463 | 822.6003 | 689.5413 | 653.8879 | 1343.4292
2009 | Hospital | 3C | 22436.18 | 13.7788 | 193.9672 | 146.8767 | 178.436 | 8.3262 | 278.6834 | 37.4704 | 106.4229 | 250.1487 | 46.8108 | 0.030907 | 46.7799 | 24.073 | 20.6029 | 0 | 1.0351 | 16.1822 | 7.9055 | 502.2599 | 193.9672 | 696.2272 | 723.443 | 618.343 | 1341.786
2009 | Hospital | 4A | 22436.18 | 39.3264 | 254.7149 | 169.7851 | 178.436 | 8.3149 | 278.6834 | 37.4704 | 106.4229 | 249.0297 | 59.9238 | 0.030907 | 59.8929 | 29.8047 | 69.4342 | 14.5002 | 1.0351 | 16.9452 | 7.744 | 631.7733 | 254.7149 | 886.4882 | 903.1518 | 724.1243 | 1627.276
2009 | Hospital | 4B | 22436.18 | 49.3022 | 214.3965 | 121.5631 | 178.436 | 8.3211 | 278.6834 | 37.4704 | 106.4229 | 241.6852 | 43.0192 | 0.030907 | 42.9883 | 15.4064 | 133.5665 | 0 | 1.0351 | 16.6759 | 7.7208 | 604.5117 | 214.3965 | 818.9082 | 784.571 | 674.1998 | 1458.7707
2009 | Hospital | 4C | 22436.18 | 36.9891 | 231.0584 | 86.5149 | 178.436 | 8.3055 | 278.6834 | 37.4704 | 106.4229 | 250.3487 | 39.2429 | 0.030907 | 39.212 | 8.5619 | 36.755 | 14.9437 | 1.0351 | 17.1828 | 7.6012 | 473.3253 | 231.0584 | 704.3837 | 834.7311 | 646.4197 | 1481.1508
2009 | Hospital | 5A | 22436.18 | 44.9856 | 283.2297 | 121.9454 | 178.436 | 8.3176 | 278.6834 | 37.4704 | 106.4229 | 252.1802 | 51.8497 | 0.030907 | 51.8188 | 18.4005 | 82.8774 | 11.1733 | 1.0351 | 17.7429 | 7.5769 | 583.3811 | 283.2297 | 866.6107 | 988.7911 | 736.8171 | 1725.6082
2009 | Hospital | 5B | 22436.18 | 56.1354 | 266.3408 | 98.8127 | 178.436 | 8.318 | 278.6834 | 37.4704 | 106.4229 | 243.1638 | 39.3084 | 0.030907 | 39.2775 | 10.0676 | 134.1224 | 0 | 1.0351 | 17.4816 | 7.5714 | 581.5794 | 266.3408 | 847.9202 | 938.685 | 719.0484 | 1657.7334
2009 | Hospital | 5C | 22436.18 | 42.0794 | 242.5674 | 70.2235 | 178.436 | 8.3047 | 278.6834 | 37.4704 | 106.4229 | 248.7536 | 34.0727 | 0.030907 | 34.0418 | 5.1977 | 38.4572 | 11.3246 | 1.0351 | 17.6094 | 7.4946 | 450.0777 | 242.5674 | 692.6451 | 869.6021 | 650.3616 | 1519.9638
2009 | Hospital | 6A | 22436.18 | 45.7141 | 351.9549 | 127.7253 | 178.436 | 8.3137 | 278.6834 | 37.4704 | 106.4229 | 255.8812 | 57.3348 | 0.030907 | 57.3039 | 20.4088 | 99.133 | 15.3264 | 1.0355 | 18.4262 | 7.5283 | 621.4928 | 351.9549 | 973.4477 | 1191.5737 | 819.2523 | 2010.826
2009 | Hospital | 6B | 22436.18 | 62.2541 | 306.488 | 88.6969 | 178.436 | 8.3078 | 278.6834 | 37.4704 | 106.4229 | 243.6818 | 40.3337 | 0.030907 | 40.3028 | 6.9355 | 140.4996 | 10.266 | 1.0355 | 18.2295 | 7.4554 | 592.6366 | 306.488 | 899.1246 | 1058.1633 | 763.6847 | 1821.848
2009 | Hospital | 7 | 22436.18 | 52.2246 | 403.589 | 115.8145 | 178.436 | 8.3027 | 278.6834 | 37.4704 | 106.4229 | 254.2638 | 50.3472 | 0.030907 | 50.3163 | 14.3348 | 123.531 | 15.2664 | 1.0355 | 19.2513 | 7.4417 | 625.7514 | 403.589 | 1029.3404 | 1344.8377 | 873.1358 | 2217.9735
2009 | Hospital | 8 | 22436.18 | 64.4714 | 502.2605 | 70.6187 | 178.436 | 8.2568 | 278.6834 | 37.4704 | 106.4229 | 250.2887 | 37.8533 | 0.030907 | 37.8224 | 4.8797 | 157.95 | 14.95 | 1.0359 | 20.46 | 7.2762 | 600.9809 | 502.2605 | 1103.2413 | 1636.6466 | 964.4653 | 2601.1119
2012 | Hospital | 0A | 22436.18 | 0 | 167.4708 | 507 | 162.0129 | 8.3341 | 278.6834 | 37.4704 | 103.7829 | 239.8839 | 85.7903 | 0.030907 | 85.7594 | 59.6549 | 0 | 20.172 | 1.0351 | 14.5661 | 8.7223 | 912.4701 | 167.4708 | 1079.9409 | 641.3098 | 724.3946 | 1365.7044
2012 | Hospital | 0B | 22436.18 | 1.6413 | 155.4724 | 388.5529 | 162.0129 | 8.3357 | 278.6834 | 37.4704 | 103.7829 | 244.8377 | 91.1883 | 0.030907 | 91.1574 | 44.5904 | 1.063 | 14.9151 | 1.0351 | 14.5484 | 8.6772 | 786.7578 | 155.4724 | 942.2302 | 606.2036 | 669.3349 | 1275.5384
2012 | Hospital | 1A | 22436.18 | 0 | 176.2714 | 351.1003 | 162.0129 | 8.3364 | 278.6834 | 37.4704 | 103.7829 | 238.9809 | 82.3468 | 0.030907 | 82.3159 | 47.4488 | 0 | 20.0547 | 1.0351 | 14.8718 | 8.5568 | 739.9007 | 176.2714 | 916.1721 | 667.9146 | 674.3781 | 1342.2927
2012 | Hospital | 1B | 22436.18 | 6.0101 | 151.6597 | 320.7941 | 162.0129 | 8.3262 | 278.6834 | 37.4704 | 103.7829 | 247.7526 | 76.95 | 0.030907 | 76.9191 | 32.4843 | 3.0066 | 14.819 | 1.0351 | 14.9065 | 8.4811 | 701.7858 | 151.6597 | 853.4455 | 596.1105 | 636.7256 | 1232.8361
2012 | Hospital | 2A | 22436.18 | 10.6859 | 185.4966 | 316.1991 | 162.0129 | 8.3231 | 278.6834 | 37.4704 | 103.7829 | 239.8377 | 83.2648 | 0.030907 | 83.2338 | 38.1254 | 12.5766 | 18.155 | 1.0351 | 15.2636 | 8.329 | 718.8135 | 185.4966 | 904.3101 | 696.0113 | 676.6948 | 1372.7061
2012 | Hospital | 2B | 22436.18 | 49.1403 | 159.7322 | 195.3622 | 162.0129 | 8.3294 | 278.6834 | 37.4704 | 103.7829 | 238.39 | 55.6743 | 0.030907 | 55.6433 | 16.6815 | 105.7956 | 9.6417 | 1.0351 | 15.3327 | 8.1427 | 670.6547 | 159.7322 | 830.3868 | 620.9403 | 634.454 | 1255.3942
2012 | Hospital | 3A | 22436.18 | 27.4352 | 206.6691 | 203.2187 | 162.0129 | 8.3278 | 278.6834 | 37.4704 | 103.7829 | 244.6781 | 65.9332 | 0.030907 | 65.9022 | 22.1701 | 48.5753 | 20.2845 | 1.0351 | 16.1425 | 7.9765 | 632.2642 | 206.6691 | 838.9332 | 760.4364 | 669.0028 | 1429.4393
2012 | Hospital | 3B | 22436.18 | 44.8786 | 169.9001 | 162.1446 | 162.0129 | 8.3274 | 278.6834 | 37.4704 | 103.7829 | 243.5308 | 50.666 | 0.030907 | 50.6351 | 14.1328 | 103.6038 | 10.1028 | 1.0351 | 15.9071 | 7.9592 | 629.0286 | 169.9001 | 798.9287 | 652.3251 | 630.8851 | 1283.2102
2012 | Hospital | 3C | 22436.18 | 13.7572 | 180.0065 | 133.8833 | 162.0129 | 8.3262 | 278.6834 | 37.4704 | 103.7829 | 240.7383 | 45.2781 | 0.030907 | 45.2472 | 12.1755 | 20.5162 | 5.3596 | 1.0351 | 16.1822 | 7.9051 | 471.6773 | 180.0065 | 651.6839 | 682.656 | 587.3898 | 1270.0458
2012 | Hospital | 4A | 22436.18 | 39.1316 | 240.8476 | 161.3902 | 162.0129 | 8.3149 | 278.6834 | 37.4704 | 103.7829 | 239.5557 | 58.3852 | 0.030907 | 58.3543 | 15.1825 | 68.0148 | 17.748 | 1.0351 | 16.9455 | 7.744 | 599.3772 | 240.8476 | 840.2248 | 862.6376 | 692.6439 | 1555.2816
2012 | Hospital | 4B | 22436.18 | 49.0376 | 183.3778 | 112.5452 | 162.0129 | 8.3211 | 278.6834 | 37.4704 | 103.7829 | 243.9065 | 42.5875 | 0.030907 | 42.5566 | 7.9287 | 131.5793 | 12.5735 | 1.0351 | 16.684 | 7.7208 | 600.1273 | 183.3778 | 783.5051 | 693.9712 | 635.1638 | 1329.135
2012 | Hospital | 4C | 22436.18 | 36.8978 | 218.0347 | 80.3173 | 162.0129 | 8.3055 | 278.6834 | 37.4704 | 103.7829 | 241.5072 | 38.2348 | 0.030907 | 38.2039 | 4.3609 | 36.2657 | 14.2344 | 1.0351 | 17.1829 | 7.6012 | 451.7873 | 218.0347 | 669.822 | 796.6818 | 619.4992 | 1416.181
2012 | Hospital | 5A | 22436.18 | 44.7927 | 265.216 | 117.3751 | 162.0129 | 8.3176 | 278.6834 | 37.4704 | 103.7829 | 243.0631 | 50.3676 | 0.030907 | 50.3367 | 9.303 | 80.9906 | 20.1833 | 1.0351 | 17.7438 | 7.5773 | 566.0444 | 265.216 | 831.2604 | 936.1646 | 706.3454 | 1642.51
2012 | Hospital | 5B | 22436.18 | 55.8774 | 218.4232 | 92.2332 | 162.0129 | 8.318 | 278.6834 | 37.4704 | 103.7829 | 247.4918 | 38.7818 | 0.030907 | 38.7509 | 5.1432 | 131.9898 | 13.0028 | 1.0351 | 17.4961 | 7.5714 | 584.4892 | 218.4232 | 802.9124 | 798.732 | 665.6165 | 1464.3485
2012 | Hospital | 5C | 22436.18 | 41.9782 | 229.8548 | 65.4336 | 162.0129 | 8.3047 | 278.6834 | 37.4704 | 103.7829 | 240.4058 | 33.2383 | 0.030907 | 33.2074 | 2.6475 | 38.1458 | 14.0274 | 1.0351 | 17.6098 | 7.4946 | 435.8457 | 229.8548 | 665.7005 | 832.4628 | 626.2532 | 1458.716
2012 | Hospital | 6A | 22436.18 | 45.5667 | 326.3211 | 124.2698 | 162.0129 | 8.3137 | 278.6834 | 37.4704 | 103.7829 | 245.8572 | 55.5472 | 0.030907 | 55.5163 | 10.331 | 95.3061 | 17.1983 | 1.0355 | 18.4263 | 7.5307 | 594.0454 | 326.3211 | 920.3665 | 1116.683 | 777.7003 | 1894.3834
2012 | Hospital | 6B | 22436.18 | 61.4115 | 293.9433 | 84.3724 | 162.0129 | 8.3078 | 278.6834 | 37.4704 | 103.7829 | 259.4646 | 40.0354 | 0.030907 | 40.0044 | 3.6097 | 135.0345 | 21.9521 | 1.0355 | 18.237 | 7.4566 | 605.8492 | 293.9433 | 899.7925 | 1021.5349 | 749.1457 | 1770.6806
2012 | Hospital | 7 | 22436.18 | 52.0034 | 375.3778 | 103.8614 | 162.0129 | 8.3027 | 278.6834 | 37.4704 | 103.7829 | 243.7285 | 47.032 | 0.030907 | 47.0011 | 6.7657 | 118.4628 | 17.0132 | 1.0355 | 19.2504 | 7.4326 | 588.836 | 375.3778 | 964.2138 | 1262.4136 | 825.7604 | 2088.174
2012 | Hospital | 8 | 22436.18 | 64.1405 | 469.6602 | 60.4853 | 162.0129 | 8.2568 | 278.6834 | 37.4704 | 103.7829 | 240.2039 | 35.8438 | 0.030907 | 35.8129 | 2.1652 | 150.4189 | 17.2991 | 1.0359 | 20.4603 | 7.2687 | 570.5257 | 469.6602 | 1040.1859 | 1541.4024 | 914.9136 | 2456.316
2015 | Hospital | 0A | 22436.18 | 0 | 60.6601 | 252.5946 | 126.1417 | 7.8843 | 278.0164 | 37.4704 | 102.4623 | 110.7172 | 47.7135 | 0.030907 | 47.6825 | 38.5348 | 0 | 10.811 | 1.0351 | 13.326 | 7.0739 | 460.3402 | 60.6601 | 521.0002 | 325.6299 | 447.9123 | 773.5422
2015 | Hospital | 0B | 22436.18 | 0.96182 | 60.6576 | 193.5773 | 126.1816 | 7.8859 | 278.0164 | 37.4704 | 102.4623 | 110.7984 | 41.3975 | 0.030907 | 41.3666 | 24.7042 | 0.70578 | 10.811 | 1.0351 | 13.3346 | 7.0331 | 382.9251 | 60.6576 | 443.5828 | 325.6483 | 421.4213 | 747.0696
2015 | Hospital | 1A | 22436.18 | 0 | 65.4061 | 189.3376 | 126.2197 | 7.8867 | 278.0164 | 37.4704 | 102.4623 | 109.5684 | 40.2506 | 0.030907 | 40.2197 | 30.6203 | 0 | 10.811 | 1.0351 | 13.6322 | 6.9237 | 380.5569 | 65.4061 | 445.9629 | 340.3905 | 425.6324 | 766.0228
2015 | Hospital | 1B | 22436.18 | 3.8936 | 64.3859 | 179.615 | 126.2212 | 7.8769 | 278.0164 | 37.4704 | 102.4623 | 112.2178 | 37.0362 | 0.030907 | 37.0053 | 18.3585 | 2.5204 | 10.811 | 1.0351 | 13.7899 | 6.8535 | 364.4216 | 64.3859 | 428.8075 | 337.8705 | 419.22 | 757.0905
2015 | Hospital | 2A | 22436.18 | 7.357 | 71.7318 | 166.715 | 126.2401 | 7.8741 | 278.0164 | 37.4704 | 102.4623 | 110.3808 | 39.268 | 0.030907 | 39.2371 | 22.7971 | 11.4266 | 9.6437 | 1.0351 | 14.2023 | 6.7096 | 367.5572 | 71.7318 | 439.289 | 360.537 | 428.008 | 788.5449
2015 | Hospital | 2B | 22436.18 | 33.6971 | 63.3964 | 104.157 | 126.2875 | 7.8796 | 278.0164 | 37.4704 | 102.4623 | 116.5281 | 28.5515 | 0.030907 | 28.5206 | 8.4772 | 84.9857 | 8.6133 | 1.0351 | 14.299 | 6.53 | 384.979 | 63.3964 | 448.3754 | 336.4671 | 425.6894 | 762.1565
2015 | Hospital | 3A | 22436.18 | 18.8188 | 79.7906 | 109.1916 | 126.2757 | 7.8785 | 278.0164 | 37.4704 | 102.4623 | 114.7798 | 32.8242 | 0.030907 | 32.7933 | 12.9032 | 41.8073 | 9.0924 | 1.0351 | 15.3583 | 6.3791 | 339.3864 | 79.7906 | 419.177 | 387.4589 | 427.4811 | 814.94
2015 | Hospital | 3B | 22436.18 | 30.5846 | 64.0381 | 87.7778 | 126.2487 | 7.8781 | 278.0164 | 37.4704 | 102.4623 | 121.5106 | 26.4746 | 0.030907 | 26.4437 | 7.417 | 88.9047 | 8.3047 | 1.0351 | 15.0373 | 6.3606 | 370.943 | 64.0381 | 434.981 | 340.4987 | 422.1932 | 762.6919
2015 | Hospital | 3C | 22436.18 | 9.3924 | 76.7218 | 74.3394 | 126.2346 | 7.8769 | 278.0164 | 37.4704 | 102.4623 | 111.207 | 24.3392 | 0.030907 | 24.3083 | 5.6235 | 18.9729 | 0 | 1.0351 | 15.4209 | 6.3171 | 243.8434 | 76.7218 | 320.5652 | 378.6759 | 391.7366 | 770.4125
2015 | Hospital | 4A | 22436.18 | 26.7812 | 92.0851 | 87.8602 | 126.1589 | 7.8663 | 278.0164 | 37.4704 | 102.4623 | 114.6065 | 30.721 | 0.030907 | 30.6901 | 8.7811 | 57.1572 | 9.299 | 1.0351 | 16.4344 | 6.1611 | 335.1752 | 92.0851 | 427.2603 | 426.5227 | 439.2916 | 865.8143
2015 | Hospital | 4B | 22436.18 | 33.6237 | 64.7227 | 65.3732 | 126.1565 | 7.8722 | 278.0164 | 37.4704 | 102.4623 | 127.9837 | 23.2186 | 0.030907 | 23.1877 | 2.9419 | 114.4963 | 8.1396 | 1.0351 | 16.1126 | 6.1352 | 375.7462 | 64.7227 | 440.4689 | 345.6403 | 425.4863 | 771.1266
2015 | Hospital | 4C | 22436.18 | 25.152 | 86.2854 | 47.0861 | 126.2201 | 7.8573 | 278.0164 | 37.4704 | 102.4623 | 115.8977 | 21.8623 | 0.030907 | 21.8314 | 1.4241 | 31.4268 | 8.1835 | 1.0351 | 16.7326 | 6.0297 | 251.0016 | 86.2854 | 337.287 | 410.4493 | 404.9521 | 815.4015
2015 | Hospital | 5A | 22436.18 | 30.8441 | 99.3499 | 65.3019 | 126.1742 | 7.8687 | 278.0164 | 37.4704 | 102.4623 | 116.6862 | 27.4878 | 0.030907 | 27.4569 | 5.409 | 64.5702 | 8.7403 | 1.0351 | 17.4128 | 6.0074 | 319.0086 | 99.3499 | 418.3585 | 450.6054 | 441.9549 | 892.5603
2015 | Hospital | 5B | 22436.18 | 38.5309 | 74.5031 | 55.179 | 126.1577 | 7.8691 | 278.0164 | 37.4704 | 102.4623 | 129.4349 | 21.9188 | 0.030907 | 21.8879 | 1.2806 | 109.5276 | 8.4815 | 1.0351 | 17.1225 | 5.9948 | 364.3224 | 74.5031 | 438.8254 | 377.1655 | 432.3179 | 809.4834
2015 | Hospital | 5C | 22436.18 | 28.5202 | 88.8546 | 38.7061 | 126.2134 | 7.8565 | 278.0164 | 37.4704 | 102.4623 | 116.5862 | 19.9277 | 0.030907 | 19.8968 | 1.199 | 32.4678 | 8.6529 | 1.0351 | 17.3205 | 5.9293 | 246.029 | 88.8546 | 334.8836 | 419.6731 | 406.3704 | 826.0435
2015 | Hospital | 6A | 22436.18 | 31.4731 | 130.5562 | 70.051 | 126.1758 | 7.8651 | 278.0164 | 37.4704 | 102.4623 | 117.9409 | 29.5804 | 0.030907 | 29.5495 | 5.5851 | 72.106 | 8.9563 | 1.0351 | 18.1948 | 5.9752 | 335.6618 | 130.5562 | 466.218 | 544.062 | 479.6313 | 1023.6933
2015 | Hospital | 6B | 22436.18 | 42.6154 | 113.939 | 50.1339 | 126.1883 | 7.8592 | 278.0164 | 37.4704 | 102.4623 | 124.9677 | 22.096 | 0.030907 | 22.0651 | 1.0179 | 111.9586 | 8.7528 | 1.0351 | 17.9919 | 5.8968 | 361.5114 | 113.939 | 475.4504 | 494.9209 | 471.6348 | 966.5557
2015 | Hospital | 7 | 22436.18 | 35.8301 | 148.174 | 59.2028 | 126.1624 | 7.8545 | 278.0164 | 37.4704 | 102.4623 | 118.0769 | 26.2628 | 0.030907 | 26.2319 | 3.6987 | 87.4269 | 9.1912 | 1.0351 | 19.1392 | 5.8886 | 339.6585 | 148.174 | 487.8325 | 598.2934 | 499.5238 | 1097.8172
2015 | Hospital | 8 | 22436.18 | 44.1438 | 187.0656 | 39.3892 | 126.3067 | 7.8114 | 278.0164 | 37.4704 | 102.4623 | 116.7967 | 21.3812 | 0.030907 | 21.3503 | 0.89085 | 107.4052 | 9.4814 | 1.0351 | 20.4098 | 5.7541 | 339.4574 | 187.0656 | 526.5229 | 715.6304 | 539.6057 | 1255.2361
2018 | Hospital | 0A | 22436.18 | 0 | 57.4189 | 231.055 | 128.0543 | 5.636 | 278.0164 | 37.4704 | 101.1743 | 110.4745 | 44.9327 | 0.030907 | 44.9018 | 38.3807 | 0 | 7.9683 | 1.0351 | 13.3259 | 7.0739 | 432.7802 | 57.4189 | 490.1992 | 316.1603 | 434.6823 | 750.8425
2018 | Hospital | 0B | 22436.18 | 0.93829 | 57.3504 | 185.1597 | 128.092 | 5.6372 | 278.0164 | 37.4704 | 101.1743 | 110.4828 | 40.569 | 0.030907 | 40.5381 | 24.3298 | 0.71911 | 7.9683 | 1.0351 | 13.3346 | 7.0331 | 370.136 | 57.3504 | 427.4864 | 315.9854 | 413.1796 | 729.165
2018 | Hospital | 1A | 22436.18 | 0 | 62.1573 | 173.1811 | 128.1288 | 5.638 | 278.0164 | 37.4704 | 101.1743 | 109.1802 | 37.8498 | 0.030907 | 37.8189 | 29.9952 | 0 | 7.9683 | 1.0351 | 13.632 | 6.9237 | 358.1437 | 62.1573 | 420.3009 | 330.8981 | 414.1549 | 745.053
2018 | Hospital | 1B | 22436.18 | 3.7704 | 61.3973 | 173.1897 | 128.1296 | 5.6309 | 278.0164 | 37.4704 | 101.1743 | 111.763 | 36.5876 | 0.030907 | 36.5567 | 18.1217 | 2.5177 | 7.9683 | 1.0351 | 13.7899 | 6.8535 | 353.8874 | 61.3973 | 415.2847 | 329.1388 | 412.0696 | 741.2084
2018 | Hospital | 2A | 22436.18 | 7.1394 | 68.7231 | 153.6984 | 128.1484 | 5.629 | 278.0164 | 37.4704 | 101.1743 | 109.9389 | 37.4357 | 0.030907 | 37.4048 | 22.3932 | 11.2689 | 7.5413 | 1.0351 | 14.2019 | 6.7096 | 349.3849 | 68.7231 | 418.1081 | 351.7457 | 418.2229 | 769.9686
2018 | Hospital | 2B | 22436.18 | 32.7207 | 60.6069 | 101.9997 | 128.1943 | 5.6329 | 278.0164 | 37.4704 | 101.1743 | 115.7777 | 28.2712 | 0.030907 | 28.2403 | 8.3705 | 85.1441 | 7.1417 | 1.0351 | 14.2985 | 6.53 | 379.3947 | 60.6069 | 440.0016 | 328.3158 | 420.4307 | 748.7465
2018 | Hospital | 3A | 22436.18 | 18.3134 | 77.5237 | 102.8513 | 128.1825 | 5.6317 | 278.0164 | 37.4704 | 101.1743 | 114.35 | 32.0165 | 0.030907 | 31.9856 | 12.7358 | 40.6792 | 7.3436 | 1.0351 | 15.3583 | 6.3791 | 328.259 | 77.5237 | 405.7827 | 380.8364 | 420.8487 | 801.685
2018 | Hospital | 3B | 22436.18 | 29.7071 | 61.9089 | 86.3141 | 128.1567 | 5.6317 | 278.0164 | 37.4704 | 101.1743 | 120.7718 | 26.2832 | 0.030907 | 26.2523 | 7.2758 | 88.0613 | 7.0456 | 1.0351 | 15.037 | 6.3606 | 365.4281 | 61.9089 | 427.337 | 334.2773 | 417.6195 | 751.8967
2018 | Hospital | 3C | 22436.18 | 9.1034 | 74.176 | 73.8371 | 128.1425 | 5.6309 | 278.0164 | 37.4704 | 101.1743 | 110.7713 | 22.8092 | 0.030907 | 22.7783 | 5.5408 | 18.9608 | 0 | 1.0351 | 15.4202 | 6.3171 | 240.9917 | 74.176 | 315.1677 | 371.2362 | 387.6576 | 758.8938
2018 | Hospital | 4A | 22436.18 | 26.0648 | 91.6253 | 84.3783 | 128.0947 | 5.6231 | 278.0164 | 37.4704 | 101.1743 | 114.0803 | 28.3994 | 0.030907 | 28.3685 | 8.6599 | 54.7179 | 7.4644 | 1.0351 | 16.4339 | 6.1611 | 323.7342 | 91.6253 | 415.3594 | 425.1774 | 434.3693 | 859.5467
2018 | Hospital | 4B | 22436.18 | 32.5784 | 63.5757 | 64.4981 | 128.0951 | 5.6274 | 278.0164 | 37.4704 | 101.1743 | 126.9776 | 23.11 | 0.030907 | 23.0791 | 2.8992 | 111.5293 | 6.6218 | 1.0351 | 16.1129 | 6.1352 | 368.1834 | 63.5757 | 431.7591 | 342.2902 | 421.2055 | 763.4957
2018 | Hospital | 4C | 22436.18 | 24.3678 | 85.1572 | 46.6716 | 128.1555 | 5.6168 | 278.0164 | 37.4704 | 101.1743 | 115.3848 | 21.8345 | 0.030907 | 21.8036 | 1.4167 | 29.8525 | 7.1817 | 1.0351 | 16.7325 | 6.0297 | 246.6787 | 85.1572 | 331.8358 | 407.1525 | 401.7988 | 808.9513
2018 | Hospital | 5A | 22436.18 | 30.1525 | 98.8854 | 64.6263 | 128.0971 | 5.6251 | 278.0164 | 37.4704 | 101.1743 | 116.2941 | 25.3218 | 0.030907 | 25.2909 | 5.3612 | 61.5836 | 7.2362 | 1.0351 | 17.4131 | 6.0074 | 310.5447 | 98.8854 | 409.4301 | 449.2492 | 438.0427 | 887.2918
2018 | Hospital | 5B | 22436.18 | 37.4483 | 73.7312 | 54.6548 | 128.081 | 5.6251 | 278.0164 | 37.4704 | 101.1743 | 128.4594 | 20.299 | 0.030907 | 20.2681 | 1.2692 | 105.785 | 6.7037 | 1.0351 | 17.1226 | 5.9948 | 354.5885 | 73.7312 | 428.3197 | 374.9106 | 427.6639 | 802.5744
2018 | Hospital | 5C | 22436.18 | 27.6101 | 88.8986 | 38.4862 | 128.1339 | 5.6164 | 278.0164 | 37.4704 | 101.1743 | 116.1474 | 17.9782 | 0.030907 | 17.9473 | 1.1924 | 29.9078 | 7.1613 | 1.0351 | 17.3205 | 5.9293 | 238.4524 | 88.8986 | 327.351 | 419.8013 | 403.2709 | 823.0722
2018 | Hospital | 6A | 22436.18 | 30.7434 | 128.7705 | 69.4036 | 128.0857 | 5.6223 | 278.0164 | 37.4704 | 101.1743 | 117.3731 | 26.742 | 0.030907 | 26.7111 | 5.547 | 67.6337 | 7.3334 | 1.0351 | 18.1944 | 5.9752 | 324.7454 | 128.7705 | 453.5159 | 538.844 | 473.5544 | 1012.3983
2018 | Hospital | 6B | 22436.18 | 41.4728 | 111.6766 | 49.5822 | 128.0978 | 5.6184 | 278.0164 | 37.4704 | 101.1743 | 123.873 | 19.5889 | 0.030907 | 19.558 | 1.0022 | 107.4977 | 7.2393 | 1.0351 | 17.9915 | 5.8968 | 350.2252 | 111.6766 | 461.9018 | 488.3097 | 464.9546 | 953.2643
2018 | Hospital | 7 | 22436.18 | 35.002 | 144.1305 | 58.7256 | 128.0727 | 5.6149 | 278.0164 | 37.4704 | 101.1743 | 117.6797 | 22.9943 | 0.030907 | 22.9634 | 3.6701 | 82.4166 | 7.3091 | 1.0351 | 19.1401 | 5.8886 | 327.7665 | 144.1305 | 471.897 | 586.4825 | 490.8575 | 1077.34
2018 | Hospital | 8 | 22436.18 | 43.0051 | 181.1925 | 38.8622 | 128.2104 | 5.5839 | 278.0164 | 37.4704 | 101.1747 | 116.1639 | 17.1379 | 0.030907 | 17.107 | 0.87713 | 101.1774 | 7.348 | 1.0351 | 20.4106 | 5.7541 | 324.5407 | 181.1925 | 505.7332 | 698.4741 | 528.0759 | 1226.55
2006 | Large Hotel | 0A | 11345.29 | 0 | 55.0254 | 794.0482 | 116.9725 | 23.7678 | 135.7979 | 47.4772 | 80.2934 | 171.3131 | 44.1509 | 0.11715 | 44.0338 | 0 | 0 | 47.7558 | 7.0423 | 46.569 | 5.7132 | 1057.1509 | 55.0254 | 1112.1762 | 435.5254 | 637.4552 | 1072.9806
2006 | Large Hotel | 0B | 11345.29 | 0 | 87.9732 | 749.4592 | 116.9725 | 23.7724 | 135.7979 | 47.4772 | 80.2934 | 188.8505 | 42.2775 | 0.11715 | 42.1604 | 0 | 0 | 52.4129 | 7.043 | 46.9488 | 5.6651 | 1032.883 | 87.9732 | 1120.8561 | 532.8957 | 662.462 | 1195.3577
2006 | Large Hotel | 1A | 11345.29 | 0 | 57.0456 | 535.1544 | 116.9725 | 23.7748 | 135.7979 | 47.4772 | 80.2934 | 158.2188 | 33.6333 | 0.11715 | 33.5161 | 0 | 0 | 44.6371 | 7.0423 | 48.2745 | 5.7163 | 771.5265 | 57.0456 | 828.5721 | 446.4106 | 543.4209 | 989.8315
2006 | Large Hotel | 1B | 11345.29 | 0 | 97.8367 | 591.7235 | 116.9725 | 23.7453 | 135.7979 | 47.4772 | 80.2934 | 185.5651 | 34.9887 | 0.11715 | 34.8716 | 0 | 0 | 52.2237 | 7.043 | 48.4993 | 5.6535 | 864.3838 | 97.8367 | 962.2205 | 566.2428 | 616.189 | 1182.4318
2006 | Large Hotel | 2A | 11345.29 | 0 | 89.4528 | 500.921 | 116.9725 | 23.7368 | 135.7979 | 47.4772 | 80.2934 | 160.4721 | 35.4098 | 0.11715 | 35.2926 | 0 | 0 | 46.4136 | 7.043 | 50.2733 | 5.662 | 743.0992 | 89.4528 | 832.552 | 546.9305 | 568.0652 | 1114.9958
2006 | Large Hotel | 2B | 11345.29 | 0 | 103.514 | 347.9881 | 116.9725 | 23.7546 | 135.7979 | 47.4772 | 80.2934 | 183.4467 | 26.543 | 0.11715 | 26.4258 | 0 | 0 | 36.2193 | 7.043 | 50.4123 | 5.5752 | 594.0799 | 103.514 | 697.5939 | 588.4179 | 531.2359 | 1119.6538
2006 | Large Hotel | 3A | 11345.29 | 0 | 103.6934 | 285.1282 | 116.9725 | 23.75 | 135.7979 | 47.4772 | 80.2934 | 151.7751 | 24.5665 | 0.11715 | 24.4493 | 0 | 0 | 45.3156 | 7.043 | 53.7424 | 5.6209 | 506.6682 | 103.6934 | 610.3616 | 598.6711 | 504.8401 | 1103.5113
2006 | Large Hotel | 3B | 11345.29 | 0 | 117.029 | 257.9463 | 116.9725 | 23.7492 | 135.7979 | 47.4772 | 80.2934 | 180.6955 | 21.8394 | 0.11715 | 21.7222 | 0 | 0 | 36.7039 | 7.043 | 52.8509 | 5.5705 | 497.0679 | 117.029 | 614.0969 | 635.0277 | 513.9805 | 1149.0081
2006 | Large Hotel | 3C | 11345.29 | 0 | 101.11 | 192.7438 | 116.9725 | 23.7453 | 135.7979 | 47.4772 | 80.2934 | 142.6517 | 17.8832 | 0.11715 | 17.7661 | 0 | 0 | 0 | 7.043 | 54.1174 | 5.6457 | 353.1616 | 101.11 | 454.2716 | 592.2182 | 450.0961 | 1042.3143
2006 | Large Hotel | 4A | 11345.29 | 0 | 117.9245 | 194.7575 | 116.9725 | 23.7135 | 135.7979 | 47.4772 | 80.2934 | 145.6867 | 19.0944 | 0.11715 | 18.9773 | 0 | 0 | 43.6392 | 7.043 | 56.497 | 5.5953 | 403.0606 | 117.9245 | 520.9851 | 648.2964 | 486.3421 | 1134.6386
2006 | Large Hotel | 4B | 11345.29 | 0 | 102.1604 | 165.817 | 116.9725 | 23.7313 | 135.7979 | 47.4772 | 80.2934 | 175.0862 | 16.9271 | 0.11715 | 16.81 | 0 | 0 | 52.5013 | 7.043 | 55.7181 | 5.5496 | 410.2145 | 102.1604 | 512.375 | 599.9653 | 472.2384 | 1072.2037
2006 | Large Hotel | 4C | 11345.29 | 0 | 116.2663 | 81.9233 | 116.9725 | 23.6864 | 135.7979 | 47.4772 | 80.2934 | 147.1623 | 12.8834 | 0.11715 | 12.7662 | 0 | 0 | 44.9899 | 7.043 | 57.3392 | 5.6008 | 286.8418 | 116.2663 | 403.108 | 645.9121 | 445.7392 | 1091.6513
2006 | Large Hotel | 5A | 11345.29 | 0 | 128.2645 | 124.7956 | 116.9725 | 23.7205 | 135.7979 | 47.4772 | 80.2934 | 144.2731 | 15.405 | 0.11715 | 15.2879 | 0 | 0 | 30.3014 | 7.043 | 58.852 | 5.5822 | 314.6579 | 128.2645 | 442.9224 | 685.3865 | 468.7765 | 1154.163
2006 | Large Hotel | 5B | 11345.29 | 0 | 112.7507 | 122.084 | 116.9725 | 23.722 | 135.7979 | 47.4772 | 80.2934 | 171.2953 | 14.2109 | 0.11715 | 14.0937 | 0 | 0 | 51.6034 | 7.043 | 58.1951 | 5.5418 | 359.0764 | 112.7507 | 471.8271 | 638.1417 | 467.7958 | 1105.9375
2006 | Large Hotel | 5C | 11345.29 | 0 | 119.0992 | 49.4377 | 116.9725 | 23.6848 | 135.7979 | 47.4772 | 80.2934 | 144.7267 | 10.3121 | 0.11715 | 10.195 | 0 | 0 | 30.1331 | 7.043 | 58.6726 | 5.5953 | 234.4925 | 119.0992 | 353.5917 | 658.0844 | 431.9848 | 1090.0692
2006 | Large Hotel | 6A | 11345.29 | 0 | 154.9402 | 132.4241 | 116.9725 | 23.7096 | 135.7979 | 47.4772 | 80.2934 | 149.4482 | 16.9287 | 0.11715 | 16.8115 | 0 | 0 | 44.213 | 7.0438 | 60.6084 | 5.5356 | 342.8967 | 154.9402 | 497.8369 | 768.4528 | 506.8546 | 1275.3074
2006 | Large Hotel | 6B | 11345.29 | 0 | 146.6579 | 85.2312 | 116.9725 | 23.6926 | 135.7979 | 47.4772 | 80.2934 | 163.1783 | 12.9865 | 0.11715 | 12.8694 | 0 | 0 | 49.1407 | 7.0438 | 60.1618 | 5.5 | 310.4196 | 146.6579 | 457.0775 | 742.9504 | 486.9916 | 1229.942
2006 | Large Hotel | 7 | 11345.29 | 0 | 196.3733 | 103.1726 | 116.9725 | 23.6778 | 135.7979 | 47.4772 | 80.2934 | 155.9864 | 15.2181 | 0.11715 | 15.101 | 0 | 0 | 45.6754 | 7.0454 | 62.6892 | 5.4783 | 319.9354 | 196.3733 | 516.3087 | 895.5824 | 542.4795 | 1438.0619
2006 | Large Hotel | 8 | 11345.29 | 0 | 283.4568 | 51.9267 | 116.9725 | 23.5476 | 135.7979 | 47.4772 | 80.2934 | 164.9323 | 12.9113 | 0.11715 | 12.7942 | 0 | 0 | 47.3898 | 7.0461 | 65.497 | 5.4023 | 277.0429 | 283.4568 | 560.4998 | 1158.2075 | 617.619 | 1775.8264
2009 | Large Hotel | 0A | 11345.29 | 0 | 54.4269 | 722.5068 | 116.9725 | 19.1161 | 135.7979 | 47.4772 | 80.2934 | 172.7895 | 43.0964 | 0.11715 | 42.9792 | 0 | 0 | 42.2209 | 7.0423 | 46.5695 | 5.7132 | 980.4964 | 54.4269 | 1034.9233 | 433.7792 | 609.028 | 1042.8072
2009 | Large Hotel | 0B | 11345.29 | 0 | 84.3177 | 676.1685 | 116.9725 | 19.1192 | 135.7979 | 47.4772 | 80.2934 | 190.24 | 41.0966 | 0.11715 | 40.9794 | 0 | 0 | 47.9791 | 7.043 | 46.9493 | 5.6721 | 955.367 | 84.3177 | 1039.6847 | 522.2167 | 630.6847 | 1152.9014
2009 | Large Hotel | 1A | 11345.29 | 0 | 55.7547 | 479.9648 | 116.9725 | 19.1215 | 135.7979 | 47.4772 | 80.2934 | 159.3338 | 32.7261 | 0.11715 | 32.6089 | 0 | 0 | 40.0568 | 7.0423 | 48.2755 | 5.7186 | 711.9643 | 55.7547 | 767.719 | 442.6421 | 520.1522 | 962.7943
2009 | Large Hotel | 1B | 11345.29 | 0 | 84.6665 | 529.3148 | 116.9725 | 19.0975 | 135.7979 | 47.4772 | 80.2934 | 186.3459 | 33.3278 | 0.11715 | 33.2106 | 0 | 0 | 47.8395 | 7.0423 | 48.4974 | 5.6744 | 796.7109 | 84.6665 | 881.3774 | 527.7594 | 578.2698 | 1106.0292
2009 | Large Hotel | 2A | 11345.29 | 0 | 67.1308 | 419.0123 | 116.9725 | 19.0913 | 135.7979 | 47.4772 | 80.2934 | 151.3673 | 31.96 | 0.11715 | 31.8428 | 0 | 0 | 40.3134 | 7.0415 | 50.2701 | 5.7093 | 642.5359 | 67.1308 | 709.6667 | 481.7064 | 509.7451 | 991.4515
2009 | Large Hotel | 2B | 11345.29 | 0 | 68.9637 | 279.1854 | 116.9725 | 19.1045 | 135.7979 | 47.4772 | 80.2934 | 168.6945 | 23.0792 | 0.11715 | 22.9621 | 0 | 0 | 33.3247 | 7.0415 | 50.4097 | 5.6271 | 504.1668 | 68.9637 | 573.1304 | 487.4684 | 464.333 | 951.8015
2009 | Large Hotel | 3A | 11345.29 | 0 | 76.9338 | 241.8504 | 116.9725 | 19.1014 | 135.7979 | 47.4772 | 80.2934 | 148.5781 | 22.3604 | 0.11715 | 22.2433 | 0 | 0 | 40.5492 | 7.0415 | 53.7371 | 5.6977 | 453.2209 | 76.9338 | 530.1548 | 520.476 | 458.2162 | 978.6922
2009 | Large Hotel | 3B | 11345.29 | 0 | 70.2053 | 207.3905 | 116.9725 | 19.1006 | 135.7979 | 47.4772 | 80.2934 | 166.8956 | 18.8657 | 0.11715 | 18.7485 | 0 | 0 | 33.921 | 7.0415 | 52.8445 | 5.6504 | 426.9556 | 70.2053 | 497.1608 | 498.2094 | 441.5883 | 939.7976
2009 | Large Hotel | 3C | 11345.29 | 0 | 78.4461 | 149.3419 | 116.9725 | 19.0975 | 135.7979 | 47.4772 | 80.2934 | 139.7556 | 15.7501 | 0.11715 | 15.6329 | 0 | 0 | 0 | 7.0423 | 54.11 | 5.6899 | 304.7304 | 78.4461 | 383.1765 | 525.9829 | 409.2721 | 935.255
2009 | Large Hotel | 4A | 11345.29 | 0 | 85.21 | 164.8361 | 116.9725 | 19.0719 | 135.7979 | 47.4772 | 80.2934 | 142.5036 | 17.4009 | 0.11715 | 17.2838 | 0 | 0 | 38.5819 | 7.0407 | 56.4893 | 5.7054 | 363.2054 | 85.21 | 448.4154 | 552.6965 | 438.4265 | 991.1229
2009 | Large Hotel | 4B | 11345.29 | 0 | 67.4328 | 140.1184 | 116.9725 | 19.0867 | 135.7979 | 47.4772 | 80.2934 | 170.8331 | 15.1809 | 0.11715 | 15.0638 | 0 | 0 | 47.3968 | 7.0407 | 55.7074 | 5.6581 | 373.4121 | 67.4328 | 440.845 | 498.4738 | 423.3495 | 921.8233
2009 | Large Hotel | 4C | 11345.29 | 0 | 75.3207 | 63.0631 | 116.9725 | 19.0502 | 135.7979 | 47.4772 | 80.2934 | 146.4287 | 11.0209 | 0.11715 | 10.9037 | 0 | 0 | 27.4797 | 7.0399 | 57.3299 | 5.7341 | 247.8752 | 75.3207 | 323.1959 | 526.2597 | 389.9044 | 916.1641
2009 | Large Hotel | 5A | 11345.29 | 0 | 103.6767 | 105.3864 | 116.9725 | 19.0781 | 135.7979 | 47.4772 | 80.2934 | 145.0539 | 14.107 | 0.11715 | 13.9898 | 0 | 0 | 29.3554 | 7.0407 | 58.844 | 5.7023 | 293.7855 | 103.6767 | 397.4622 | 613.5272 | 435.4874 | 1049.0145
2009 | Large Hotel | 5B | 11345.29 | 0 | 85.0187 | 105.2243 | 116.9725 | 19.0789 | 135.7979 | 47.4772 | 80.2934 | 172.2195 | 12.947 | 0.11715 | 12.8298 | 0 | 0 | 35.6517 | 7.0407 | 58.1818 | 5.6566 | 325.9254 | 85.0187 | 410.944 | 557.0814 | 427.1528 | 984.2342
2009 | Large Hotel | 5C | 11345.29 | 0 | 74.1288 | 37.2327 | 116.9725 | 19.0487 | 135.7979 | 47.4772 | 80.2934 | 144.0505 | 8.6156 | 0.11715 | 8.4984 | 0 | 0 | 30.7278 | 7.0399 | 58.6651 | 5.7496 | 220.5095 | 74.1288 | 294.6383 | 526.6784 | 380.686 | 907.3645
2009 | Large Hotel | 6A | 11345.29 | 0 | 137.99 | 111.675 | 116.9725 | 19.0688 | 135.7979 | 47.4772 | 80.2934 | 150.557 | 15.6214 | 0.11715 | 15.5042 | 0 | 0 | 30.9868 | 7.0415 | 60.5978 | 5.6481 | 308.723 | 137.99 | 446.713 | 718.9012 | 476.6463 | 1195.5475
2009 | Large Hotel | 6B | 11345.29 | 0 | 118.8415 | 72.6735 | 116.9725 | 19.0556 | 135.7979 | 47.4772 | 80.2934 | 163.6792 | 11.8405 | 0.11715 | 11.7233 | 0 | 0 | 44.9674 | 7.0415 | 60.1514 | 5.6194 | 293.0435 | 118.8415 | 411.885 | 661.6521 | 451.6702 | 1113.3223
2009 | Large Hotel | 7 | 11345.29 | 0 | 179.4128 | 85.9981 | 116.9725 | 19.044 | 135.7979 | 47.4772 | 80.2934 | 154.7357 | 14.1233 | 0.11715 | 14.0061 | 0 | 0 | 41.1175 | 7.0423 | 62.6805 | 5.5946 | 295.8574 | 179.4128 | 475.2702 | 846.006 | 515.7215 | 1361.7275
2009 | Large Hotel | 8 | 11345.29 | 0 | 270.7009 | 42.542 | 116.9725 | 18.9386 | 135.7979 | 47.4772 | 80.2934 | 162.9519 | 11.9234 | 0.11715 | 11.8063 | 0 | 0 | 42.407 | 7.0438 | 65.4861 | 5.5194 | 259.7072 | 270.7009 | 530.408 | 1120.9081 | 597.3802 | 1718.2882
2012 | Large Hotel | 0A | 11345.29 | 0 | 48.8682 | 613.9661 | 108.2011 | 19.1161 | 135.7979 | 47.4772 | 78.4146 | 147.4445 | 38.0609 | 0.11715 | 37.9437 | 0 | 0 | 41.4618 | 7.0415 | 46.5698 | 5.7295 | 840.8161 | 48.8682 | 889.6843 | 417.5398 | 552.0198 | 969.5597
2012 | Large Hotel | 0B | 11345.29 | 0 | 61.1339 | 549.2614 | 108.2011 | 19.1192 | 135.7979 | 47.4772 | 78.4146 | 156.0577 | 33.997 | 0.11715 | 33.8798 | 0 | 0 | 43.7756 | 7.0423 | 46.9501 | 5.6977 | 782.9746 | 61.1339 | 844.1085 | 454.4857 | 544.8581 | 999.3438
2012 | Large Hotel | 1A | 11345.29 | 0 | 48.31 | 421.3494 | 108.2011 | 19.1215 | 135.7979 | 47.4772 | 78.4146 | 140.2836 | 29.329 | 0.11715 | 29.2119 | 0 | 0 | 39.5605 | 7.0415 | 48.2745 | 5.7349 | 630.4054 | 48.31 | 678.7155 | 420.8896 | 481.1505 | 902.0401
2012 | Large Hotel | 1B | 11345.29 | 0 | 58.2333 | 433.8172 | 108.2011 | 19.0975 | 135.7979 | 47.4772 | 78.4146 | 154.5565 | 28.2248 | 0.11715 | 28.1077 | 0 | 0 | 43.9602 | 7.0423 | 48.4987 | 5.7016 | 660.4416 | 58.2333 | 718.6749 | 450.5358 | 501.5592 | 952.095
2012 | Large Hotel | 2A | 11345.29 | 0 | 54.7132 | 388.2985 | 108.2011 | 19.0913 | 135.7979 | 47.4772 | 78.4146 | 141.7398 | 30.5045 | 0.11715 | 30.3874 | 0 | 0 | 34.8561 | 7.0415 | 50.2701 | 5.7233 | 595.2818 | 54.7132 | 649.995 | 445.4266 | 477.5126 | 922.9392
2012 | Large Hotel | 2B | 11345.29 | 0 | 55.8505 | 260.8641 | 108.2011 | 19.1045 | 135.7979 | 47.4772 | 78.4146 | 158.387 | 22.1456 | 0.11715 | 22.0285 | 0 | 0 | 34.1559 | 7.0415 | 50.4118 | 5.6403 | 475.4356 | 55.8505 | 531.2861 | 449.1633 | 437.7473 | 886.9106
2012 | Large Hotel | 3A | 11345.29 | 0 | 58.6333 | 228.6855 | 108.2011 | 19.1014 | 135.7979 | 47.4772 | 78.4146 | 139.4159 | 21.8254 | 0.11715 | 21.7082 | 0 | 0 | 41.0803 | 7.0407 | 53.7376 | 5.7117 | 430.89 | 58.6333 | 489.5233 | 467.0108 | 428.6319 | 895.6428
2012 | Large Hotel | 3B | 11345.29 | 0 | 59.0893 | 199.7124 | 108.2011 | 19.1006 | 135.7979 | 47.4772 | 78.4146 | 157.7551 | 18.3159 | 0.11715 | 18.1988 | 0 | 0 | 43.6764 | 7.0407 | 52.8461 | 5.6644 | 419.3426 | 59.0893 | 478.4319 | 465.7376 | 424.2272 | 889.9649
2012 | Large Hotel | 3C | 11345.29 | 0 | 50.0899 | 135.5877 | 108.2011 | 19.0975 | 135.7979 | 47.4772 | 78.4146 | 132.4753 | 15.0119 | 0.11715 | 14.8947 | 0 | 0 | 14.801 | 7.0407 | 54.1108 | 5.7504 | 297.7587 | 50.0899 | 347.8486 | 443.1399 | 374.9052 | 818.0451
2012 | Large Hotel | 4A | 11345.29 | 0 | 55.9275 | 160.6877 | 108.2011 | 19.0719 | 135.7979 | 47.4772 | 78.4146 | 135.6653 | 17.8894 | 0.11715 | 17.7723 | 0 | 0 | 33.6279 | 7.0399 | 56.4909 | 5.7225 | 347.7531 | 55.9275 | 403.6806 | 467.1489 | 400.2167 | 867.3656
2012 | Large Hotel | 4B | 11345.29 | 0 | 53.3944 | 139.3632 | 108.2011 | 19.0867 | 135.7979 | 47.4772 | 78.4146 | 164.053 | 15.1895 | 0.11715 | 15.0723 | 0 | 0 | 32.9688 | 7.0399 | 55.7074 | 5.6744 | 351.4572 | 53.3944 | 404.8517 | 457.4601 | 398.1566 | 855.6168
2012 | Large Hotel | 4C | 11345.29 | 0 | 58.9478 | 65.5816 | 108.2011 | 19.0502 | 135.7979 | 47.4772 | 78.4146 | 139.8703 | 11.5931 | 0.11715 | 11.476 | 0 | 0 | 38.8146 | 7.0399 | 57.3296 | 5.752 | 255.7425 | 58.9478 | 314.6903 | 478.4233 | 372.5845 | 851.0078
2012 | Large Hotel | 5A | 11345.29 | 0 | 65.5925 | 104.2574 | 108.2011 | 19.0781 | 135.7979 | 47.4772 | 78.4146 | 135.4086 | 14.3295 | 0.11715 | 14.2124 | 0 | 0 | 40.2553 | 7.0399 | 58.8438 | 5.721 | 294.1337 | 65.5925 | 359.7262 | 502.2609 | 393.8833 | 896.1442
2012 | Large Hotel | 5B | 11345.29 | 0 | 66.6478 | 104.984 | 108.2011 | 19.0789 | 135.7979 | 47.4772 | 78.4146 | 163.5195 | 13.0268 | 0.11715 | 12.9097 | 0 | 0 | 34.007 | 7.0399 | 58.1832 | 5.676 | 315.4202 | 66.6478 | 382.0679 | 503.4139 | 401.5491 | 904.963
2012 | Large Hotel | 5C | 11345.29 | 0 | 46.3513 | 42.4978 | 108.2011 | 19.0487 | 135.7979 | 47.4772 | 78.4146 | 137.6682 | 9.705 | 0.11715 | 9.5879 | 0 | 0 | 41.9022 | 7.0391 | 58.6651 | 5.7675 | 231.656 | 46.3513 | 278.0074 | 445.5243 | 353.0843 | 798.6086
2012 | Large Hotel | 6A | 11345.29 | 0 | 95.9637 | 109.5348 | 108.2011 | 19.0688 | 135.7979 | 47.4772 | 78.4146 | 139.3012 | 15.5733 | 0.11715 | 15.4561 | 0 | 0 | 32.1282 | 7.0407 | 60.5981 | 5.6675 | 296.4204 | 95.9637 | 392.3841 | 596.1177 | 426.7706 | 1022.8884
2012 | Large Hotel | 6B | 11345.29 | 0 | 82.2786 | 74.4732 | 108.2011 | 19.0556 | 135.7979 | 47.4772 | 78.4146 | 153.5958 | 12.0343 | 0.11715 | 11.9172 | 0 | 0 | 36.4759 | 7.0407 | 60.1506 | 5.6419 | 276.4622 | 82.2786 | 358.7408 | 554.8281 | 405.7929 | 960.621
2012 | Large Hotel | 7 | 11345.29 | 0 | 126.314 | 86.0656 | 108.2011 | 19.044 | 135.7979 | 47.4772 | 78.4146 | 140.7535 | 14.2442 | 0.11715 | 14.1271 | 0 | 0 | 33.0564 | 7.0423 | 62.6794 | 5.6155 | 274.0026 | 126.314 | 400.3166 | 690.8694 | 451.5025 | 1142.3719
2012 | Large Hotel | 8 | 11345.29 | 0 | 202.4384 | 45.5521 | 108.2011 | 18.9386 | 135.7979 | 47.4772 | 78.4146 | 149.1 | 11.4497 | 0.11715 | 11.3325 | 0 | 0 | 42.963 | 7.043 | 65.484 | 5.5411 | 248.9476 | 202.4384 | 451.386 | 921.4671 | 521.7948 | 1443.2619
2015 | Large Hotel | 0A | 11345.29 | 0 | 2.197 | 381.9386 | 59.5079 | 17.6002 | 135.3101 | 47.4772 | 76.2163 | 43.9834 | 11.0589 | 0.11715 | 10.9417 | 0 | 0 | 24.8852 | 7.0376 | 46.4758 | 4.8254 | 461.7489 | 2.197 | 463.9459 | 280.9107 | 357.0917 | 638.0024
2015 | Large Hotel | 0B | 11345.29 | 0 | 2.1185 | 325.1345 | 59.5141 | 17.6033 | 135.3101 | 47.4772 | 76.2163 | 43.1468 | 9.9593 | 0.11715 | 9.8422 | 0 | 0 | 24.1353 | 7.0376 | 46.4241 | 4.8292 | 402.2588 | 2.1185 | 404.3773 | 280.53 | 336.6042 | 617.1342
2015 | Large Hotel | 1A | 11345.29 | 0 | 3.2151 | 269.0028 | 59.5559 | 17.6056 | 135.3101 | 47.4772 | 76.2163 | 43.6857 | 8.8172 | 0.11715 | 8.7 | 0 | 0 | 24.2687 | 7.0376 | 48.1957 | 4.8207 | 345.6572 | 3.2151 | 348.8723 | 288.9098 | 320.1105 | 609.0203
2015 | Large Hotel | 1B | 11345.29 | 0 | 2.6793 | 254.9423 | 59.5435 | 17.5831 | 135.3101 | 47.4772 | 76.2163 | 42.7637 | 8.7947 | 0.11715 | 8.6775 | 0 | 0 | 24.1377 | 7.0376 | 48.283 | 4.8254 | 330.5212 | 2.6793 | 333.2005 | 287.5994 | 314.4709 | 602.0703
2015 | Large Hotel | 2A | 11345.29 | 0 | 6.4104 | 234.9694 | 59.5102 | 17.5777 | 135.3101 | 47.4772 | 76.2163 | 43.8439 | 9.2072 | 0.11715 | 9.09 | 0 | 0 | 19.2976 | 7.0376 | 50.2202 | 4.8161 | 307.2009 | 6.4104 | 313.6112 | 304.1598 | 312.1403 | 616.3001
2015 | Large Hotel | 2B | 11345.29 | 0 | 6.3984 | 151.3301 | 59.5234 | 17.5901 | 135.3101 | 47.4772 | 76.2163 | 42.7226 | 6.4708 | 0.11715 | 6.3536 | 0 | 0 | 16.0889 | 7.0368 | 50.3454 | 4.7618 | 216.4952 | 6.3984 | 222.8937 | 304.4909 | 281.1971 | 585.688
2015 | Large Hotel | 3A | 11345.29 | 0 | 13.8624 | 135.0488 | 59.5187 | 17.587 | 135.3101 | 47.4772 | 76.2163 | 43.3321 | 7.2811 | 0.11715 | 7.1639 | 0 | 0 | 17.9561 | 7.0368 | 53.6935 | 4.7959 | 203.501 | 13.8624 | 217.3634 | 336.0802 | 287.5709 | 623.6511
2015 | Large Hotel | 3B | 11345.29 | 0 | 8.316 | 111.7199 | 59.5211 | 17.5862 | 135.3101 | 47.4772 | 76.2163 | 42.742 | 10.9759 | 0.11715 | 10.8587 | 0 | 0 | 15.8904 | 7.0368 | 52.797 | 4.775 | 181.2111 | 8.316 | 189.5271 | 317.2564 | 273.4916 | 590.748
2015 | Large Hotel | 3C | 11345.29 | 0 | 25.5676 | 77.9385 | 59.5358 | 17.5831 | 135.3101 | 47.4772 | 76.2163 | 43.4864 | 10.1377 | 0.11715 | 10.0205 | 0 | 0 | 0 | 7.0376 | 54.0978 | 4.8052 | 131.4455 | 25.5676 | 157.0131 | 371.4589 | 275.0251 | 646.4841
2015 | Large Hotel | 4A | 11345.29 | 0 | 18.8133 | 95.852 | 59.4761 | 17.5599 | 135.3101 | 47.4772 | 76.2163 | 44.465 | 6.615 | 0.11715 | 6.4979 | 0 | 0 | 19.1239 | 7.0368 | 56.4392 | 4.7819 | 165.9387 | 18.8133 | 184.752 | 358.5655 | 282.3817 | 640.9471
2015 | Large Hotel | 4B | 11345.29 | 0 | 9.7343 | 78.2751 | 59.4699 | 17.5731 | 135.3101 | 47.4772 | 76.2163 | 45.1217 | 10.0648 | 0.11715 | 9.9476 | 0 | 0 | 15.3236 | 7.036 | 55.6504 | 4.7711 | 148.668 | 9.7343 | 158.4023 | 329.7358 | 266.6011 | 596.3369
2015 | Large Hotel | 4C | 11345.29 | 0 | 16.8552 | 33.852 | 59.4862 | 17.5397 | 135.3101 | 47.4772 | 76.2163 | 43.9144 | 7.4284 | 0.11715 | 7.3113 | 0 | 0 | 16.32 | 7.0368 | 57.2675 | 4.813 | 101.3976 | 16.8552 | 118.2528 | 355.2653 | 259.1679 | 614.4332
2015 | Large Hotel | 5A | 11345.29 | 0 | 31.1924 | 58.6239 | 59.4606 | 17.5653 | 135.3101 | 47.4772 | 76.2163 | 44.5596 | 5.6822 | 0.11715 | 5.565 | 0 | 0 | 17.2838 | 7.0368 | 58.7753 | 4.7726 | 126.0323 | 31.1924 | 157.2247 | 401.5579 | 283.4316 | 684.9895
2015 | Large Hotel | 5B | 11345.29 | 0 | 18.2759 | 57.7865 | 59.473 | 17.5661 | 135.3101 | 47.4772 | 76.2163 | 44.6813 | 8.5171 | 0.11715 | 8.3999 | 0 | 0 | 16.3363 | 7.036 | 58.1006 | 4.7618 | 127.204 | 18.2759 | 145.4799 | 361.8493 | 270.2417 | 632.091
2015 | Large Hotel | 5C | 11345.29 | 0 | 19.1066 | 20.0955 | 59.4784 | 17.5382 | 135.3101 | 47.4772 | 76.2163 | 44.6984 | 6.0745 | 0.11715 | 5.9574 | 0 | 0 | 18.364 | 7.036 | 58.5866 | 4.8161 | 89.1152 | 19.1066 | 108.2218 | 365.6969 | 258.5325 | 624.2294
2015 | Large Hotel | 6A | 11345.29 | 0 | 54.4184 | 61.5433 | 59.4652 | 17.5576 | 135.3101 | 47.4772 | 76.2163 | 44.8092 | 6.3056 | 0.11715 | 6.1885 | 0 | 0 | 18.1833 | 7.0376 | 60.5084 | 4.7432 | 130.7243 | 54.4184 | 185.1427 | 474.4772 | 309.9847 | 784.4619
2015 | Large Hotel | 6B | 11345.29 | 0 | 40.2905 | 39.98 | 59.4544 | 17.5444 | 135.3101 | 47.4772 | 76.2163 | 43.5779 | 7.4617 | 0.11715 | 7.3446 | 0 | 0 | 17.9391 | 7.0368 | 60.0564 | 4.7339 | 108.8416 | 40.2905 | 149.1321 | 431.881 | 287.9037 | 719.7847
2015 | Large Hotel | 7 | 11345.29 | 0 | 79.0311 | 47.5402 | 59.442 | 17.5335 | 135.3101 | 47.4772 | 76.2163 | 45.4102 | 6.18 | 0.11715 | 6.0628 | 0 | 0 | 18.6796 | 7.0376 | 62.5759 | 4.7114 | 117.6928 | 79.0311 | 196.7239 | 552.4266 | 332.1782 | 884.6049
2015 | Large Hotel | 8 | 11345.29 | 0 | 133.433 | 25.2411 | 59.4784 | 17.4374 | 135.3101 | 47.4772 | 76.2163 | 45.8599 | 8.2302 | 0.11715 | 8.113 | 0 | 0 | 19.4038 | 7.0384 | 65.3436 | 4.6819 | 98.6178 | 133.433 | 232.0508 | 719.4517 | 382.7878 | 1102.2395
2018 | Large Hotel | 0A | 11345.29 | 0 | 2.4314 | 375.5849 | 63.5191 | 12.6787 | 135.3101 | 47.4772 | 75.4696 | 42.5714 | 11.0232 | 0.11715 | 10.906 | 0 | 0 | 24.1462 | 7.0376 | 46.4753 | 4.8223 | 453.2085 | 2.4314 | 455.6399 | 281.5939 | 353.8343 | 635.4282
2018 | Large Hotel | 0B | 11345.29 | 0 | 2.335 | 322.9114 | 63.5245 | 12.681 | 135.3101 | 47.4772 | 75.4696 | 41.6735 | 9.9756 | 0.11715 | 9.8585 | 0 | 0 | 23.5747 | 7.0376 | 46.4259 | 4.8269 | 398.0181 | 2.335 | 400.3532 | 281.1682 | 334.8023 | 615.9705
2018 | Large Hotel | 1A | 11345.29 | 0 | 3.5018 | 265.5406 | 63.5625 | 12.6826 | 135.3101 | 47.4772 | 75.4696 | 44.1525 | 8.8552 | 0.11715 | 8.738 | 0 | 0 | 23.7251 | 7.0376 | 48.1957 | 4.8168 | 342.1562 | 3.5018 | 345.658 | 289.7473 | 318.6287 | 608.376
2018 | Large Hotel | 1B | 11345.29 | 0 | 2.7501 | 253.6614 | 63.5516 | 12.6671 | 135.3101 | 47.4772 | 75.4696 | 41.2393 | 8.8389 | 0.11715 | 8.7217 | 0 | 0 | 23.584 | 7.0376 | 48.2827 | 4.823 | 327.2064 | 2.7501 | 329.9565 | 287.8064 | 312.8397 | 600.6461
2018 | Large Hotel | 2A | 11345.29 | 0 | 9.7919 | 233.1464 | 63.5206 | 12.6624 | 135.3101 | 47.4772 | 75.4696 | 42.3776 | 9.3437 | 0.11715 | 9.2265 | 0 | 0 | 17.625 | 7.0376 | 50.2202 | 4.8122 | 302.3755 | 9.7919 | 312.1674 | 314.04 | 313.3047 | 627.3447
2018 | Large Hotel | 2B | 11345.29 | 0 | 13.6565 | 152.2396 | 63.5322 | 12.6717 | 135.3101 | 47.4772 | 75.4696 | 40.5228 | 6.7553 | 0.11715 | 6.6382 | 0 | 0 | 13.2378 | 7.0368 | 50.3476 | 4.7563 | 212.6384 | 13.6565 | 226.2948 | 325.7021 | 286.5682 | 612.2703
2018 | Large Hotel | 3A | 11345.29 | 0 | 18.2666 | 135.542 | 63.5284 | 12.6694 | 135.3101 | 47.4772 | 75.4696 | 41.4192 | 7.3958 | 0.11715 | 7.2787 | 0 | 0 | 15.229 | 7.0376 | 53.6928 | 4.7889 | 199.4688 | 18.2666 | 217.7354 | 348.9442 | 290.0248 | 638.969
2018 | Large Hotel | 3B | 11345.29 | 0 | 15.5547 | 112.3232 | 63.5307 | 12.6686 | 135.3101 | 47.4772 | 75.4696 | 40.2181 | 6.0048 | 0.11715 | 5.8876 | 0 | 0 | 12.8128 | 7.0368 | 52.7981 | 4.7649 | 171.2417 | 15.5547 | 186.7964 | 338.408 | 276.7492 | 615.1572
2018 | Large Hotel | 3C | 11345.29 | 0 | 24.1565 | 80.6315 | 63.5439 | 12.6671 | 135.3101 | 47.4772 | 75.4696 | 42.1643 | 5.7427 | 0.11715 | 5.6255 | 0 | 0 | 0 | 7.0376 | 54.0994 | 4.8029 | 128.4214 | 24.1565 | 152.5778 | 367.3407 | 272.013 | 639.3538
2018 | Large Hotel | 4A | 11345.29 | 0 | 23.3555 | 95.5806 | 63.502 | 12.65 | 135.3101 | 47.4772 | 75.4696 | 42.5582 | 6.4111 | 0.11715 | 6.2939 | 0 | 0 | 16.7015 | 7.0376 | 56.441 | 4.775 | 161.1343 | 23.3555 | 184.4897 | 371.8412 | 284.7207 | 656.5619
2018 | Large Hotel | 4B | 11345.29 | 0 | 16.2697 | 77.7338 | 63.495 | 12.6593 | 135.3101 | 47.4772 | 75.4696 | 41.461 | 5.8194 | 0.11715 | 5.7023 | 0 | 0 | 12.8283 | 7.0368 | 55.6525 | 4.7579 | 137.7255 | 16.2697 | 153.9952 | 348.8356 | 268.829 | 617.6646
2018 | Large Hotel | 4C | 11345.29 | 0 | 26.7174 | 35.9192 | 63.5136 | 12.6353 | 135.3101 | 47.4772 | 75.4696 | 41.613 | 4.8727 | 0.11715 | 4.7555 | 0 | 0 | 11.5148 | 7.0368 | 57.2691 | 4.7967 | 93.8025 | 26.7174 | 120.5199 | 384.0833 | 265.8713 | 649.9546
2018 | Large Hotel | 5A | 11345.29 | 0 | 34.7571 | 60.0181 | 63.4818 | 12.6539 | 135.3101 | 47.4772 | 75.4696 | 42.3706 | 5.5845 | 0.11715 | 5.4673 | 0 | 0 | 15.0739 | 7.0368 | 58.7769 | 4.7672 | 122.9299 | 34.7571 | 157.687 | 411.9763 | 285.3733 | 697.3496
2018 | Large Hotel | 5B | 11345.29 | 0 | 24.8874 | 58.5944 | 63.4927 | 12.6546 | 135.3101 | 47.4772 | 75.4696 | 41.7766 | 5.1712 | 0.11715 | 5.054 | 0 | 0 | 14.4645 | 7.0368 | 58.1011 | 4.7532 | 119.8896 | 24.8874 | 144.777 | 381.167 | 273.7865 | 654.9535
2018 | Large Hotel | 5C | 11345.29 | 0 | 27.2785 | 23.1273 | 63.4981 | 12.6345 | 135.3101 | 47.4772 | 75.4696 | 42.1294 | 4.2694 | 0.11715 | 4.1522 | 0 | 0 | 14.0333 | 7.0368 | 58.589 | 4.799 | 83.4423 | 27.2785 | 110.7208 | 389.5779 | 264.2008 | 653.7787
2018 | Large Hotel | 6A | 11345.29 | 0 | 56.5992 | 63.5539 | 63.4803 | 12.6477 | 135.3101 | 47.4772 | 75.4696 | 42.3039 | 5.0324 | 0.11715 | 4.9152 | 0 | 0 | 15.9238 | 7.0376 | 60.5097 | 4.7362 | 126.6969 | 56.5992 | 183.2961 | 480.8526 | 310.2246 | 791.0773
2018 | Large Hotel | 6B | 11345.29 | 0 | 46.5353 | 42.4404 | 63.4702 | 12.6391 | 135.3101 | 47.4772 | 75.4696 | 41.033 | 3.946 | 0.11715 | 3.8289 | 0 | 0 | 15.2608 | 7.0368 | 60.0561 | 4.7269 | 102.5631 | 46.5353 | 149.0984 | 450.1256 | 291.4371 | 741.5626
2018 | Large Hotel | 7 | 11345.29 | 0 | 80.3549 | 50.4612 | 63.4586 | 12.6314 | 135.3101 | 47.4772 | 75.4696 | 42.8901 | 4.7548 | 0.11715 | 4.6377 | 0 | 0 | 16.6643 | 7.0384 | 62.5759 | 4.7044 | 114.6532 | 80.3549 | 195.0082 | 556.2936 | 331.9004 | 888.1939
2018 | Large Hotel | 8 | 11345.29 | 0 | 132.9165 | 28.839 | 63.4919 | 12.5616 | 135.3101 | 47.4772 | 75.4696 | 42.687 | 6.3715 | 0.11715 | 6.2544 | 0 | 0 | 17.2931 | 7.0384 | 65.343 | 4.6757 | 95.0734 | 132.9165 | 227.9899 | 717.9412 | 380.5053 | 1098.4465
2006 | Large Office | 0A | 46320.38 | 0 | 0.070467 | 243.1941 | 98.3357 | 18.7642 | 288.9326 | 0 | 39.8876 | 54.5845 | 36.4789 | 0.0026762 | 36.4762 | 84.1159 | 0 | 0 | 0 | 2.715 | 0 | 418.3708 | 0.070467 | 418.4412 | 8.1379 | 298.6156 | 306.7535
2006 | Large Office | 0B | 46320.38 | 0 | 1.2545 | 203.5186 | 98.3357 | 18.7678 | 288.9326 | 0 | 39.8876 | 55.1751 | 32.4266 | 0.0026762 | 32.4239 | 68.3186 | 0.36408 | 0 | 0 | 2.7095 | 0 | 359.8004 | 1.2545 | 361.0549 | 11.5812 | 279.748 | 291.3292
2006 | Large Office | 1A | 46320.38 | 0 | 0.38081 | 161.7479 | 98.3357 | 18.7699 | 288.9326 | 0 | 39.8876 | 53.5583 | 25.7535 | 0.0026762 | 25.7508 | 65.4427 | 0 | 0 | 0 | 2.912 | 0 | 306.4998 | 0.38081 | 306.8806 | 9.6205 | 260.8339 | 270.4543
2006 | Large Office | 1B | 46320.38 | 0 | 4.7278 | 171.8825 | 98.3357 | 18.7464 | 288.9326 | 0 | 39.8876 | 52.6784 | 26.648 | 0.0026762 | 26.6454 | 56.7657 | 2.1058 | 0 | 0 | 2.9211 | 0 | 310.0779 | 4.7278 | 314.8056 | 22.3467 | 266.4064 | 288.7531
2006 | Large Office | 2A | 46320.38 | 0 | 7.8469 | 150.0947 | 98.3357 | 18.7399 | 288.9326 | 0 | 39.8876 | 47.5388 | 25.9429 | 0.0026762 | 25.9402 | 56.9353 | 0.23056 | 0 | 0 | 3.139 | 0 | 280.7396 | 7.8469 | 288.5865 | 32.0963 | 259.6994 | 291.7957
2006 | Large Office | 2B | 46320.38 | 0 | 7.0892 | 108.9756 | 98.3357 | 18.7536 | 288.9326 | 0 | 39.8876 | 52.4522 | 20.046 | 0.0026762 | 20.0433 | 36.8324 | 0.95416 | 0 | 0 | 3.1532 | 0 | 219.2577 | 7.0892 | 226.3469 | 29.924 | 237.9166 | 267.8406
2006 | Large Office | 3A | 46320.38 | 0 | 28.319 | 100.0543 | 98.3357 | 18.75 | 288.9326 | 0 | 39.8876 | 46.7861 | 19.0402 | 0.0026762 | 19.0375 | 37.419 | 0.8311 | 0 | 0 | 3.5341 | 0 | 204.128 | 28.319 | 232.4471 | 93.0618 | 254.3474 | 347.4092
2006 | Large Office | 3B | 46320.38 | 0 | 13.4404 | 94.5194 | 98.3357 | 18.7492 | 288.9326 | 0 | 39.8876 | 51.2225 | 15.9473 | 0.0026762 | 15.9446 | 32.3937 | 14.6993 | 0 | 0 | 3.4323 | 0 | 208.7796 | 13.4404 | 222.22 | 49.295 | 240.9589 | 290.2539
2006 | Large Office | 3C | 46320.38 | 0 | 5.7913 | 71.854 | 98.3357 | 18.7464 | 288.9326 | 0 | 39.8876 | 45.0888 | 13.8042 | 0.0026762 | 13.8016 | 29.7422 | 0.15156 | 0 | 0 | 3.5793 | 0 | 160.6382 | 5.7913 | 166.4295 | 27.3773 | 216.9782 | 244.3556
2006 | Large Office | 4A | 46320.38 | 0 | 46.612 | 87.2517 | 98.3357 | 18.7213 | 288.9326 | 0 | 39.8876 | 44.1177 | 18.9253 | 0.0026762 | 18.9226 | 28.2599 | 0.5823 | 0 | 0 | 3.8493 | 0 | 179.1342 | 46.612 | 225.7462 | 147.4269 | 264.3909 | 411.8178
2006 | Large Office | 4B | 46320.38 | 0 | 17.6212 | 81.9886 | 98.3357 | 18.7355 | 288.9326 | 0 | 39.8876 | 53.7285 | 12.2826 | 0.0026762 | 12.2799 | 24.881 | 22.8232 | 0 | 0 | 3.7604 | 0 | 195.7012 | 17.6212 | 213.3224 | 62.4681 | 240.9867 | 303.4548
2006 | Large Office | 4C | 46320.38 | 0 | 33.2267 | 54.7516 | 98.3357 | 18.6998 | 288.9326 | 0 | 39.8876 | 44.9082 | 8.5861 | 0.0026762 | 8.5835 | 17.9722 | 0.34205 | 0 | 0 | 3.9446 | 0 | 126.5576 | 33.2267 | 159.7843 | 108.5992 | 233.0977 | 341.6969
2006 | Large Office | 5A | 46320.38 | 0 | 66.3374 | 64.3476 | 98.3357 | 18.727 | 288.9326 | 0 | 39.8876 | 44.0254 | 11.8581 | 0.0026762 | 11.8554 | 20.4526 | 0.71505 | 0 | 0 | 4.1199 | 0 | 141.3961 | 66.3374 | 207.7335 | 205.847 | 271.4719 | 477.319
2006 | Large Office | 5B | 46320.38 | 0 | 32.7534 | 74.1718 | 98.3357 | 18.7277 | 288.9326 | 0 | 39.8876 | 52.8881 | 10.4774 | 0.0026762 | 10.4747 | 19.5193 | 25.2947 | 0 | 0 | 4.0435 | 0 | 182.3486 | 32.7534 | 215.1021 | 107.5055 | 251.829 | 359.3345
2006 | Large Office | 5C | 46320.38 | 0 | 37.1032 | 48.6588 | 98.3357 | 18.6985 | 288.9326 | 0 | 39.8876 | 44.3869 | 6.588 | 0.0026762 | 6.5853 | 13.9357 | 0.37358 | 0 | 0 | 4.0975 | 0 | 113.9402 | 37.1032 | 151.0434 | 120.3713 | 232.8079 | 353.1792
2006 | Large Office | 6A | 46320.38 | 0 | 90.4478 | 66.0812 | 98.3357 | 18.7184 | 288.9326 | 0 | 39.8876 | 45.2216 | 11.2806 | 0.0026762 | 11.2779 | 20.0583 | 0.88009 | 0 | 0 | 4.3222 | 0 | 143.5191 | 90.4478 | 233.9669 | 276.8791 | 296.5085 | 573.3876
2006 | Large Office | 6B | 46320.38 | 0 | 58.8035 | 63.27 | 98.3357 | 18.7048 | 288.9326 | 0 | 39.8876 | 48.778 | 8.7407 | 0.0026762 | 8.7381 | 16.3591 | 17.392 | 0 | 0 | 4.2711 | 0 | 154.5372 | 58.8035 | 213.3406 | 184.2781 | 268.5796 | 452.8577
2006 | Large Office | 7 | 46320.38 | 0 | 103.4996 | 71.5055 | 98.3357 | 18.6934 | 288.9326 | 0 | 39.8876 | 45.9788 | 18.1016 | 0.0026762 | 18.0989 | 16.5402 | 1.0734 | 0 | 0 | 4.5628 | 0 | 153.1969 | 103.4996 | 256.6965 | 315.7138 | 313.1047 | 628.8185
2006 | Large Office | 8 | 46320.38 | 0 | 143.6961 | 62.0982 | 98.3357 | 18.5904 | 288.9326 | 0 | 39.8876 | 45.4565 | 14.148 | 0.0026762 | 14.1453 | 10.9567 | 5.7823 | 0 | 0 | 4.8916 | 0 | 138.4391 | 143.6961 | 282.1352 | 434.112 | 348.5434 | 782.6554
2009 | Large Office | 0A | 46320.38 | 0 | 0.069492 | 216.5371 | 98.3357 | 16.8209 | 288.9326 | 0 | 39.8876 | 54.3044 | 31.8933 | 0.0026762 | 31.8906 | 77.8044 | 0 | 0 | 0 | 2.715 | 0 | 380.5365 | 0.069492 | 380.606 | 8.1349 | 284.9996 | 293.1345
2009 | Large Office | 0B | 46320.38 | 0 | 0.92192 | 186.519 | 98.3357 | 16.8242 | 288.9326 | 0 | 39.8876 | 53.8928 | 28.9998 | 0.0026762 | 28.9972 | 64.8881 | 0.33198 | 0 | 0 | 2.7098 | 0 | 334.629 | 0.92192 | 335.5509 | 10.6105 | 270.1348 | 280.7453
2009 | Large Office | 1A | 46320.38 | 0 | 0.18234 | 149.7394 | 98.3357 | 16.8261 | 288.9326 | 0 | 39.8876 | 51.1574 | 28.3672 | 0.0026762 | 28.3645 | 61.9669 | 0 | 0 | 0 | 2.9121 | 0 | 291.2282 | 0.18234 | 291.4105 | 9.0404 | 254.7428 | 263.7832
2009 | Large Office | 1B | 46320.38 | 0 | 3.2606 | 159.5621 | 98.3357 | 16.8048 | 288.9326 | 0 | 39.8876 | 51.9009 | 24.3084 | 0.0026762 | 24.3057 | 54.5068 | 1.9974 | 0 | 0 | 2.921 | 0 | 292.2729 | 3.2606 | 295.5335 | 18.0598 | 258.1803 | 276.2401
2009 | Large Office | 2A | 46320.38 | 0 | 4.4153 | 134.9533 | 98.3357 | 16.7991 | 288.9326 | 0 | 39.8876 | 47.0513 | 22.4728 | 0.0026762 | 22.4701 | 52.71 | 0.19562 | 0 | 0 | 3.139 | 0 | 257.3802 | 4.4153 | 261.7956 | 22.0707 | 247.6082 | 269.6789
2009 | Large Office | 2B | 46320.38 | 0 | 3.2618 | 102.3495 | 98.3357 | 16.8113 | 288.9326 | 0 | 39.8876 | 52.1683 | 17.5804 | 0.0026762 | 17.5778 | 35.5445 | 0.8009 | 0 | 0 | 3.1533 | 0 | 208.441 | 3.2618 | 211.7028 | 18.7422 | 229.7221 | 248.4643
2009 | Large Office | 3A | 46320.38 | 0 | 14.5243 | 90.0527 | 98.3357 | 16.808 | 288.9326 | 0 | 39.8876 | 45.4159 | 16.4688 | 0.0026762 | 16.4662 | 35.5381 | 0.3392 | 0 | 0 | 3.5343 | 0 | 187.8119 | 14.5243 | 202.3363 | 52.7597 | 234.3037 | 287.0634
2009 | Large Office | 3B | 46320.38 | 0 | 6.4006 | 90.3844 | 98.3357 | 16.8075 | 288.9326 | 0 | 39.8876 | 51.9379 | 14.0804 | 0.0026762 | 14.0777 | 31.5598 | 14.5842 | 0 | 0 | 3.4323 | 0 | 202.5441 | 6.4006 | 208.9447 | 28.7277 | 231.1203 | 259.8479
2009 | Large Office | 3C | 46320.38 | 0 | 2.8819 | 69.1268 | 98.3357 | 16.8048 | 288.9326 | 0 | 39.8876 | 44.0743 | 12.082 | 0.0026762 | 12.0794 | 29.4049 | 0.12915 | 0 | 0 | 3.5793 | 0 | 154.8144 | 2.8819 | 157.6963 | 18.8768 | 211.4106 | 230.2875
2009 | Large Office | 4A | 46320.38 | 0 | 30.7055 | 76.3947 | 98.3357 | 16.7824 | 288.9326 | 0 | 39.8876 | 44.0672 | 13.1868 | 0.0026762 | 13.1841 | 27.247 | 0.49209 | 0 | 0 | 3.8488 | 0 | 161.3851 | 30.7055 | 192.0907 | 100.9534 | 241.7451 | 342.6985
2009 | Large Office | 4B | 46320.38 | 0 | 10.567 | 80.5334 | 98.3357 | 16.7953 | 288.9326 | 0 | 39.8876 | 56.1204 | 11.3784 | 0.0026762 | 11.3757 | 24.7959 | 22.6342 | 0 | 0 | 3.76 | 0 | 195.4597 | 10.567 | 206.0267 | 41.8577 | 233.1853 | 275.043
2009 | Large Office | 4C | 46320.38 | 0 | 19.443 | 53.3318 | 98.3357 | 16.7632 | 288.9326 | 0 | 39.8876 | 45.4206 | 7.1557 | 0.0026762 | 7.153 | 18.0484 | 0.29533 | 0 | 0 | 3.9447 | 0 | 124.2491 | 19.443 | 143.6921 | 68.3291 | 217.8611 | 286.1902
2009 | Large Office | 5A | 46320.38 | 0 | 45.3315 | 63.0725 | 98.3357 | 16.7875 | 288.9326 | 0 | 39.8876 | 44.6474 | 10.4314 | 0.0026762 | 10.4287 | 20.2621 | 0.61496 | 0 | 0 | 4.1193 | 0 | 139.0257 | 45.3315 | 184.3572 | 144.4748 | 248.9902 | 393.465
2009 | Large Office | 5B | 46320.38 | 0 | 21.405 | 73.5675 | 98.3357 | 16.7883 | 288.9326 | 0 | 39.8876 | 55.7138 | 9.893 | 0.0026762 | 9.8903 | 19.5873 | 25.1718 | 0 | 0 | 4.0433 | 0 | 183.9307 | 21.405 | 205.3357 | 74.349 | 240.358 | 314.707
2009 | Large Office | 5C | 46320.38 | 0 | 21.1006 | 47.8113 | 98.3357 | 16.7619 | 288.9326 | 0 | 39.8876 | 45.6075 | 5.525 | 0.0026762 | 5.5223 | 14.0593 | 0.3259 | 0 | 0 | 4.0974 | 0 | 113.3263 | 21.1006 | 134.427 | 73.618 | 215.9323 | 289.5503
2009 | Large Office | 6A | 46320.38 | 0 | 64.8508 | 64.6691 | 98.3357 | 16.7799 | 288.9326 | 0 | 39.8876 | 46.3246 | 11.2306 | 0.0026762 | 11.2279 | 19.7539 | 0.74715 | 0 | 0 | 4.3215 | 0 | 142.7227 | 64.8508 | 207.5735 | 202.0931 | 269.9746 | 472.0677
2009 | Large Office | 6B | 46320.38 | 0 | 40.6888 | 62.9283 | 98.3357 | 16.7678 | 288.9326 | 0 | 39.8876 | 51.3613 | 7.9843 | 0.0026762 | 7.9816 | 16.4519 | 17.2654 | 0 | 0 | 4.2706 | 0 | 155.9885 | 40.6888 | 196.6773 | 131.3529 | 250.2981 | 381.651
2009 | Large Office | 7 | 46320.38 | 0 | 70.9055 | 70.5003 | 98.3357 | 16.7575 | 288.9326 | 0 | 39.8876 | 47.4062 | 16.7197 | 0.0026762 | 16.717 | 16.5364 | 0.91694 | 0 | 0 | 4.5621 | 0 | 152.0769 | 70.9055 | 222.9824 | 220.485 | 279.4639 | 499.9489
2009 | Large Office | 8 | 46320.38 | 0 | 100.206 | 62.3357 | 98.3357 | 16.665 | 288.9326 | 0 | 39.8876 | 47.3857 | 12.9767 | 0.0026762 | 12.9741 | 11.1334 | 5.5554 | 0 | 0 | 4.8912 | 0 | 139.3843 | 100.206 | 239.5903 | 307.0507 | 304.7175 | 611.7683
2012 | Large Office | 0A | 46320.38 | 0 | 0.083988 | 153.4109 | 81.559 | 16.8209 | 288.9326 | 0 | 38.8214 | 46.664 | 26.2897 | 0.0026762 | 26.287 | 53.3228 | 0 | 1.6234 | 0 | 2.715 | 0 | 281.3082 | 0.083988 | 281.3922 | 8.1776 | 244.9431 | 253.1207
2012 | Large Office | 0B | 46320.38 | 0 | 0.091724 | 166.8731 | 81.559 | 16.8242 | 288.9326 | 0 | 38.8214 | 47.042 | 26.5187 | 0.0026762 | 26.516 | 45.8462 | 0.33977 | 0 | 0 | 2.7102 | 0 | 286.6171 | 0.091724 | 286.7088 | 8.1862 | 246.7642 | 254.9504
2012 | Large Office | 1A | 46320.38 | 0 | 0.10401 | 121.0039 | 81.559 | 16.8261 | 288.9326 | 0 | 38.8214 | 45.1013 | 25.8318 | 0.0026762 | 25.8291 | 45.0656 | 0 | 1.5634 | 0 | 2.912 | 0 | 238.5634 | 0.10401 | 238.6674 | 8.8114 | 230.531 | 239.3424
2012 | Large Office | 1B | 46320.38 | 0 | 1.1071 | 144.7794 | 81.559 | 16.8048 | 288.9326 | 0 | 38.8214 | 45.9991 | 26.7827 | 0.0026762 | 26.78 | 40.0899 | 2.0145 | 0 | 0 | 2.9208 | 0 | 259.6629 | 1.1071 | 260.77 | 11.7679 | 238.7576 | 250.5255
2012 | Large Office | 2A | 46320.38 | 0 | 0.7267 | 105.5939 | 81.559 | 16.7991 | 288.9326 | 0 | 38.8214 | 43.6576 | 18.6271 | 0.0026762 | 18.6244 | 39.6147 | 0.094771 | 0.96879 | 0 | 3.1388 | 0 | 208.5542 | 0.7267 | 209.2809 | 11.2937 | 221.1 | 232.3937
2012 | Large Office | 2B | 46320.38 | 0 | 1.4758 | 96.471 | 81.559 | 16.8113 | 288.9326 | 0 | 38.8214 | 48.0444 | 16.7877 | 0.0026762 | 16.785 | 30.505 | 0.80128 | 0 | 0 | 3.1531 | 0 | 192.6067 | 1.4758 | 194.0825 | 13.5239 | 216.4089 | 229.9328
2012 | Large Office | 3A | 46320.38 | 0 | 5.1913 | 81.5222 | 81.559 | 16.808 | 288.9326 | 0 | 38.8214 | 42.7722 | 15.4983 | 0.0026762 | 15.4957 | 28.9896 | 0.33863 | 0.38402 | 0 | 3.5341 | 0 | 169.5022 | 5.1913 | 174.6935 | 25.492 | 212.5962 | 238.0881
2012 | Large Office | 3B | 46320.38 | 0 | 4.3513 | 86.4685 | 81.559 | 16.8075 | 288.9326 | 0 | 38.8214 | 48.7759 | 13.484 | 0.0026762 | 13.4813 | 27.5631 | 14.5985 | 0 | 0 | 3.4324 | 0 | 190.8873 | 4.3513 | 195.2386 | 22.7406 | 218.9738 | 241.7144
2012 | Large Office | 3C | 46320.38 | 0 | 2.3995 | 66.6618 | 81.559 | 16.8048 | 288.9326 | 0 | 38.8214 | 41.9367 | 11.5453 | 0.0026762 | 11.5426 | 26.5654 | 0.12725 | 0 | 0 | 3.5794 | 0 | 146.8338 | 2.3995 | 149.2333 | 17.4678 | 202.0897 | 219.5575
2012 | Large Office | 4A | 46320.38 | 0 | 9.058 | 71.3572 | 81.559 | 16.7824 | 288.9326 | 0 | 38.8214 | 42.169 | 12.3059 | 0.0026762 | 12.3033 | 22.6492 | 0.48582 | 0.42827 | 0 | 3.8493 | 0 | 149.3928 | 9.058 | 158.4507 | 37.7096 | 209.886 | 247.5957
2012 | Large Office | 4B | 46320.38 | 0 | 7.0058 | 78.1311 | 81.559 | 16.7953 | 288.9326 | 0 | 38.8214 | 53.2687 | 10.9687 | 0.0026762 | 10.966 | 22.638 | 22.7436 | 0 | 0 | 3.7603 | 0 | 187.7475 | 7.0058 | 194.7533 | 31.454 | 220.8774 | 252.3314
2012 | Large Office | 4C | 46320.38 | 0 | 14.7132 | 52.4114 | 81.559 | 16.7632 | 288.9326 | 0 | 38.8214 | 43.1894 | 6.9211 | 0.0026762 | 6.9184 | 17.0787 | 0.28944 | 0 | 0 | 3.9448 | 0 | 119.8874 | 14.7132 | 134.6005 | 54.5108 | 205.5311 | 260.0419
2012 | Large Office | 5A | 46320.38 | 0 | 13.6715 | 60.4821 | 81.559 | 16.7875 | 288.9326 | 0 | 38.8214 | 42.4161 | 9.4226 | 0.0026762 | 9.4199 | 17.6028 | 0.60566 | 0.3468 | 0 | 4.1197 | 0 | 130.8734 | 13.6715 | 144.5448 | 51.9784 | 208.433 | 260.4114
2012 | Large Office | 5B | 46320.38 | 0 | 15.005 | 71.6461 | 81.559 | 16.7883 | 288.9326 | 0 | 38.8214 | 52.5007 | 9.4231 | 0.0026762 | 9.4205 | 18.3912 | 25.1853 | 0 | 0 | 4.0436 | 0 | 177.1437 | 15.005 | 192.1487 | 55.652 | 225.528 | 281.18
2012 | Large Office | 5C | 46320.38 | 0 | 18.0908 | 47.2285 | 81.559 | 16.7619 | 288.9326 | 0 | 38.8214 | 43.5054 | 5.3028 | 0.0026762 | 5.3001 | 13.5972 | 0.32116 | 0 | 0 | 4.0977 | 0 | 109.9524 | 18.0908 | 128.0432 | 64.8252 | 205.6605 | 270.4858
2012 | Large Office | 6A | 46320.38 | 0 | 50.8673 | 62.9351 | 81.559 | 16.7799 | 288.9326 | 0 | 38.8214 | 43.224 | 10.8477 | 0.0026762 | 10.8451 | 16.816 | 0.73803 | 0 | 0 | 4.3216 | 0 | 134.5582 | 50.8673 | 185.4255 | 161.2393 | 247.0893 | 408.3286
2012 | Large Office | 6B | 46320.38 | 0 | 30.0303 | 61.6875 | 81.559 | 16.7678 | 288.9326 | 0 | 38.8214 | 48.1038 | 7.5644 | 0.0026762 | 7.5617 | 15.5844 | 17.2542 | 0 | 0 | 4.2707 | 0 | 150.1916 | 30.0303 | 180.2219 | 100.2133 | 231.5483 | 331.7615
2012 | Large Office | 7 | 46320.38 | 0 | 56.549 | 58.5432 | 81.559 | 16.7575 | 288.9326 | 0 | 38.8214 | 43.6859 | 9.2729 | 0.0026762 | 9.2702 | 14.0618 | 0.9027 | 0 | 0 | 4.5625 | 0 | 126.4638 | 56.549 | 183.0128 | 178.5426 | 250.2336 | 428.7763
2012 | Large Office | 8 | 46320.38 | 0 | 38.4869 | 50.2146 | 81.559 | 16.665 | 288.9326 | 0 | 38.8214 | 43.5155 | 5.8034 | 0.0026762 | 5.8007 | 10.3004 | 5.4859 | 0.79862 | 0 | 4.8907 | 0 | 116.1157 | 38.4869 | 154.6026 | 126.7312 | 228.9262 | 355.6574
2015 | Large Office | 0A | 46320.38 | 0 | 0.099524 | 139.6726 | 62.7897 | 12.456 | 288.9326 | 0 | 37.7556 | 43.7309 | 22.4692 | 0.0026762 | 22.4665 | 50.0192 | 0 | 2.3024 | 0 | 2.4569 | 0 | 258.1916 | 0.099524 | 258.2911 | 7.4687 | 228.5049 | 235.9735
2015 | Large Office | 0B | 46320.38 | 0 | 0.1176 | 142.4073 | 62.8016 | 12.4514 | 288.9326 | 0 | 37.7556 | 43.1214 | 21.9714 | 0.0026762 | 21.9687 | 42.5351 | 0.34395 | 0 | 0 | 2.4448 | 0 | 250.3765 | 0.1176 | 250.4941 | 7.4861 | 225.8385 | 233.3246
2015 | Large Office | 1A | 46320.38 | 0 | 0.13079 | 112.4033 | 62.8493 | 12.4533 | 288.9326 | 0 | 37.7556 | 42.3513 | 17.9844 | 0.0026762 | 17.9817 | 42.6874 | 0 | 2.1833 | 0 | 2.6608 | 0 | 217.6071 | 0.13079 | 217.7379 | 8.1558 | 214.8683 | 223.0241
2015 | Large Office | 1B | 46320.38 | 0 | 0.25801 | 125.7426 | 62.8419 | 12.4334 | 288.9326 | 0 | 37.7556 | 42.9007 | 18.9106 | 0.0026762 | 18.908 | 37.5693 | 2.021 | 0 | 0 | 2.6658 | 0 | 227.1416 | 0.25801 | 227.3996 | 8.5419 | 218.2546 | 226.7965
2015 | Large Office | 2A | 46320.38 | 0 | 0.52707 | 98.4466 | 62.8237 | 12.4279 | 288.9326 | 0 | 37.7556 | 41.131 | 16.1788 | 0.0026762 | 16.1761 | 37.4523 | 0.094391 | 1.2565 | 0 | 2.8951 | 0 | 194.557 | 0.52707 | 195.084 | 9.998 | 207.5919 | 217.5899
2015 | Large Office | 2B | 46320.38 | 0 | 0.63329 | 90.1244 | 62.8578 | 12.4395 | 288.9326 | 0 | 37.7556 | 45.2994 | 12.5975 | 0.0026762 | 12.5948 | 29.2463 | 0.80185 | 0 | 0 | 2.9099 | 0 | 178.0669 | 0.63329 | 178.7002 | 10.3515 | 202.0841 | 212.4356
2015 | Large Office | 3A | 46320.38 | 0 | 2.9117 | 77.0252 | 62.8896 | 12.4364 | 288.9326 | 0 | 37.7558 | 41.1761 | 11.5584 | 0.0026762 | 11.5557 | 27.8189 | 0.33407 | 1.0235 | 0 | 3.3009 | 0 | 158.9335 | 2.9117 | 161.8451 | 18.1508 | 198.2146 | 216.3653
2015 | Large Office | 3B | 46320.38 | 0 | 1.5193 | 82.2666 | 62.8647 | 12.4357 | 288.9326 | 0 | 37.7556 | 46.1273 | 10.5575 | 0.0026762 | 10.5549 | 26.5373 | 14.6443 | 0 | 0 | 3.1971 | 0 | 180.1304 | 1.5193 | 181.6496 | 13.7792 | 203.9648 | 217.7439
2015 | Large Office | 3C | 46320.38 | 0 | 0.24488 | 63.1995 | 62.897 | 12.4649 | 288.9326 | 0 | 37.7558 | 39.6191 | 9.0528 | 0.0026762 | 9.0501 | 25.8135 | 0.12687 | 0 | 0 | 3.3481 | 0 | 137.8091 | 0.24488 | 138.054 | 10.4971 | 188.3768 | 198.8739
2015 | Large Office | 4A | 46320.38 | 0 | 5.8263 | 67.795 | 62.8852 | 12.4763 | 288.9326 | 0 | 37.7558 | 40.3752 | 9.4526 | 0.0026762 | 9.4499 | 21.6949 | 0.48468 | 1.0727 | 0 | 3.6223 | 0 | 140.8723 | 5.8263 | 146.6986 | 27.6047 | 195.2807 | 222.8853
2015 | Large Office | 4B | 46320.38 | 0 | 3.3452 | 75.3305 | 62.8117 | 12.433 | 288.9326 | 0 | 37.7556 | 49.9405 | 8.7444 | 0.0026762 | 8.7417 | 21.6636 | 22.7545 | 0 | 0 | 3.5313 | 0 | 178.4308 | 3.3452 | 181.7759 | 20.0902 | 205.5242 | 225.6144
2015 | Large Office | 4C | 46320.38 | 0 | 4.9823 | 50.5534 | 62.9541 | 12.4788 | 288.9326 | 0 | 37.7558 | 41.1018 | 5.6705 | 0.0026762 | 5.6678 | 16.5921 | 0.28925 | 0 | 0 | 3.72 | 0 | 114.2043 | 4.9823 | 119.1867 | 25.4246 | 185.4309 | 210.8555
2015 | Large Office | 5A | 46320.38 | 0 | 9.4118 | 58.2612 | 62.8613 | 12.4472 | 288.9326 | 0 | 37.7556 | 40.6175 | 7.4749 | 0.0026762 | 7.4722 | 17.1043 | 0.60395 | 0.89681 | 0 | 3.8952 | 0 | 124.956 | 9.4118 | 134.3678 | 38.8776 | 193.6733 | 232.5509
2015 | Large Office | 5B | 46320.38 | 0 | 8.8562 | 69.375 | 62.8704 | 12.4655 | 288.9326 | 0 | 37.7556 | 49.9483 | 7.7706 | 0.0026762 | 7.7679 | 17.6509 | 25.209 | 0 | 0 | 3.8182 | 0 | 169.9512 | 8.8562 | 178.8074 | 37.0295 | 208.4508 | 245.4803
2015 | Large Office | 5C | 46320.38 | 0 | 5.3906 | 46.3292 | 62.9876 | 12.4702 | 288.9326 | 0 | 37.7558 | 41.3455 | 4.3927 | 0.0026762 | 4.39 | 13.27 | 0.31622 | 0 | 0 | 3.8742 | 0 | 105.6509 | 5.3906 | 111.0415 | 27.0683 | 183.0745 | 210.1428
2015 | Large Office | 6A | 46320.38 | 0 | 18.1525 | 59.577 | 62.8852 | 12.4592 | 288.9326 | 0 | 37.7558 | 41.8467 | 8.0451 | 0.0026762 | 8.0424 | 16.1078 | 0.73765 | 0.98797 | 0 | 4.0983 | 0 | 127.2994 | 18.1525 | 145.4519 | 65.0077 | 203.4314 | 268.4391
2015 | Large Office | 6B | 46320.38 | 0 | 17.6771 | 59.9815 | 62.9095 | 12.4417 | 288.9326 | 0 | 37.7558 | 46.0658 | 6.3895 | 0.0026762 | 6.3868 | 15.0824 | 17.2399 | 0 | 0 | 4.0464 | 0 | 144.7564 | 17.6771 | 162.4335 | 63.4673 | 208.8817 | 272.349
2015 | Large Office | 7 | 46320.38 | 0 | 18.448 | 55.8102 | 62.8985 | 12.4725 | 288.9326 | 0 | 37.7558 | 42.2434 | 7.9488 | 0.0026762 | 7.9461 | 13.5936 | 0.90858 | 1.0932 | 0 | 4.3407 | 0 | 121.5951 | 18.448 | 140.0432 | 66.5792 | 202.0258 | 268.605
2015 | Large Office | 8 | 46320.38 | 0 | 31.4218 | 49.0735 | 63.5277 | 12.6085 | 288.9326 | 0 | 37.7561 | 42.1297 | 5.9388 | 0.0026762 | 5.9362 | 10.0313 | 5.4576 | 1.1636 | 0 | 4.6689 | 0 | 113.7918 | 31.4218 | 145.2137 | 105.4424 | 212.9191 | 318.3615
2018 | Large Office | 0A | 46320.38 | 0 | 0.15133 | 131.3136 | 57.6838 | 8.3132 | 288.9326 | 0 | 37.2399 | 43.1976 | 21.7333 | 0.0026762 | 21.7306 | 50.0374 | 0 | 2.3529 | 0 | 2.4569 | 0 | 248.6321 | 0.15133 | 248.7834 | 7.6202 | 221.9426 | 229.5628
2018 | Large Office | 0B | 46320.38 | 0 | 0.14711 | 141.6911 | 57.6948 | 8.3094 | 288.9326 | 0 | 37.2399 | 42.5653 | 22.0069 | 0.0026762 | 22.0043 | 42.5556 | 0.34262 | 0 | 0 | 2.4446 | 0 | 249.1589 | 0.14711 | 249.306 | 7.572 | 222.1088 | 229.6808
2018 | Large Office | 1A | 46320.38 | 0 | 0.16928 | 109.2087 | 57.7385 | 8.3106 | 288.9326 | 0 | 37.2399 | 41.8151 | 17.7174 | 0.0026762 | 17.7147 | 42.1593 | 0 | 2.2194 | 0 | 2.6607 | 0 | 213.1172 | 0.16928 | 213.2865 | 8.2682 | 210.0262 | 218.2944
2018 | Large Office | 1B | 46320.38 | 0 | 0.29207 | 124.809 | 57.7317 | 8.2969 | 288.9326 | 0 | 37.2399 | 42.3144 | 18.8951 | 0.0026762 | 18.8924 | 37.6344 | 2.031 | 0 | 0 | 2.6659 | 0 | 225.6813 | 0.29207 | 225.9733 | 8.6422 | 214.4475 | 223.0897
2018 | Large Office | 2A | 46320.38 | 0 | 0.36527 | 94.7492 | 57.7148 | 8.2931 | 288.9326 | 0 | 37.2399 | 40.476 | 15.8134 | 0.0026762 | 15.8107 | 37.2886 | 0.09572 | 1.1931 | 0 | 2.8952 | 0 | 189.6133 | 0.36527 | 189.9786 | 9.5257 | 202.3976 | 211.9233
2018 | Large Office | 2B | 46320.38 | 0 | 0.52297 | 89.7497 | 57.7461 | 8.3011 | 288.9326 | 0 | 37.2399 | 44.5399 | 12.622 | 0.0026762 | 12.6193 | 29.2129 | 0.80204 | 0 | 0 | 2.9099 | 0 | 176.9239 | 0.52297 | 177.4469 | 10.0294 | 198.2401 | 208.2694
2018 | Large Office | 3A | 46320.38 | 0 | 2.1504 | 75.3336 | 57.7752 | 8.299 | 288.9326 | 0 | 37.2399 | 40.3484 | 11.3052 | 0.0026762 | 11.3026 | 27.647 | 0.33711 | 0.90194 | 0 | 3.3007 | 0 | 155.8706 | 2.1504 | 158.021 | 15.9257 | 193.0614 | 208.9871
2018 | Large Office | 3B | 46320.38 | 0 | 1.5447 | 81.9181 | 57.7524 | 8.2986 | 288.9326 | 0 | 37.2399 | 45.342 | 10.5214 | 0.0026762 | 10.5188 | 26.5018 | 14.6724 | 0 | 0 | 3.1975 | 0 | 178.953 | 1.5447 | 180.4978 | 13.8548 | 200.2453 | 214.1001
2018 | Large Office | 3C | 46320.38 | 0 | 0.24234 | 62.7735 | 57.782 | 8.3216 | 288.9326 | 0 | 37.2399 | 38.9188 | 9.0066 | 0.0026762 | 9.004 | 25.7638 | 0.12649 | 0 | 0 | 3.348 | 0 | 136.5866 | 0.24234 | 136.8289 | 10.4895 | 184.6103 | 195.0998
2018 | Large Office | 4A | 46320.38 | 0 | 4.5978 | 65.7796 | 57.7879 | 8.3326 | 288.9326 | 0 | 37.2399 | 38.8959 | 9.0813 | 0.0026762 | 9.0786 | 21.5027 | 0.4824 | 0.94562 | 0 | 3.6222 | 0 | 136.6848 | 4.5978 | 141.2825 | 24.0153 | 189.2793 | 213.2946
2018 | Large Office | 4B | 46320.38 | 0 | 3.5822 | 74.5893 | 57.718 | 8.2975 | 288.9326 | 0 | 37.2399 | 48.2614 | 8.524 | 0.0026762 | 8.5214 | 21.5946 | 22.7602 | 0 | 0 | 3.5315 | 0 | 175.7269 | 3.5822 | 179.3091 | 20.7833 | 201.5004 | 222.2837
2018 | Large Office | 4C | 46320.38 | 0 | 4.6959 | 50.1605 | 57.8582 | 8.336 | 288.9326 | 0 | 37.2399 | 39.2936 | 5.4276 | 0.0026762 | 5.4249 | 16.53 | 0.28621 | 0 | 0 | 3.7201 | 0 | 111.6951 | 4.6959 | 116.391 | 24.588 | 180.947 | 205.5349
2018 | Large Office | 5A | 46320.38 | 0 | 7.5546 | 57.7795 | 57.7581 | 8.3092 | 288.9326 | 0 | 37.2399 | 39.2539 | 7.3036 | 0.0026762 | 7.3009 | 17.0525 | 0.60262 | 0.75912 | 0 | 3.895 | 0 | 122.7485 | 7.5546 | 130.3031 | 33.451 | 187.7207 | 221.1717
2018 | Large Office | 5B | 46320.38 | 0 | 9.1453 | 68.3821 | 57.7647 | 8.3235 | 288.9326 | 0 | 37.2399 | 48.4124 | 7.53 | 0.0026762 | 7.5273 | 17.6363 | 25.2221 | 0 | 0 | 3.8181 | 0 | 167.1802 | 9.1453 | 176.3255 | 37.8739 | 204.4497 | 242.3236
2018 | Large Office | 5C | 46320.38 | 0 | 5.3224 | 46.1964 | 57.8753 | 8.3296 | 288.9326 | 0 | 37.2399 | 39.7539 | 4.2054 | 0.0026762 | 4.2027 | 13.25 | 0.31166 | 0 | 0 | 3.8744 | 0 | 103.7148 | 5.3224 | 109.0372 | 26.8693 | 179.0001 | 205.8693
2018 | Large Office | 6A | 46320.38 | 0 | 14.18 | 59.2307 | 57.771 | 8.3193 | 288.9326 | 0 | 37.2399 | 40.5976 | 7.7338 | 0.0026762 | 7.7311 | 16.0821 | 0.73386 | 0.87573 | 0 | 4.0983 | 0 | 125.2511 | 14.18 | 139.4311 | 53.4017 | 195.4139 | 248.8155
2018 | Large Office | 6B | 46320.38 | 0 | 17.3559 | 59.4725 | 57.7932 | 8.3068 | 288.9326 | 0 | 37.2399 | 44.7327 | 6.0408 | 0.0026762 | 6.0381 | 15.0834 | 17.2479 | 0 | 0 | 4.0464 | 0 | 142.5746 | 17.3559 | 159.9305 | 62.5287 | 204.4706 | 266.9993
2018 | Large Office | 7 | 46320.38 | 0 | 13.015 | 55.49 | 57.783 | 8.3317 | 288.9326 | 0 | 37.2399 | 40.827 | 7.3712 | 0.0026762 | 7.3685 | 13.5668 | 0.90251 | 0.99272 | 0 | 4.3409 | 0 | 119.1476 | 13.015 | 132.1626 | 50.7069 | 192.4107 | 243.1176
2018 | Large Office | 8 | 46320.38 | 0 | 21.6771 | 48.952 | 58.3582 | 8.4464 | 288.9326 | 0 | 37.2403 | 40.4758 | 5.1611 | 0.0026762 | 5.1584 | 10.0389 | 5.4532 | 1.0843 | 0 | 4.6689 | 0 | 111.1626 | 21.6771 | 132.8397 | 76.972 | 198.9038 | 275.8759
2006 | Medium Office | 0A | 4982.19 | 0.0017657 | 0 | 279.1802 | 99.3614 | 39.9709 | 144.1263 | 0 | 5.9664 | 35.6466 | 0.026486 | 0.026486 | 0 | 0 | 0 | 0 | 0 | 4.0572 | 0 | 314.8286 | 0 | 314.8286 | 11.8534 | 210.89 | 222.7434
2006 | Medium Office | 0B | 4982.19 | 1.7834 | 0 | 247.4676 | 99.3614 | 39.9797 | 144.1263 | 0 | 5.9664 | 30.1499 | 0.026486 | 0.026486 | 0 | 0 | 0 | 0 | 0 | 4.0856 | 0 | 279.4009 | 0 | 279.4009 | 11.9364 | 198.7953 | 210.7316
2006 | Medium Office | 1A | 4982.19 | 0.21895 | 0 | 179.7923 | 99.3614 | 39.9833 | 144.1263 | 0 | 5.9664 | 27.911 | 0.026486 | 0.026486 | 0 | 0 | 0 | 0 | 0 | 4.2391 | 0 | 207.9222 | 0 | 207.9222 | 12.3849 | 174.4843 | 186.8691
2006 | Medium Office | 1B | 4982.19 | 8.3608 | 0.3723 | 197.5856 | 99.3614 | 39.9338 | 144.1263 | 0 | 5.9664 | 27.4413 | 0.026486 | 0.026486 | 0 | 0 | 0 | 0 | 0 | 4.2542 | 0 | 233.3877 | 0.3723 | 233.76 | 13.5167 | 183.5704 | 197.0871
2006 | Medium Office | 2A | 4982.19 | 8.8975 | 1.6844 | 158.2433 | 99.3614 | 39.9197 | 144.1263 | 0 | 5.9664 | 23.3518 | 0.026486 | 0.026486 | 0 | 0 | 0 | 0 | 0 | 4.4512 | 0 | 190.4927 | 1.6844 | 192.1771 | 17.9257 | 170.3933 | 188.319
2006 | Medium Office | 2B | 4982.19 | 12.8475 | 0.40131 | 111.1989 | 99.3614 | 39.948 | 144.1263 | 0 | 5.9664 | 25.9934 | 0.026486 | 0.026486 | 0 | 0 | 0 | 0 | 0 | 4.4627 | 0 | 150.0397 | 0.40131 | 150.441 | 14.2089 | 155.2845 | 169.4933
2006 | Medium Office | 3A | 4982.19 | 36.5719 | 11.8161 | 88.7529 | 99.3614 | 39.9409 | 144.1263 | 0 | 5.9664 | 19.3948 | 0.026486 | 0.026486 | 0 | 0 | 0 | 0 | 0 | 4.8356 | 0 | 144.7196 | 11.8161 | 156.5357 | 48.6495 | 165.25 | 213.8995
2006 | Medium Office | 3B | 4982.19 | 21.9516 | 2.1794 | 76.059 | 99.3614 | 39.9391 | 144.1263 | 0 | 5.9664 | 22.7232 | 0.026486 | 0.026486 | 0 | 0 | 0 | 0 | 0 | 4.7359 | 0 | 120.7338 | 2.1794 | 122.9132 | 20.2035 | 147.3025 | 167.506
2006 | Medium Office | 3C | 4982.19 | 10.4938 | 0.76514 | 51.8455 | 99.3614 | 39.9338 | 144.1263 | 0 | 5.9664 | 16.7639 | 0.026486 | 0.026486 | 0 | 0 | 0 | 0 | 0 | 4.867 | 0 | 79.1031 | 0.76514 | 79.8683 | 16.4549 | 131.7683 | 148.2231
2006 | Medium Office | 4A | 4982.19 | 67.7088 | 20.7851 | 65.8266 | 99.3614 | 39.8809 | 144.1263 | 0 | 5.9664 | 18.4784 | 0.026486 | 0.026486 | 0 | 0 | 0 | 0 | 0 | 5.1469 | 0 | 152.0138 | 20.7851 | 172.7989 | 75.7606 | 177.0051 | 252.7657
2006 | Medium Office | 4B | 4982.19 | 35.0639 | 4.7558 | 54.0756 | 99.3614 | 39.9109 | 144.1263 | 0 | 5.9664 | 23.3642 | 0.026486 | 0.026486 | 0 | 0 | 0 | 0 | 0 | 5.0544 | 0 | 112.5037 | 4.7558 | 117.2596 | 28.6614 | 147.3702 | 176.0316
2006 | Medium Office | 4C | 4982.19 | 50.364 | 15.8129 | 21.6691 | 99.3614 | 39.835 | 144.1263 | 0 | 5.9664 | 16.0911 | 0.026486 | 0.026486 | 0 | 0 | 0 | 0 | 0 | 5.2436 | 0 | 88.1243 | 15.8129 | 103.9371 | 61.5182 | 150.2464 | 211.7646
2006 | Medium Office | 5A | 4982.19 | 82.986 | 37.4767 | 35.8938 | 99.3614 | 39.8932 | 144.1263 | 0 | 5.9664 | 17.0552 | 0.026486 | 0.026486 | 0 | 0 | 0 | 0 | 0 | 5.4225 | 0 | 135.935 | 37.4767 | 173.4117 | 125.3336 | 188.4731 | 313.8067
2006 | Medium Office | 5B | 4982.19 | 52.4741 | 13.6667 | 39.3564 | 99.3614 | 39.8932 | 144.1263 | 0 | 5.9664 | 21.5614 | 0.026486 | 0.026486 | 0 | 0 | 0 | 0 | 0 | 5.3403 | 0 | 113.3919 | 13.6667 | 127.0586 | 55.5306 | 156.8655 | 212.3961
2006 | Medium Office | 5C | 4982.19 | 52.5165 | 24.7606 | 13.6809 | 99.3614 | 39.8314 | 144.1263 | 0 | 5.9664 | 15.904 | 0.026486 | 0.026486 | 0 | 0 | 0 | 0 | 0 | 5.4001 | 0 | 82.1013 | 24.7606 | 106.862 | 88.1172 | 157.288 | 245.4052
2006 | Medium Office | 6A | 4982.19 | 119.1588 | 49.3768 | 39.171 | 99.3614 | 39.8738 | 144.1263 | 0 | 5.9664 | 18.1535 | 0.026486 | 0.026486 | 0 | 0 | 0 | 0 | 0 | 5.6273 | 0 | 176.4833 | 49.3768 | 225.8602 | 160.6995 | 214.451 | 375.1504
2006 | Medium Office | 6B | 4982.19 | 90.1266 | 29.1829 | 25.3577 | 99.3614 | 39.8456 | 144.1263 | 0 | 5.9664 | 19.1282 | 0.026486 | 0.026486 | 0 | 0 | 0 | 0 | 0 | 5.5729 | 0 | 134.6125 | 29.1829 | 163.7953 | 101.5421 | 179.8614 | 281.4035
2006 | Medium Office | 7 | 4982.19 | 119.1694 | 64.8996 | 38.6484 | 99.3614 | 39.8208 | 144.1263 | 0 | 5.9664 | 18.4378 | 0.026486 | 0.026486 | 0 | 0 | 0 | 0 | 0 | 5.8715 | 0 | 176.2556 | 64.8996 | 241.1552 | 206.7639 | 230.1218 | 436.8857
2006 | Medium Office | 8 | 4982.19 | 167.0402 | 93.721 | 25.4177 | 99.3614 | 39.6019 | 144.1263 | 0 | 5.9664 | 19.0823 | 0.026486 | 0.026486 | 0 | 0 | 0 | 0 | 0 | 6.2063 | 0 | 211.5402 | 93.721 | 305.2613 | 291.9465 | 271.2798 | 563.2262
2009 | Medium Office | 0A | 4982.19 | 0 | 0 | 246.975 | 99.3614 | 22.0116 | 144.1263 | 0 | 5.9664 | 29.35 | 0.026486 | 0.026486 | 0 | 0 | 0 | 0 | 0 | 4.0578 | 0 | 276.325 | 0 | 276.325 | 11.8551 | 191.5645 | 203.4197
2009 | Medium Office | 0B | 4982.19 | 1.1424 | 0 | 224.8803 | 99.3614 | 22.0152 | 144.1263 | 0 | 5.9664 | 25.7868 | 0.026486 | 0.026486 | 0 | 0 | 0 | 0 | 0 | 4.0856 | 0 | 251.8096 | 0 | 251.8096 | 11.9364 | 183.2024 | 195.1387
2009 | Medium Office | 1A | 4982.19 | 0.10065 | 0 | 164.132 | 99.3614 | 22.0187 | 144.1263 | 0 | 5.9664 | 24.8386 | 0.026486 | 0.026486 | 0 | 0 | 0 | 0 | 0 | 4.2397 | 0 | 189.0713 | 0 | 189.0713 | 12.3866 | 161.8837 | 174.2703
2009 | Medium Office | 1B | 4982.19 | 5.2301 | 0.26895 | 180.3221 | 99.3614 | 21.9905 | 144.1263 | 0 | 5.9664 | 24.3177 | 0.026486 | 0.026486 | 0 | 0 | 0 | 0 | 0 | 4.2542 | 0 | 209.8698 | 0.26895 | 210.1388 | 13.213 | 169.2758 | 182.4888
2009 | Medium Office | 2A | 4982.19 | 4.5026 | 1.6058 | 142.5901 | 99.3614 | 21.9834 | 144.1263 | 0 | 5.9664 | 20.878 | 0.026486 | 0.026486 | 0 | 0 | 0 | 0 | 0 | 4.4512 | 0 | 167.9707 | 1.6058 | 169.5766 | 17.6944 | 156.466 | 174.1605
2009 | Medium Office | 2B | 4982.19 | 6.7257 | 0.45691 | 103.5974 | 99.3614 | 21.9993 | 144.1263 | 0 | 5.9664 | 23.3483 | 0.026486 | 0.026486 | 0 | 0 | 0 | 0 | 0 | 4.4621 | 0 | 133.6714 | 0.45691 | 134.1283 | 14.3731 | 143.5947 | 157.9677
2009 | Medium Office | 3A | 4982.19 | 19.017 | 7.3087 | 74.4063 | 99.3614 | 21.994 | 144.1263 | 0 | 5.9664 | 17.4578 | 0.026486 | 0.026486 | 0 | 0 | 0 | 0 | 0 | 4.8332 | 0 | 110.881 | 7.3087 | 118.1897 | 35.4754 | 143.0151 | 178.4904
2009 | Medium Office | 3B | 4982.19 | 10.1318 | 2.1987 | 70.647 | 99.3614 | 21.994 | 144.1263 | 0 | 5.9664 | 20.6803 | 0.026486 | 0.026486 | 0 | 0 | 0 | 0 | 0 | 4.7341 | 0 | 101.4591 | 2.1987 | 103.6578 | 20.2547 | 134.5804 | 154.8351
2009 | Medium Office | 3C | 4982.19 | 3.3425 | 0.99903 | 45.9532 | 99.3614 | 21.9905 | 144.1263 | 0 | 5.9664 | 15.5226 | 0.026486 | 0.026486 | 0 | 0 | 0 | 0 | 0 | 4.8646 | 0 | 64.8183 | 0.99903 | 65.8174 | 17.1312 | 120.9687 | 138.0998
2009 | Medium Office | 4A | 4982.19 | 34.4954 | 18.0412 | 52.7019 | 99.3614 | 21.9604 | 144.1263 | 0 | 5.9664 | 16.5644 | 0.026486 | 0.026486 | 0 | 0 | 0 | 0 | 0 | 5.1432 | 0 | 103.7616 | 18.0412 | 121.8028 | 67.7353 | 151.6087 | 219.344
2009 | Medium Office | 4B | 4982.19 | 15.0229 | 4.4029 | 50.085 | 99.3614 | 21.9781 | 144.1263 | 0 | 5.9664 | 22.2553 | 0.026486 | 0.026486 | 0 | 0 | 0 | 0 | 0 | 5.0526 | 0 | 87.3632 | 4.4029 | 91.7661 | 27.6231 | 132.2723 | 159.8954
2009 | Medium Office | 4C | 4982.19 | 27.0828 | 11.7037 | 18.6497 | 99.3614 | 21.9357 | 144.1263 | 0 | 5.9664 | 15.6585 | 0.026486 | 0.026486 | 0 | 0 | 0 | 0 | 0 | 5.2417 | 0 | 61.391 | 11.7037 | 73.0948 | 49.5076 | 130.8581 | 180.3657
2009 | Medium Office | 5A | 4982.19 | 53.1256 | 29.7093 | 32.6237 | 99.3614 | 21.9675 | 144.1263 | 0 | 5.9664 | 15.6727 | 0.026486 | 0.026486 | 0 | 0 | 0 | 0 | 0 | 5.417 | 0 | 101.422 | 29.7093 | 131.1313 | 102.6245 | 162.7527 | 265.3772
2009 | Medium Office | 5B | 4982.19 | 31.7638 | 11.3091 | 37.0451 | 99.3614 | 21.9693 | 144.1263 | 0 | 5.9664 | 20.6167 | 0.026486 | 0.026486 | 0 | 0 | 0 | 0 | 0 | 5.3372 | 0 | 89.4256 | 11.3091 | 100.7347 | 48.6336 | 140.166 | 188.7997
2009 | Medium Office | 5C | 4982.19 | 24.4978 | 17.7318 | 10.9016 | 99.3614 | 21.9339 | 144.1263 | 0 | 5.9664 | 15.3937 | 0.026486 | 0.026486 | 0 | 0 | 0 | 0 | 0 | 5.3959 | 0 | 50.7931 | 17.7318 | 68.5249 | 67.5711 | 133.4128 | 200.9839
2009 | Medium Office | 6A | 4982.19 | 82.1261 | 39.945 | 35.991 | 99.3614 | 21.9587 | 144.1263 | 0 | 5.9664 | 16.7974 | 0.026486 | 0.026486 | 0 | 0 | 0 | 0 | 0 | 5.6225 | 0 | 134.9144 | 39.945 | 174.8594 | 133.1275 | 184.6529 | 317.7804
2009 | Medium Office | 6B | 4982.19 | 58.4264 | 23.3277 | 23.8003 | 99.3614 | 21.9428 | 144.1263 | 0 | 5.9664 | 18.4113 | 0.026486 | 0.026486 | 0 | 0 | 0 | 0 | 0 | 5.5699 | 0 | 100.638 | 23.3277 | 123.9657 | 84.425 | 156.2454 | 240.6705
2009 | Medium Office | 7 | 4982.19 | 80.5457 | 50.1021 | 36.9339 | 99.3614 | 21.9287 | 144.1263 | 0 | 5.9664 | 17.5991 | 0.026486 | 0.026486 | 0 | 0 | 0 | 0 | 0 | 5.8661 | 0 | 135.0787 | 50.1021 | 185.1807 | 163.5158 | 195.1013 | 358.6171
2009 | Medium Office | 8 | 4982.19 | 118.728 | 73.4805 | 24.798 | 99.3614 | 21.8068 | 144.1263 | 0 | 5.9664 | 18.2736 | 0.026486 | 0.026486 | 0 | 0 | 0 | 0 | 0 | 6.1991 | 0 | 161.7995 | 73.4805 | 235.28 | 232.7908 | 227.9171 | 460.7079
2012 | Medium Office | 0A | 4982.19 | 0 | 0 | 193.6269 | 53.6077 | 22.0116 | 144.1263 | 0 | 3.3778 | 22.1229 | 0.026486 | 0.026486 | 0 | 0 | 0 | 3.4291 | 0 | 4.0572 | 0 | 219.1788 | 0 | 219.1788 | 11.8534 | 155.4573 | 167.3107
2012 | Medium Office | 0B | 4982.19 | 0.10418 | 0.00060438 | 180.172 | 54.0226 | 22.0152 | 144.1263 | 0 | 3.3778 | 20.8957 | 0.026486 | 0.026486 | 0 | 0 | 0 | 0 | 0 | 4.0856 | 0 | 201.1718 | 0.00060438 | 201.1724 | 11.9381 | 149.4668 | 161.4049
2012 | Medium Office | 1A | 4982.19 | 0.0017657 | 0 | 123.114 | 54.5471 | 22.0187 | 144.1263 | 0 | 3.3796 | 18.7998 | 0.026486 | 0.026486 | 0 | 0 | 0 | 6.6833 | 0 | 4.2367 | 0 | 148.5989 | 0 | 148.5989 | 12.3778 | 131.8027 | 144.1805
2012 | Medium Office | 1B | 4982.19 | 0.6233 | 0.68294 | 144.3488 | 54.5788 | 21.9905 | 144.1263 | 0 | 3.3796 | 18.9357 | 0.026486 | 0.026486 | 0 | 0 | 0 | 0 | 0 | 4.2524 | 0 | 163.9078 | 0.68294 | 164.5907 | 14.419 | 137.7431 | 152.1621
2012 | Medium Office | 2A | 4982.19 | 1.2537 | 0.36081 | 100.9241 | 54.7501 | 21.9834 | 144.1263 | 0 | 3.3796 | 16.4725 | 0.026486 | 0.026486 | 0 | 0 | 0 | 4.4744 | 0 | 4.4482 | 0 | 123.1246 | 0.36081 | 123.4854 | 14.0517 | 123.7138 | 137.7655
2012 | Medium Office | 2B | 4982.19 | 1.7622 | 0.93436 | 83.3815 | 55.0962 | 21.9993 | 144.1263 | 0 | 3.3796 | 18.8157 | 0.026486 | 0.026486 | 0 | 0 | 0 | 0 | 0 | 4.4609 | 0 | 103.9594 | 0.93436 | 104.8937 | 15.7645 | 117.864 | 133.6285
2012 | Medium Office | 3A | 4982.19 | 11.758 | 7.0398 | 61.3098 | 55.6224 | 21.994 | 144.1263 | 0 | 3.3814 | 14.0446 | 0.026486 | 0.026486 | 0 | 0 | 0 | 1.9564 | 0 | 4.8302 | 0 | 89.0689 | 7.0398 | 96.1087 | 34.679 | 119.4215 | 154.1005
2012 | Medium Office | 3B | 4982.19 | 4.379 | 3.7725 | 57.4552 | 54.9143 | 21.994 | 144.1263 | 0 | 3.3796 | 17.057 | 0.026486 | 0.026486 | 0 | 0 | 0 | 0 | 0 | 4.7304 | 0 | 78.8912 | 3.7725 | 82.6637 | 24.8421 | 112.3273 | 137.1694
2012 | Medium Office | 3C | 4982.19 | 1.3526 | 2.8835 | 37.1599 | 55.0362 | 21.9905 | 144.1263 | 0 | 3.3796 | 12.8139 | 0.026486 | 0.026486 | 0 | 0 | 0 | 0 | 0 | 4.8634 | 0 | 51.3264 | 2.8835 | 54.2098 | 22.6332 | 102.1775 | 124.8106
2012 | Medium Office | 4A | 4982.19 | 18.4131 | 15.9918 | 44.5989 | 54.6406 | 21.9604 | 144.1263 | 0 | 3.3796 | 13.9546 | 0.026486 | 0.026486 | 0 | 0 | 0 | 2.0995 | 0 | 5.1414 | 0 | 79.066 | 15.9918 | 95.0578 | 61.7424 | 124.9128 | 186.6553
2012 | Medium Office | 4B | 4982.19 | 5.8605 | 6.5393 | 42.1551 | 53.6854 | 21.9781 | 144.1263 | 0 | 3.3778 | 19.1247 | 0.026486 | 0.026486 | 0 | 0 | 0 | 0 | 0 | 5.0508 | 0 | 67.1403 | 6.5393 | 73.6796 | 33.8597 | 110.9651 | 144.8248
2012 | Medium Office | 4C | 4982.19 | 14.4755 | 21.0081 | 15.7327 | 55.7107 | 21.9357 | 144.1263 | 0 | 3.3814 | 13.379 | 0.026486 | 0.026486 | 0 | 0 | 0 | 0 | 0 | 5.2411 | 0 | 43.5871 | 21.0081 | 64.5952 | 76.6894 | 118.2436 | 194.9329
2012 | Medium Office | 5A | 4982.19 | 33.194 | 13.9538 | 27.0334 | 54.6318 | 21.9675 | 144.1263 | 0 | 3.3796 | 13.0417 | 0.026486 | 0.026486 | 0 | 0 | 0 | 3.6992 | 0 | 5.4164 | 0 | 76.9683 | 13.9538 | 90.9222 | 56.5918 | 122.4307 | 179.0224
2012 | Medium Office | 5B | 4982.19 | 17.4719 | 15.2985 | 31.2747 | 54.321 | 21.9693 | 144.1263 | 0 | 3.3796 | 17.4296 | 0.026486 | 0.026486 | 0 | 0 | 0 | 0 | 0 | 5.336 | 0 | 66.1762 | 15.2985 | 81.4747 | 60.2857 | 119.8947 | 180.1804
2012 | Medium Office | 5C | 4982.19 | 17.6803 | 32.5547 | 9.1041 | 55.7795 | 21.9339 | 144.1263 | 0 | 3.3814 | 13.9705 | 0.026486 | 0.026486 | 0 | 0 | 0 | 0 | 0 | 5.3971 | 0 | 40.7549 | 32.5547 | 73.3096 | 110.8793 | 129.0002 | 239.8795
2012 | Medium Office | 6A | 4982.19 | 50.4912 | 35.698 | 30.0157 | 54.8084 | 21.9587 | 144.1263 | 0 | 3.3796 | 13.7763 | 0.026486 | 0.026486 | 0 | 0 | 0 | 1.8152 | 0 | 5.6195 | 0 | 96.0983 | 35.698 | 131.7963 | 120.7126 | 150.9825 | 271.6952
2012 | Medium Office | 6B | 4982.19 | 32.9221 | 30.7204 | 19.951 | 54.8614 | 21.9428 | 144.1263 | 0 | 3.3796 | 15.346 | 0.026486 | 0.026486 | 0 | 0 | 0 | 0 | 0 | 5.5669 | 0 | 68.2191 | 30.7204 | 98.9395 | 106.0182 | 136.4238 | 242.442
2012 | Medium Office | 7 | 4982.19 | 47.922 | 30.9488 | 23.5496 | 54.713 | 21.9287 | 144.1263 | 0 | 3.3796 | 14.5179 | 0.026486 | 0.026486 | 0 | 0 | 0 | 3.6356 | 0 | 5.8649 | 0 | 89.6251 | 30.9488 | 120.574 | 107.5526 | 144.2202 | 251.7728
2012 | Medium Office | 8 | 4982.19 | 69.4092 | 49.3158 | 9.7928 | 59.2686 | 21.8068 | 144.1263 | 0 | 3.3902 | 15.2295 | 0.026486 | 0.026486 | 0 | 0 | 0 | 3.7822 | 0 | 6.1973 | 0 | 98.2137 | 49.3158 | 147.5294 | 162.1862 | 167.3817 | 329.5679
2015 | Medium Office | 0A | 4982.19 | 0 | 0 | 164.7218 | 58.5023 | 18.0264 | 142.4365 | 0 | 3.3319 | 20.961 | 0.0035315 | 0.026486 | -0.022955 | 0 | 0 | 3.0318 | 0 | 3.2957 | 0 | 188.6916 | 0 | 188.6916 | 9.6285 | 143.9784 | 153.607
2015 | Medium Office | 0B | 4982.19 | 0.10594 | 0 | 156.414 | 58.5164 | 18.0228 | 142.4365 | 0 | 3.3319 | 19.0841 | 0.0035315 | 0.026486 | -0.022955 | 0 | 0 | 0 | 0 | 3.2914 | 0 | 175.5811 | 0 | 175.5811 | 9.6162 | 139.4904 | 149.1065
2015 | Medium Office | 1A | 4982.19 | 0.0017657 | 0 | 115.9063 | 58.5835 | 18.0246 | 142.4365 | 0 | 3.3319 | 18.0988 | 0.0035315 | 0.026486 | -0.022955 | 0 | 0 | 2.9594 | 0 | 3.5138 | 0 | 136.9433 | 0 | 136.9433 | 10.266 | 126.5108 | 136.7768
2015 | Medium Office | 1B | 4982.19 | 0.60565 | 0.074338 | 128.1375 | 58.5712 | 17.9981 | 142.4365 | 0 | 3.3319 | 18.0652 | 0.0035315 | 0.026486 | -0.022955 | 0 | 0 | 0 | 0 | 3.5265 | 0 | 146.7855 | 0.074338 | 146.8598 | 10.5202 | 129.9533 | 140.4736
2015 | Medium Office | 2A | 4982.19 | 0.97822 | 0.23329 | 97.4244 | 58.5411 | 17.9911 | 142.4365 | 0 | 3.3319 | 15.9481 | 0.0035315 | 0.026486 | -0.022955 | 0 | 0 | 1.9547 | 0 | 3.7677 | 0 | 116.2824 | 0.23329 | 116.5157 | 11.6874 | 119.8995 | 131.5869
2015 | Medium Office | 2B | 4982.19 | 1.7781 | 0.24356 | 79.9789 | 58.5871 | 18.007 | 142.4365 | 0 | 3.3337 | 17.9575 | 0.0035315 | 0.026486 | -0.022955 | 0 | 0 | 0 | 0 | 3.7846 | 0 | 99.6916 | 0.24356 | 99.9351 | 11.7686 | 114.2704 | 126.039
2015 | Medium Office | 3A | 4982.19 | 9.2224 | 2.3806 | 57.2027 | 58.6294 | 18.0017 | 142.4365 | 0 | 3.3337 | 13.9316 | 0.0035315 | 0.026486 | -0.022955 | 0 | 0 | 1.6986 | 0 | 4.2065 | 0 | 82.0325 | 2.3806 | 84.4131 | 19.2447 | 110.7977 | 130.0424
2015 | Medium Office | 3B | 4982.19 | 3.3231 | 1.2402 | 55.8925 | 58.5994 | 18.0017 | 142.4365 | 0 | 3.3337 | 16.4725 | 0.0035315 | 0.026486 | -0.022955 | 0 | 0 | 0 | 0 | 4.094 | 0 | 75.6652 | 1.2402 | 76.9054 | 15.5844 | 107.3551 | 122.9395
2015 | Medium Office | 3C | 4982.19 | 1.1018 | 0.13417 | 37.3824 | 58.6524 | 18.0317 | 142.4365 | 0 | 3.3337 | 12.489 | 0.0035315 | 0.026486 | -0.022955 | 0 | 0 | 0 | 0 | 4.2554 | 0 | 50.9503 | 0.13417 | 51.0844 | 12.8228 | 97.9789 | 110.8016
2015 | Medium Office | 4A | 4982.19 | 18.7327 | 6.7291 | 41.7826 | 58.6383 | 18.0387 | 142.4365 | 0 | 3.3337 | 14.0235 | 0.0035315 | 0.026486 | -0.022955 | 0 | 0 | 0 | 0 | 4.5564 | 0 | 74.5157 | 6.7291 | 81.2449 | 32.9716 | 112.9383 | 145.9099
2015 | Medium Office | 4B | 4982.19 | 5.5073 | 2.1298 | 41.4171 | 58.5306 | 17.9946 | 142.4365 | 0 | 3.3319 | 18.3813 | 0.0035315 | 0.026486 | -0.022955 | 0 | 0 | 0 | 0 | 4.4542 | 0 | 65.2827 | 2.1298 | 67.4125 | 19.2359 | 105.0253 | 124.2612
2015 | Medium Office | 4C | 4982.19 | 15.3513 | 2.8974 | 15.8581 | 58.7318 | 18.0352 | 142.4365 | 0 | 3.3337 | 13.1123 | 0.0035315 | 0.026486 | -0.022955 | 0 | 0 | 0 | 0 | 4.6615 | 0 | 44.2987 | 2.8974 | 47.1961 | 22.084 | 98.8999 | 120.984
2015 | Medium Office | 5A | 4982.19 | 33.5578 | 13.1633 | 27.0581 | 58.6012 | 18.0087 | 142.4365 | 0 | 3.3337 | 13.4708 | 0.0035315 | 0.026486 | -0.022955 | 0 | 0 | 0 | 0 | 4.8531 | 0 | 74.0637 | 13.1633 | 87.227 | 52.6365 | 119.4922 | 172.1287
2015 | Medium Office | 5B | 4982.19 | 16.499 | 6.5484 | 30.8262 | 58.6135 | 18.0281 | 142.4365 | 0 | 3.3337 | 16.9864 | 0.0035315 | 0.026486 | -0.022955 | 0 | 0 | 0 | 0 | 4.7673 | 0 | 64.2886 | 6.5484 | 70.837 | 33.0616 | 109.4565 | 142.5181
2015 | Medium Office | 5C | 4982.19 | 15.0741 | 4.0294 | 9.0988 | 58.7831 | 18.0264 | 142.4365 | 0 | 3.3337 | 13.2289 | 0.0035315 | 0.026486 | -0.022955 | 0 | 0 | 0 | 0 | 4.8284 | 0 | 37.3788 | 4.0294 | 41.4082 | 25.8786 | 97.8447 | 123.7233
2015 | Medium Office | 6A | 4982.19 | 51.6018 | 21.0782 | 29.5707 | 58.6347 | 18.0193 | 142.4365 | 0 | 3.3337 | 14.2424 | 0.0035315 | 0.026486 | -0.022955 | 0 | 0 | 0 | 0 | 5.0755 | 0 | 95.392 | 21.0782 | 116.4702 | 76.4104 | 134.9442 | 211.3546
2015 | Medium Office | 6B | 4982.19 | 34.1511 | 13.1379 | 19.868 | 58.67 | 17.9964 | 142.4365 | 0 | 3.3337 | 15.625 | 0.0035315 | 0.026486 | -0.022955 | 0 | 0 | 0 | 0 | 5.0169 | 0 | 69.6211 | 13.1379 | 82.759 | 53.0409 | 118.1293 | 171.1702
2015 | Medium Office | 7 | 4982.19 | 50.1698 | 9.4935 | 23.1488 | 58.6559 | 18.0264 | 142.4365 | 0 | 3.3337 | 15.0529 | 0.0035315 | 0.026486 | -0.022955 | 0 | 0 | 4.5432 | 0 | 5.336 | 0 | 92.8917 | 9.4935 | 102.3853 | 43.3258 | 122.7746 | 166.1004
2015 | Medium Office | 8 | 4982.19 | 75.1408 | 20.3269 | 10.2978 | 59.5547 | 18.1464 | 142.4365 | 0 | 3.3355 | 15.8775 | 0.0035315 | 0.026486 | -0.022955 | 0 | 0 | 4.6421 | 0 | 5.6914 | 0 | 105.9352 | 20.3269 | 126.2622 | 76.0148 | 138.7766 | 214.7914
2018 | Medium Office | 0A | 4982.19 | 0 | 0 | 158.7554 | 54.3511 | 11.6839 | 142.4365 | 0 | 2.2972 | 20.9257 | 0.0035315 | 0.026486 | -0.022955 | 0 | 0 | 3.0653 | 0 | 3.2951 | 0 | 182.7235 | 0 | 182.7235 | 9.6268 | 137.9885 | 147.6153
2018 | Medium Office | 0B | 4982.19 | 0.072395 | 0 | 155.4676 | 54.3634 | 11.6821 | 142.4365 | 0 | 2.2972 | 18.9375 | 0.0035315 | 0.026486 | -0.022955 | 0 | 0 | 0 | 0 | 3.2908 | 0 | 174.4545 | 0 | 174.4545 | 9.6144 | 135.1576 | 144.772
2018 | Medium Office | 1A | 4982.19 | 0.0017657 | 0 | 112.9434 | 54.4252 | 11.6839 | 142.4365 | 0 | 2.2972 | 18.0158 | 0.0035315 | 0.026486 | -0.022955 | 0 | 0 | 2.9876 | 0 | 3.512 | 0 | 133.9256 | 0 | 133.9256 | 10.2607 | 121.5277 | 131.7884
2018 | Medium Office | 1B | 4982.19 | 0.36021 | 0.0967 | 126.8503 | 54.4146 | 11.6662 | 142.4365 | 0 | 2.2972 | 17.8551 | 0.0035315 | 0.026486 | -0.022955 | 0 | 0 | 0 | 0 | 3.5241 | 0 | 145.0427 | 0.0967 | 145.1394 | 10.5785 | 125.4314 | 136.0099
2018 | Medium Office | 2A | 4982.19 | 0.68864 | 0.27016 | 94.9047 | 54.3864 | 11.6609 | 142.4365 | 0 | 2.2972 | 15.6109 | 0.0035315 | 0.026486 | -0.022955 | 0 | 0 | 2.2072 | 0 | 3.7659 | 0 | 113.3884 | 0.27016 | 113.6585 | 11.7916 | 115.0011 | 126.7927
2018 | Medium Office | 2B | 4982.19 | 0.98705 | 0.31971 | 79.1755 | 54.4288 | 11.6715 | 142.4365 | 0 | 2.2972 | 17.4896 | 0.0035315 | 0.026486 | -0.022955 | 0 | 0 | 0 | 0 | 3.7816 | 0 | 97.6292 | 0.31971 | 97.9489 | 11.9823 | 109.691 | 121.6733
2018 | Medium Office | 3A | 4982.19 | 7.771 | 2.493 | 55.8378 | 54.4676 | 11.668 | 142.4365 | 0 | 2.2972 | 13.3578 | 0.0035315 | 0.026486 | -0.022955 | 0 | 0 | 1.7534 | 0 | 4.2052 | 0 | 78.697 | 2.493 | 81.19 | 19.5696 | 105.82 | 125.3896
2018 | Medium Office | 3B | 4982.19 | 2.2125 | 1.4662 | 55.2993 | 54.4411 | 11.668 | 142.4365 | 0 | 2.2972 | 15.9905 | 0.0035315 | 0.026486 | -0.022955 | 0 | 0 | 0 | 0 | 4.0922 | 0 | 73.4793 | 1.4662 | 74.9455 | 16.2395 | 102.8846 | 119.124
2018 | Medium Office | 3C | 4982.19 | 0.92878 | 0.17285 | 36.6672 | 54.4888 | 11.6892 | 142.4365 | 0 | 2.2972 | 11.924 | 0.0035315 | 0.026486 | -0.022955 | 0 | 0 | 0 | 0 | 4.2536 | 0 | 49.4971 | 0.17285 | 49.6699 | 12.934 | 93.5687 | 106.5027
2018 | Medium Office | 4A | 4982.19 | 16.7815 | 7.3546 | 40.0892 | 54.4976 | 11.6945 | 142.4365 | 0 | 2.2972 | 12.6656 | 0.0035315 | 0.026486 | -0.022955 | 0 | 0 | 0 | 0 | 4.5534 | 0 | 69.5134 | 7.3546 | 76.8681 | 34.7903 | 107.9057 | 142.696
2018 | Medium Office | 4B | 4982.19 | 4.0859 | 2.7318 | 39.5666 | 54.3952 | 11.6644 | 142.4365 | 0 | 2.2972 | 16.665 | 0.0035315 | 0.026486 | -0.022955 | 0 | 0 | 0 | 0 | 4.4536 | 0 | 60.2945 | 2.7318 | 63.0263 | 20.991 | 99.9812 | 120.9722
2018 | Medium Office | 4C | 4982.19 | 11.0659 | 3.6516 | 14.8445 | 54.5947 | 11.6927 | 142.4365 | 0 | 2.2972 | 11.3996 | 0.0035315 | 0.026486 | -0.022955 | 0 | 0 | 0 | 0 | 4.6597 | 0 | 37.287 | 3.6516 | 40.9386 | 24.2824 | 93.3113 | 117.5936
2018 | Medium Office | 5A | 4982.19 | 30.4254 | 13.4836 | 26.1064 | 54.4535 | 11.6733 | 142.4365 | 0 | 2.2972 | 12.1747 | 0.0035315 | 0.026486 | -0.022955 | 0 | 0 | 0 | 0 | 4.8513 | 0 | 68.6835 | 13.4836 | 82.1671 | 53.5671 | 114.0262 | 167.5933
2018 | Medium Office | 5B | 4982.19 | 13.5185 | 7.1244 | 29.9239 | 54.4623 | 11.6874 | 142.4365 | 0 | 2.2972 | 15.7998 | 0.0035315 | 0.026486 | -0.022955 | 0 | 0 | 0 | 0 | 4.7643 | 0 | 59.2192 | 7.1244 | 66.3436 | 34.7355 | 104.349 | 139.0845
2018 | Medium Office | 5C | 4982.19 | 10.688 | 4.8815 | 8.4791 | 54.623 | 11.6874 | 142.4365 | 0 | 2.2972 | 11.7209 | 0.0035315 | 0.026486 | -0.022955 | 0 | 0 | 0 | 0 | 4.8259 | 0 | 30.865 | 4.8815 | 35.7466 | 28.3612 | 92.5171 | 120.8783
2018 | Medium Office | 6A | 4982.19 | 46.7937 | 20.9464 | 29.1028 | 54.4729 | 11.6803 | 142.4365 | 0 | 2.2972 | 12.9481 | 0.0035315 | 0.026486 | -0.022955 | 0 | 0 | 0 | 0 | 5.0719 | 0 | 88.8217 | 20.9464 | 109.7681 | 76.0148 | 128.6116 | 204.6265
2018 | Medium Office | 6B | 4982.19 | 28.7885 | 13.4606 | 19.5908 | 54.5047 | 11.6662 | 142.4365 | 0 | 2.2972 | 14.1771 | 0.0035315 | 0.026486 | -0.022955 | 0 | 0 | 0 | 0 | 5.0145 | 0 | 62.5335 | 13.4606 | 75.9941 | 53.9767 | 112.0759 | 166.0526
2018 | Medium Office | 7 | 4982.19 | 44.2546 | 5.1172 | 22.5996 | 54.4906 | 11.6874 | 142.4365 | 0 | 2.2972 | 13.5626 | 0.0035315 | 0.026486 | -0.022955 | 0 | 0 | 4.0947 | 0 | 5.333 | 0 | 84.4886 | 5.1172 | 89.6058 | 30.5313 | 111.5694 | 142.1007
2018 | Medium Office | 8 | 4982.19 | 66.3951 | 11.5871 | 10.0894 | 55.324 | 11.7739 | 142.4365 | 0 | 2.299 | 13.944 | 0.0035315 | 0.026486 | -0.022955 | 0 | 0 | 4.3084 | 0 | 5.6896 | 0 | 94.714 | 11.5871 | 106.301 | 50.4753 | 122.2113 | 172.6865
2006 | Mid-Rise Apartment | 0A | 3134.61 | 0 | 0 | 215.4198 | 41.0672 | 20.5013 | 145.2747 | 0 | 0 | 49.8403 | 0 | 0 | 0 | 0 | 0 | 0 | 75.8648 | 0 | 0 | 265.2601 | 0 | 265.2601 | 0 | 187.5584 | 187.5584
2006 | Mid-Rise Apartment | 0B | 3134.61 | 0 | 0.0028818 | 195.7548 | 41.0672 | 20.5041 | 145.2747 | 0 | 0 | 48.7121 | 0 | 0 | 0 | 0 | 0 | 0 | 75.5477 | 0 | 0 | 244.4669 | 0.0028818 | 244.4698 | 0.0084194 | 180.3366 | 180.345
2006 | Mid-Rise Apartment | 1A | 3134.61 | 0 | 0 | 144.9884 | 41.0672 | 20.507 | 145.2747 | 0 | 0 | 40.0513 | 0 | 0 | 0 | 0 | 0 | 0 | 81.7977 | 0 | 0 | 185.0397 | 0 | 185.0397 | 0 | 162.1332 | 162.1332
2006 | Mid-Rise Apartment | 1B | 3134.61 | 0 | 0.96252 | 148.5442 | 41.0672 | 20.4817 | 145.2747 | 0 | 0 | 42.7371 | 0 | 0 | 0 | 0 | 0 | 0 | 82.0362 | 0 | 0 | 191.2813 | 0.96252 | 192.2438 | 2.8121 | 165.3051 | 168.1172
2006 | Mid-Rise Apartment | 2A | 3134.61 | 0 | 2.6445 | 114.9787 | 41.0672 | 20.4761 | 145.2747 | 0 | 0 | 34.2026 | 0 | 0 | 0 | 0 | 0 | 0 | 88.6876 | 0 | 0 | 149.1813 | 2.6445 | 151.8258 | 7.7262 | 154.8528 | 162.579
2006 | Mid-Rise Apartment | 2B | 3134.61 | 0 | 2.7339 | 94.25 | 41.0672 | 20.4901 | 145.2747 | 0 | 0 | 35.6872 | 0 | 0 | 0 | 0 | 0 | 0 | 89.1507 | 0 | 0 | 129.9372 | 2.7339 | 132.6711 | 7.9872 | 148.5176 | 156.5049
2006 | Mid-Rise Apartment | 3A | 3134.61 | 0 | 23.7144 | 61.1392 | 41.0672 | 20.4845 | 145.2747 | 0 | 0 | 27.9133 | 0 | 0 | 0 | 0 | 0 | 0 | 100.5309 | 0 | 0 | 89.0524 | 23.7144 | 112.7668 | 69.2836 | 159.3984 | 228.682
2006 | Mid-Rise Apartment | 3B | 3134.61 | 0 | 9.7011 | 65.2731 | 41.0672 | 20.4845 | 145.2747 | 0 | 0 | 31.1379 | 0 | 0 | 0 | 0 | 0 | 0 | 97.4915 | 0 | 0 | 96.411 | 9.7011 | 106.1121 | 28.3426 | 146.8635 | 175.2061
2006 | Mid-Rise Apartment | 3C | 3134.61 | 0 | 2.609 | 30.9162 | 41.0672 | 20.4817 | 145.2747 | 0 | 0 | 20.2347 | 0 | 0 | 0 | 0 | 0 | 0 | 101.7209 | 0 | 0 | 51.1509 | 2.609 | 53.7599 | 7.6224 | 125.7254 | 133.3478
2006 | Mid-Rise Apartment | 4A | 3134.61 | 0 | 53.1731 | 43.0121 | 41.0672 | 20.4536 | 145.2747 | 0 | 0 | 26.6082 | 0 | 0 | 0 | 0 | 0 | 0 | 109.826 | 0 | 0 | 69.6204 | 53.1731 | 122.7935 | 155.3499 | 185.3759 | 340.7258
2006 | Mid-Rise Apartment | 4B | 3134.61 | 0 | 21.4848 | 46.3097 | 41.0672 | 20.4705 | 145.2747 | 0 | 0 | 29.2688 | 0 | 0 | 0 | 0 | 0 | 0 | 107.1149 | 0 | 0 | 75.5785 | 21.4848 | 97.0633 | 62.7697 | 154.8048 | 217.5745
2006 | Mid-Rise Apartment | 4C | 3134.61 | 0 | 27.3858 | 14.995 | 41.0672 | 20.4312 | 145.2747 | 0 | 0 | 20.4143 | 0 | 0 | 0 | 0 | 0 | 0 | 112.6297 | 0 | 0 | 35.4094 | 27.3858 | 62.7952 | 80.01 | 148.8308 | 228.8408
2006 | Mid-Rise Apartment | 5A | 3134.61 | 0 | 74.2996 | 23.9393 | 41.0672 | 20.4621 | 145.2747 | 0 | 0 | 24.7447 | 0 | 0 | 0 | 0 | 0 | 0 | 117.6336 | 0 | 0 | 48.684 | 74.2996 | 122.9837 | 217.0729 | 202.0116 | 419.0845
2006 | Mid-Rise Apartment | 5B | 3134.61 | 0 | 38.4087 | 32.2156 | 41.0672 | 20.4621 | 145.2747 | 0 | 0 | 26.8243 | 0 | 0 | 0 | 0 | 0 | 0 | 115.3492 | 0 | 0 | 59.0399 | 38.4087 | 97.4486 | 112.2143 | 168.8834 | 281.0977
2006 | Mid-Rise Apartment | 5C | 3134.61 | 0 | 26.7873 | 10.151 | 41.0672 | 20.4284 | 145.2747 | 0 | 0 | 18.9774 | 0 | 0 | 0 | 0 | 0 | 0 | 117.0555 | 0 | 0 | 29.1285 | 26.7873 | 55.9158 | 78.2615 | 147.5964 | 225.8579
2006 | Mid-Rise Apartment | 6A | 3134.61 | 0 | 107.1599 | 25.713 | 41.0672 | 20.4508 | 145.2747 | 0 | 0 | 26.9478 | 0 | 0 | 0 | 0 | 0 | 0 | 123.3925 | 0 | 0 | 52.6608 | 107.1599 | 159.8207 | 313.0769 | 238.2004 | 551.2773
2006 | Mid-Rise Apartment | 6B | 3134.61 | 0 | 72.6272 | 19.5303 | 41.0672 | 20.4368 | 145.2747 | 0 | 0 | 25.5193 | 0 | 0 | 0 | 0 | 0 | 0 | 121.9388 | 0 | 0 | 45.0496 | 72.6272 | 117.6769 | 212.1868 | 200.5601 | 412.7469
2006 | Mid-Rise Apartment | 7 | 3134.61 | 0 | 109.3405 | 20.42 | 41.0672 | 20.4228 | 145.2747 | 0 | 0 | 26.8187 | 0 | 0 | 0 | 0 | 0 | 0 | 130.2039 | 0 | 0 | 47.2387 | 109.3405 | 156.5791 | 319.4477 | 240.8478 | 560.2954
2006 | Mid-Rise Apartment | 8 | 3134.61 | 0 | 136.9299 | 13.0361 | 41.0672 | 20.3105 | 145.2747 | 0 | 0 | 29.0779 | 0 | 0 | 0 | 0 | 0 | 0 | 139.4232 | 0 | 0 | 42.114 | 136.9299 | 179.044 | 400.0526 | 269.8003 | 669.8529
2009 | Mid-Rise Apartment | 0A | 3134.61 | 0 | 0 | 176.2077 | 41.0672 | 11.0772 | 145.2747 | 0 | 0 | 49.3744 | 0 | 0 | 0 | 0 | 0 | 0 | 75.8648 | 0 | 0 | 225.5821 | 0 | 225.5821 | 0 | 170.7527 | 170.7527
2009 | Mid-Rise Apartment | 0B | 3134.61 | 0 | 0.0009606 | 160.1911 | 41.0672 | 11.08 | 145.2747 | 0 | 0 | 48.4006 | 0 | 0 | 0 | 0 | 0 | 0 | 75.5448 | 0 | 0 | 208.5917 | 0.0009606 | 208.5926 | 0.0028065 | 164.8296 | 164.8324
2009 | Mid-Rise Apartment | 1A | 3134.61 | 0 | 0 | 118.7562 | 41.0672 | 11.0828 | 145.2747 | 0 | 0 | 39.765 | 0 | 0 | 0 | 0 | 0 | 0 | 81.7949 | 0 | 0 | 158.5213 | 0 | 158.5213 | 0 | 149.8298 | 149.8298
2009 | Mid-Rise Apartment | 1B | 3134.61 | 0 | 0.70604 | 121.4392 | 41.0672 | 11.0688 | 145.2747 | 0 | 0 | 42.3498 | 0 | 0 | 0 | 0 | 0 | 0 | 82.0334 | 0 | 0 | 163.789 | 0.70604 | 164.4951 | 2.0628 | 152.4148 | 154.4776
2009 | Mid-Rise Apartment | 2A | 3134.61 | 0 | 1.707 | 91.6204 | 41.0672 | 11.0631 | 145.2747 | 0 | 0 | 32.5748 | 0 | 0 | 0 | 0 | 0 | 0 | 88.6679 | 0 | 0 | 124.1952 | 1.707 | 125.9022 | 4.9871 | 142.1335 | 147.1206
2009 | Mid-Rise Apartment | 2B | 3134.61 | 0 | 1.4861 | 73.3979 | 41.0672 | 11.0716 | 145.2747 | 0 | 0 | 33.6273 | 0 | 0 | 0 | 0 | 0 | 0 | 89.117 | 0 | 0 | 107.0251 | 1.4861 | 108.5112 | 4.3416 | 136.1912 | 140.5328
2009 | Mid-Rise Apartment | 3A | 3134.61 | 0 | 18.6136 | 48.7458 | 41.0672 | 11.0688 | 145.2747 | 0 | 0 | 26.4146 | 0 | 0 | 0 | 0 | 0 | 0 | 100.5029 | 0 | 0 | 75.1604 | 18.6136 | 93.7739 | 54.3812 | 146.3092 | 200.6904
2009 | Mid-Rise Apartment | 3B | 3134.61 | 0 | 6.2881 | 51.1537 | 41.0672 | 11.0688 | 145.2747 | 0 | 0 | 29.3698 | 0 | 0 | 0 | 0 | 0 | 0 | 97.455 | 0 | 0 | 80.5235 | 6.2881 | 86.8116 | 18.3712 | 134.7762 | 153.1475
2009 | Mid-Rise Apartment | 3C | 3134.61 | 0 | 1.3698 | 26.1143 | 41.0672 | 11.0688 | 145.2747 | 0 | 0 | 20.0523 | 0 | 0 | 0 | 0 | 0 | 0 | 101.6676 | 0 | 0 | 46.1666 | 1.3698 | 47.5364 | 4.002 | 119.5401 | 123.5422
2009 | Mid-Rise Apartment | 4A | 3134.61 | 0 | 42.1589 | 35.2859 | 41.0672 | 11.0519 | 145.2747 | 0 | 0 | 25.306 | 0 | 0 | 0 | 0 | 0 | 0 | 109.7979 | 0 | 0 | 60.5919 | 42.1589 | 102.7508 | 123.1708 | 168.0428 | 291.2136
2009 | Mid-Rise Apartment | 4B | 3134.61 | 0 | 14.2582 | 37.8286 | 41.0672 | 11.0603 | 145.2747 | 0 | 0 | 27.874 | 0 | 0 | 0 | 0 | 0 | 0 | 107.0644 | 0 | 0 | 65.7025 | 14.2582 | 79.9607 | 41.6566 | 140.9606 | 182.6172
2009 | Mid-Rise Apartment | 4C | 3134.61 | 0 | 23.9699 | 13.0277 | 41.0672 | 11.0407 | 145.2747 | 0 | 0 | 20.347 | 0 | 0 | 0 | 0 | 0 | 0 | 112.6016 | 0 | 0 | 33.3747 | 23.9699 | 57.3446 | 70.0301 | 141.4947 | 211.5248
2009 | Mid-Rise Apartment | 5A | 3134.61 | 0 | 69.0471 | 20.288 | 41.0672 | 11.0547 | 145.2747 | 0 | 0 | 24.7616 | 0 | 0 | 0 | 0 | 0 | 0 | 117.6196 | 0 | 0 | 45.0496 | 69.0471 | 114.0967 | 201.727 | 192.2913 | 394.0183
2009 | Mid-Rise Apartment | 5B | 3134.61 | 0 | 34.086 | 27.1078 | 41.0672 | 11.0575 | 145.2747 | 0 | 0 | 26.844 | 0 | 0 | 0 | 0 | 0 | 0 | 115.3295 | 0 | 0 | 53.9518 | 34.086 | 88.0378 | 99.5852 | 159.5934 | 259.1785
2009 | Mid-Rise Apartment | 5C | 3134.61 | 0 | 22.7816 | 9.1211 | 41.0672 | 11.0379 | 145.2747 | 0 | 0 | 18.9802 | 0 | 0 | 0 | 0 | 0 | 0 | 117.0106 | 0 | 0 | 28.1013 | 22.7816 | 50.8829 | 66.5585 | 140.0106 | 206.569
2009 | Mid-Rise Apartment | 6A | 3134.61 | 0 | 98.5251 | 21.7839 | 41.0672 | 11.0519 | 145.2747 | 0 | 0 | 26.3781 | 0 | 0 | 0 | 0 | 0 | 0 | 123.3785 | 0 | 0 | 48.162 | 98.5251 | 146.6871 | 287.8495 | 224.8038 | 512.6533
2009 | Mid-Rise Apartment | 6B | 3134.61 | 0 | 64.8377 | 16.6031 | 41.0672 | 11.0435 | 145.2747 | 0 | 0 | 25.3594 | 0 | 0 | 0 | 0 | 0 | 0 | 121.9163 | 0 | 0 | 41.9625 | 64.8377 | 106.8002 | 189.429 | 188.4912 | 377.9202
2009 | Mid-Rise Apartment | 7 | 3134.61 | 0 | 100.0899 | 17.9138 | 41.0672 | 11.0351 | 145.2747 | 0 | 0 | 26.8243 | 0 | 0 | 0 | 0 | 0 | 0 | 130.1814 | 0 | 0 | 44.7381 | 100.0899 | 144.828 | 292.4212 | 227.5194 | 519.9407
2009 | Mid-Rise Apartment | 8 | 3134.61 | 0 | 120.8619 | 11.5908 | 41.0672 | 10.9761 | 145.2747 | 0 | 0 | 28.5503 | 0 | 0 | 0 | 0 | 0 | 0 | 139.4035 | 0 | 0 | 40.1411 | 120.8619 | 161.003 | 353.1086 | 249.8544 | 602.963
2012 | Mid-Rise Apartment | 0A | 3134.61 | 0 | 0 | 159.787 | 30.5457 | 11.0772 | 145.2747 | 0 | 0 | 42.448 | 0 | 0 | 0 | 0 | 0 | 0 | 75.862 | 0 | 0 | 202.235 | 0 | 202.235 | 0 | 159.1582 | 159.1582
2012 | Mid-Rise Apartment | 0B | 3134.61 | 0 | 0 | 143.2456 | 30.5457 | 11.08 | 145.2747 | 0 | 0 | 42.1225 | 0 | 0 | 0 | 0 | 0 | 0 | 75.5364 | 0 | 0 | 185.368 | 0 | 185.368 | 0 | 153.2736 | 153.2736
2012 | Mid-Rise Apartment | 1A | 3134.61 | 0 | 0 | 107.8053 | 30.5457 | 11.0828 | 145.2747 | 0 | 0 | 34.8256 | 0 | 0 | 0 | 0 | 0 | 0 | 81.7977 | 0 | 0 | 142.631 | 0 | 142.631 | 0 | 140.7896 | 140.7896
2012 | Mid-Rise Apartment | 1B | 3134.61 | 0 | 0.39961 | 108.521 | 30.5457 | 11.0688 | 145.2747 | 0 | 0 | 36.981 | 0 | 0 | 0 | 0 | 0 | 0 | 82.0082 | 0 | 0 | 145.502 | 0.39961 | 145.9016 | 1.1675 | 142.2401 | 143.4076
2012 | Mid-Rise Apartment | 2A | 3134.61 | 0 | 1.7445 | 86.6248 | 30.5457 | 11.0631 | 145.2747 | 0 | 0 | 29.9564 | 0 | 0 | 0 | 0 | 0 | 0 | 88.6679 | 0 | 0 | 116.5812 | 1.7445 | 118.3257 | 5.0966 | 135.9635 | 141.0601
2012 | Mid-Rise Apartment | 2B | 3134.61 | 0 | 1.5168 | 68.0908 | 30.5457 | 11.0716 | 145.2747 | 0 | 0 | 30.8881 | 0 | 0 | 0 | 0 | 0 | 0 | 89.117 | 0 | 0 | 98.979 | 1.5168 | 100.4957 | 4.4314 | 129.8676 | 134.299
2012 | Mid-Rise Apartment | 3A | 3134.61 | 0 | 18.1362 | 46.2368 | 30.5457 | 11.0688 | 145.2747 | 0 | 0 | 24.6774 | 0 | 0 | 0 | 0 | 0 | 0 | 100.5057 | 0 | 0 | 70.9142 | 18.1362 | 89.0503 | 52.9864 | 140.7781 | 193.7644
2012 | Mid-Rise Apartment | 3B | 3134.61 | 0 | 6.2833 | 48.1901 | 30.5457 | 11.0688 | 145.2747 | 0 | 0 | 27.4726 | 0 | 0 | 0 | 0 | 0 | 0 | 97.455 | 0 | 0 | 75.6627 | 6.2833 | 81.946 | 18.3572 | 129.5054 | 147.8626
2012 | Mid-Rise Apartment | 3C | 3134.61 | 0 | 1.4851 | 24.2733 | 30.5457 | 11.0688 | 145.2747 | 0 | 0 | 18.8652 | 0 | 0 | 0 | 0 | 0 | 0 | 101.676 | 0 | 0 | 43.1384 | 1.4851 | 44.6235 | 4.3388 | 115.0195 | 119.3584
2012 | Mid-Rise Apartment | 4A | 3134.61 | 0 | 28.4549 | 34.994 | 30.5457 | 11.0519 | 145.2747 | 0 | 0 | 23.5801 | 0 | 0 | 0 | 0 | 0 | 0 | 109.7474 | 0 | 0 | 58.5741 | 28.4549 | 87.029 | 83.1336 | 150.0306 | 233.1642
2012 | Mid-Rise Apartment | 4B | 3134.61 | 0 | 9.2102 | 38.4853 | 30.5457 | 11.0603 | 145.2747 | 0 | 0 | 26.2209 | 0 | 0 | 0 | 0 | 0 | 0 | 107.0055 | 0 | 0 | 64.7062 | 9.2102 | 73.9165 | 26.9085 | 131.9501 | 158.8587
2012 | Mid-Rise Apartment | 4C | 3134.61 | 0 | 16.2188 | 14.9642 | 30.5457 | 11.0407 | 145.2747 | 0 | 0 | 19.3703 | 0 | 0 | 0 | 0 | 0 | 0 | 112.5286 | 0 | 0 | 34.3345 | 16.2188 | 50.5533 | 47.3846 | 130.4458 | 177.8305
2012 | Mid-Rise Apartment | 5A | 3134.61 | 0 | 50.6938 | 20.7399 | 30.5457 | 11.0547 | 145.2747 | 0 | 0 | 22.9261 | 0 | 0 | 0 | 0 | 0 | 0 | 117.5775 | 0 | 0 | 43.666 | 50.6938 | 94.3599 | 148.1064 | 169.8478 | 317.9542
2012 | Mid-Rise Apartment | 5B | 3134.61 | 0 | 24.8738 | 27.7449 | 30.5457 | 11.0575 | 145.2747 | 0 | 0 | 24.8654 | 0 | 0 | 0 | 0 | 0 | 0 | 115.279 | 0 | 0 | 52.6103 | 24.8738 | 77.4841 | 72.671 | 146.3035 | 218.9745
2012 | Mid-Rise Apartment | 5C | 3134.61 | 0 | 18.0497 | 10.7516 | 30.5457 | 11.0379 | 145.2747 | 0 | 0 | 18.2 | 0 | 0 | 0 | 0 | 0 | 0 | 116.9573 | 0 | 0 | 28.9517 | 18.0497 | 47.0014 | 52.7338 | 131.9492 | 184.683
2012 | Mid-Rise Apartment | 6A | 3134.61 | 0 | 71.7089 | 22.2189 | 30.5457 | 11.0519 | 145.2747 | 0 | 0 | 23.9673 | 0 | 0 | 0 | 0 | 0 | 0 | 123.3308 | 0 | 0 | 46.1863 | 71.7089 | 117.8952 | 209.5038 | 193.6947 | 403.1985
2012 | Mid-Rise Apartment | 6B | 3134.61 | 0 | 45.6939 | 17.7903 | 30.5457 | 11.0435 | 145.2747 | 0 | 0 | 23.0889 | 0 | 0 | 0 | 0 | 0 | 0 | 121.849 | 0 | 0 | 40.8792 | 45.6939 | 86.5731 | 133.4987 | 165.3512 | 298.8499
2012 | Mid-Rise Apartment | 7 | 3134.61 | 0 | 75.8798 | 19.3787 | 30.5457 | 11.0351 | 145.2747 | 0 | 0 | 25.1461 | 0 | 0 | 0 | 0 | 0 | 0 | 130.1309 | 0 | 0 | 44.5248 | 75.8798 | 120.4046 | 221.6895 | 199.6178 | 421.3073
2012 | Mid-Rise Apartment | 8 | 3134.61 | 0 | 103.1897 | 13.3869 | 30.5457 | 10.9761 | 145.2747 | 0 | 0 | 27.1022 | 0 | 0 | 0 | 0 | 0 | 0 | 139.3614 | 0 | 0 | 40.4891 | 103.1897 | 143.6788 | 301.4778 | 228.6846 | 530.1624
2015 | Mid-Rise Apartment | 0A | 3134.61 | 0 | 0 | 147.3739 | 33.9724 | 10.8358 | 143.9781 | 0 | 0 | 42.1533 | 0 | 0 | 0 | 0 | 0 | 0 | 75.8592 | 0 | 0 | 189.5272 | 0 | 189.5272 | 0 | 155.4532 | 155.4532
2015 | Mid-Rise Apartment | 0B | 3134.61 | 0 | 0 | 131.4275 | 33.9724 | 10.8358 | 143.9781 | 0 | 0 | 41.0869 | 0 | 0 | 0 | 0 | 0 | 0 | 75.5308 | 0 | 0 | 172.5144 | 0 | 172.5144 | 0 | 149.5195 | 149.5195
2015 | Mid-Rise Apartment | 1A | 3134.61 | 0 | 0 | 99.675 | 33.9724 | 10.8386 | 143.9781 | 0 | 0 | 34.7863 | 0 | 0 | 0 | 0 | 0 | 0 | 81.7949 | 0 | 0 | 134.4613 | 0 | 134.4613 | 0 | 138.6388 | 138.6388
2015 | Mid-Rise Apartment | 1B | 3134.61 | 0 | 0.22382 | 101.9931 | 33.9724 | 10.8246 | 143.9781 | 0 | 0 | 36.5404 | 0 | 0 | 0 | 0 | 0 | 0 | 81.9941 | 0 | 0 | 138.5335 | 0.22382 | 138.7573 | 0.65391 | 140.3199 | 140.9738
2015 | Mid-Rise Apartment | 2A | 3134.61 | 0 | 1.0115 | 81.8622 | 33.9724 | 10.8218 | 143.9781 | 0 | 0 | 29.9929 | 0 | 0 | 0 | 0 | 0 | 0 | 88.6427 | 0 | 0 | 111.8551 | 1.0115 | 112.8666 | 2.9552 | 134.2508 | 137.206
2015 | Mid-Rise Apartment | 2B | 3134.61 | 0 | 1.146 | 65.2338 | 33.9724 | 10.8274 | 143.9781 | 0 | 0 | 30.9414 | 0 | 0 | 0 | 0 | 0 | 0 | 89.1058 | 0 | 0 | 96.1753 | 1.146 | 97.3213 | 3.3481 | 129.1798 | 132.5279
2015 | Mid-Rise Apartment | 3A | 3134.61 | 0 | 12.2717 | 44.7269 | 33.9724 | 10.8274 | 143.9781 | 0 | 0 | 24.3799 | 0 | 0 | 0 | 0 | 0 | 0 | 100.458 | 0 | 0 | 69.1068 | 12.2717 | 81.3785 | 35.8528 | 134.9251 | 170.7779
2015 | Mid-Rise Apartment | 3B | 3134.61 | 0 | 3.998 | 46.7391 | 33.9724 | 10.8274 | 143.9781 | 0 | 0 | 27.206 | 0 | 0 | 0 | 0 | 0 | 0 | 97.4101 | 0 | 0 | 73.9452 | 3.998 | 77.9432 | 11.6806 | 127.2624 | 138.943
2015 | Mid-Rise Apartment | 3C | 3134.61 | 0 | 0.68683 | 25.4941 | 33.9724 | 10.8246 | 143.9781 | 0 | 0 | 19.4545 | 0 | 0 | 0 | 0 | 0 | 0 | 101.6311 | 0 | 0 | 44.9486 | 0.68683 | 45.6354 | 2.0066 | 115.471 | 117.4777
2015 | Mid-Rise Apartment | 4A | 3134.61 | 0 | 10.6185 | 34.6741 | 33.9724 | 10.8106 | 143.9781 | 0 | 0 | 22.797 | 0 | 0 | 0 | 0 | 0 | 0 | 109.6015 | 0 | 0 | 57.4711 | 10.6185 | 68.0896 | 31.0228 | 132.4132 | 163.436
2015 | Mid-Rise Apartment | 4B | 3134.61 | 0 | 8.3102 | 37.0231 | 33.9724 | 10.819 | 143.9781 | 0 | 0 | 26.1508 | 0 | 0 | 0 | 0 | 0 | 0 | 106.9971 | 0 | 0 | 63.1739 | 8.3102 | 71.484 | 24.2789 | 131.1673 | 155.4461
2015 | Mid-Rise Apartment | 4C | 3134.61 | 0 | 14.995 | 14.6442 | 33.9724 | 10.7965 | 143.9781 | 0 | 0 | 19.2861 | 0 | 0 | 0 | 0 | 0 | 0 | 112.5146 | 0 | 0 | 33.9304 | 14.995 | 48.9253 | 43.8092 | 129.7244 | 173.5336
2015 | Mid-Rise Apartment | 5A | 3134.61 | 0 | 22.4685 | 23.0103 | 33.9724 | 10.8134 | 143.9781 | 0 | 0 | 21.6632 | 0 | 0 | 0 | 0 | 0 | 0 | 117.4231 | 0 | 0 | 44.6736 | 22.4685 | 67.142 | 65.6436 | 142.5609 | 208.2045
2015 | Mid-Rise Apartment | 5B | 3134.61 | 0 | 23.4598 | 26.7682 | 33.9724 | 10.8134 | 143.9781 | 0 | 0 | 24.7616 | 0 | 0 | 0 | 0 | 0 | 0 | 115.2734 | 0 | 0 | 51.5298 | 23.4598 | 74.9896 | 68.5399 | 145.1632 | 213.7031
2015 | Mid-Rise Apartment | 5C | 3134.61 | 0 | 16.6242 | 10.6197 | 33.9724 | 10.7965 | 143.9781 | 0 | 0 | 18.0822 | 0 | 0 | 0 | 0 | 0 | 0 | 116.9404 | 0 | 0 | 28.7019 | 16.6242 | 45.326 | 48.569 | 131.0789 | 179.6478
2015 | Mid-Rise Apartment | 6A | 3134.61 | 0 | 37.1753 | 23.813 | 33.9724 | 10.8078 | 143.9781 | 0 | 0 | 22.5445 | 0 | 0 | 0 | 0 | 0 | 0 | 123.1736 | 0 | 0 | 46.3574 | 37.1753 | 83.5327 | 108.6108 | 159.8105 | 268.4213
2015 | Mid-Rise Apartment | 6B | 3134.61 | 0 | 26.2302 | 19.9934 | 33.9724 | 10.7993 | 143.9781 | 0 | 0 | 22.7942 | 0 | 0 | 0 | 0 | 0 | 0 | 121.7311 | 0 | 0 | 42.7876 | 26.2302 | 69.0178 | 76.6338 | 147.1478 | 223.7816
2015 | Mid-Rise Apartment | 7 | 3134.61 | 0 | 39.5067 | 21.8513 | 33.9724 | 10.7937 | 143.9781 | 0 | 0 | 23.4846 | 0 | 0 | 0 | 0 | 0 | 0 | 130.0074 | 0 | 0 | 45.3359 | 39.5067 | 84.8425 | 115.4221 | 164.1255 | 279.5476
2015 | Mid-Rise Apartment | 8 | 3134.61 | 0 | 57.8638 | 16.7996 | 33.9724 | 10.7348 | 143.9781 | 0 | 0 | 24.5932 | 0 | 0 | 0 | 0 | 0 | 0 | 139.2463 | 0 | 0 | 41.3928 | 57.8638 | 99.2565 | 169.054 | 184.276 | 353.33
2018 | Mid-Rise Apartment | 0A | 3134.61 | 0 | 0 | 146.9108 | 32.4261 | 7.0471 | 143.9781 | 0 | 0 | 41.8979 | 0 | 0 | 0 | 0 | 0 | 0 | 75.8592 | 0 | 0 | 188.8088 | 0 | 188.8088 | 0 | 153.3831 | 153.3831
2018 | Mid-Rise Apartment | 0B | 3134.61 | 0 | 0 | 130.9672 | 32.4261 | 7.0499 | 143.9781 | 0 | 0 | 40.8343 | 0 | 0 | 0 | 0 | 0 | 0 | 75.5308 | 0 | 0 | 171.8015 | 0 | 171.8015 | 0 | 147.4495 | 147.4495
2018 | Mid-Rise Apartment | 1A | 3134.61 | 0 | 0 | 99.2821 | 32.4261 | 7.0499 | 143.9781 | 0 | 0 | 34.5702 | 0 | 0 | 0 | 0 | 0 | 0 | 81.7949 | 0 | 0 | 133.8523 | 0 | 133.8523 | 0 | 136.6052 | 136.6052
2018 | Mid-Rise Apartment | 1B | 3134.61 | 0 | 0.23054 | 101.5721 | 32.4261 | 7.0415 | 143.9781 | 0 | 0 | 36.2906 | 0 | 0 | 0 | 0 | 0 | 0 | 81.9969 | 0 | 0 | 137.8627 | 0.23054 | 138.0933 | 0.67356 | 138.2747 | 138.9483
2018 | Mid-Rise Apartment | 2A | 3134.61 | 0 | 1.0259 | 81.4834 | 32.4261 | 7.0387 | 143.9781 | 0 | 0 | 29.7431 | 0 | 0 | 0 | 0 | 0 | 0 | 88.6427 | 0 | 0 | 111.2264 | 1.0259 | 112.2524 | 2.9973 | 132.2268 | 135.2241
2018 | Mid-Rise Apartment | 2B | 3134.61 | 0 | 1.1671 | 64.8718 | 32.4261 | 7.0443 | 143.9781 | 0 | 0 | 30.6917 | 0 | 0 | 0 | 0 | 0 | 0 | 89.1086 | 0 | 0 | 95.5635 | 1.1671 | 96.7306 | 3.4099 | 127.1683 | 130.5781
2018 | Mid-Rise Apartment | 3A | 3134.61 | 0 | 12.4206 | 44.4378 | 32.4261 | 7.0443 | 143.9781 | 0 | 0 | 24.1077 | 0 | 0 | 0 | 0 | 0 | 0 | 100.4608 | 0 | 0 | 68.5455 | 12.4206 | 80.9661 | 36.2878 | 133.0577 | 169.3455
2018 | Mid-Rise Apartment | 3B | 3134.61 | 0 | 4.0681 | 46.4192 | 32.4261 | 7.0415 | 143.9781 | 0 | 0 | 26.9394 | 0 | 0 | 0 | 0 | 0 | 0 | 97.4129 | 0 | 0 | 73.3586 | 4.0681 | 77.4267 | 11.8854 | 125.3095 | 137.195
2018 | Mid-Rise Apartment | 3C | 3134.61 | 0 | 0.70796 | 25.1629 | 32.4261 | 7.0415 | 143.9781 | 0 | 0 | 19.1374 | 0 | 0 | 0 | 0 | 0 | 0 | 101.6339 | 0 | 0 | 44.3003 | 0.70796 | 45.0083 | 2.0684 | 113.449 | 115.5173
2018 | Mid-Rise Apartment | 4A | 3134.61 | 0 | 11.435 | 32.9846 | 32.4261 | 7.033 | 143.9781 | 0 | 0 | 22.0589 | 0 | 0 | 0 | 0 | 0 | 0 | 109.6183 | 0 | 0 | 55.0435 | 11.435 | 66.4785 | 33.4083 | 130.5822 | 163.9906
2018 | Mid-Rise Apartment | 4B | 3134.61 | 0 | 9.1392 | 34.7555 | 32.4261 | 7.0387 | 143.9781 | 0 | 0 | 25.219 | 0 | 0 | 0 | 0 | 0 | 0 | 107.0167 | 0 | 0 | 59.9745 | 9.1392 | 69.1137 | 26.7009 | 129.0847 | 155.7855
2018 | Mid-Rise Apartment | 4C | 3134.61 | 0 | 15.9796 | 13.269 | 32.4261 | 7.0246 | 143.9781 | 0 | 0 | 18.5508 | 0 | 0 | 0 | 0 | 0 | 0 | 112.5315 | 0 | 0 | 31.8199 | 15.9796 | 47.7995 | 46.6858 | 128.1721 | 174.8579
2018 | Mid-Rise Apartment | 5A | 3134.61 | 0 | 23.1476 | 22.2161 | 32.4261 | 7.0358 | 143.9781 | 0 | 0 | 21.1496 | 0 | 0 | 0 | 0 | 0 | 0 | 117.4316 | 0 | 0 | 43.3657 | 23.1476 | 66.5134 | 67.6278 | 140.9731 | 208.6008
2018 | Mid-Rise Apartment | 5B | 3134.61 | 0 | 24.3051 | 25.7214 | 32.4261 | 7.0358 | 143.9781 | 0 | 0 | 24.1413 | 0 | 0 | 0 | 0 | 0 | 0 | 115.2818 | 0 | 0 | 49.8627 | 24.3051 | 74.1679 | 71.0096 | 143.6186 | 214.6281
2018 | Mid-Rise Apartment | 5C | 3134.61 | 0 | 17.3523 | 9.8732 | 32.4261 | 7.0246 | 143.9781 | 0 | 0 | 17.591 | 0 | 0 | 0 | 0 | 0 | 0 | 116.9545 | 0 | 0 | 27.4642 | 17.3523 | 44.8165 | 50.6963 | 129.5679 | 180.2641
2018 | Mid-Rise Apartment | 6A | 3134.61 | 0 | 37.4692 | 23.6137 | 32.4261 | 7.0302 | 143.9781 | 0 | 0 | 22.2526 | 0 | 0 | 0 | 0 | 0 | 0 | 123.1764 | 0 | 0 | 45.8663 | 37.4692 | 83.3355 | 109.4696 | 158.116 | 267.5856
2018 | Mid-Rise Apartment | 6B | 3134.61 | 0 | 26.4992 | 19.7885 | 32.4261 | 7.0274 | 143.9781 | 0 | 0 | 22.4827 | 0 | 0 | 0 | 0 | 0 | 0 | 121.7339 | 0 | 0 | 42.2712 | 26.4992 | 68.7704 | 77.4196 | 145.4197 | 222.8393
2018 | Mid-Rise Apartment | 7 | 3134.61 | 0 | 39.8246 | 21.6548 | 32.4261 | 7.0218 | 143.9781 | 0 | 0 | 23.1984 | 0 | 0 | 0 | 0 | 0 | 0 | 130.0074 | 0 | 0 | 44.8532 | 39.8246 | 84.6778 | 116.3511 | 162.4588 | 278.8099
2018 | Mid-Rise Apartment | 8 | 3134.61 | 0 | 58.2259 | 16.6368 | 32.4261 | 6.9825 | 143.9781 | 0 | 0 | 24.3799 | 0 | 0 | 0 | 0 | 0 | 0 | 139.2463 | 0 | 0 | 41.0167 | 58.2259 | 99.2426 | 170.112 | 182.6968 | 352.8088
2006 | Outpatient Healthcare | 0A | 3804.01 | 128.6648 | 43.0839 | 719.1965 | 129.1944 | 52.5589 | 428.6692 | 14.9107 | 0 | 260.0701 | 1.0916 | 0.0055755 | 1.086 | 0 | 0 | 24.6317 | 0 | 18.7584 | 0 | 1133.649 | 43.0839 | 1176.733 | 224.2407 | 673.7161 | 897.9568
2006 | Outpatient Healthcare | 0B | 3804.01 | 274.0869 | 40.8802 | 686.6741 | 129.1944 | 52.5681 | 428.6692 | 14.9107 | 0 | 291.4939 | 0.69379 | 0.0055755 | 0.68821 | 0 | 0.11794 | 28.4383 | 0 | 18.7584 | 0 | 1281.4993 | 40.8802 | 1322.3796 | 217.8047 | 722.1225 | 939.9272
2006 | Outpatient Healthcare | 1A | 3804.01 | 196.0591 | 40.1805 | 564.6257 | 129.1944 | 52.5751 | 428.6692 | 14.9107 | 0 | 246.3794 | 1.0684 | 0.0055755 | 1.0629 | 0 | 0 | 23.3089 | 0 | 18.7584 | 0 | 1031.436 | 40.1805 | 1071.6165 | 215.758 | 635.832 | 851.59
2006 | Outpatient Healthcare | 1B | 3804.01 | 284.2716 | 33.4308 | 591.0196 | 129.1944 | 52.508 | 428.6692 | 14.9107 | 0 | 285.2314 | 0.83254 | 0.0055755 | 0.82697 | 0 | 0.09713 | 28.0127 | 0 | 18.7584 | 0 | 1189.4595 | 33.4308 | 1222.8903 | 196.0406 | 683.1492 | 879.1898
2006 | Outpatient Healthcare | 2A | 3804.01 | 249.772 | 43.4869 | 522.7627 | 129.1944 | 52.4918 | 428.6692 | 14.9107 | 0 | 251.4417 | 1.0892 | 0.0055755 | 1.0837 | 0 | 2.9046 | 24.0489 | 0 | 18.7584 | 0 | 1052.0136 | 43.4869 | 1095.5005 | 225.4178 | 646.1523 | 871.5702
2006 | Outpatient Healthcare | 2B | 3804.01 | 342.9312 | 37.7084 | 390.5064 | 129.1944 | 52.5288 | 428.6692 | 14.9107 | 0 | 290.4486 | 0.97361 | 0.0055755 | 0.96804 | 0 | 46.5021 | 28.4175 | 0 | 18.7727 | 0 | 1099.7738 | 37.7084 | 1137.4823 | 208.5796 | 656.7506 | 865.3302
2006 | Outpatient Healthcare | 3A | 3804.01 | 338.8402 | 53.1083 | 377.2343 | 129.1944 | 52.5196 | 428.6692 | 14.9107 | 0 | 253.4375 | 1.191 | 0.0055755 | 1.1854 | 0 | 25.2191 | 24.4328 | 0 | 19.0339 | 0 | 1020.3493 | 53.1083 | 1073.4576 | 254.3348 | 645.2223 | 899.5571
2006 | Outpatient Healthcare | 3B | 3804.01 | 356.682 | 46.8201 | 309.2248 | 129.1944 | 52.5172 | 428.6692 | 14.9107 | 0 | 289.6092 | 1.1193 | 0.0055755 | 1.1137 | 0 | 55.8775 | 26.276 | 0 | 18.9358 | 0 | 1038.7831 | 46.8201 | 1085.6033 | 235.6743 | 645.1431 | 880.8174
2006 | Outpatient Healthcare | 3C | 3804.01 | 291.2072 | 46.2961 | 302.7101 | 129.1944 | 52.508 | 428.6692 | 14.9107 | 0 | 241.738 | 1.1262 | 0.0055755 | 1.1207 | 0 | 7.5414 | 0 | 0 | 18.8598 | 0 | 844.3174 | 46.2961 | 890.6135 | 233.9213 | 577.9798 | 811.9012
2006 | Outpatient Healthcare | 4A | 3804.01 | 381.9636 | 68.9649 | 305.3974 | 129.1944 | 52.4386 | 428.6692 | 14.9107 | 0 | 244.823 | 1.5286 | 0.0055755 | 1.5231 | 0 | 39.3284 | 23.4338 | 0 | 19.4012 | 0 | 996.4692 | 68.9649 | 1065.434 | 301.7319 | 653.244 | 954.9759
2006 | Outpatient Healthcare | 4B | 3804.01 | 375.583 | 47.0386 | 225.1773 | 129.1944 | 52.4779 | 428.6692 | 14.9107 | 0 | 297.5553 | 1.1077 | 0.0055755 | 1.1022 | 0 | 78.5111 | 27.016 | 0 | 19.273 | 0 | 1004.9449 | 47.0386 | 1051.9835 | 237.2977 | 634.1048 | 871.4025
2006 | Outpatient Healthcare | 4C | 3804.01 | 335.9378 | 57.4033 | 146.4512 | 129.1944 | 52.3785 | 428.6692 | 14.9107 | 0 | 235.9657 | 1.3644 | 0.0055755 | 1.3589 | 0 | 10.6172 | 19.5208 | 0 | 19.5088 | 0 | 749.8516 | 57.4033 | 807.2549 | 268.2706 | 557.3581 | 825.6287
2006 | Outpatient Healthcare | 5A | 3804.01 | 367.9977 | 73.4372 | 167.1676 | 129.1944 | 52.4548 | 428.6692 | 14.9107 | 0 | 234.4833 | 1.4778 | 0.0055755 | 1.4722 | 0 | 49.6473 | 16.8359 | 0 | 19.8769 | 0 | 837.6039 | 73.4372 | 911.0411 | 316.1904 | 603.8228 | 920.0132
2006 | Outpatient Healthcare | 5B | 3804.01 | 366.1499 | 56.3735 | 171.1638 | 129.1944 | 52.4571 | 428.6692 | 14.9107 | 0 | 284.0034 | 1.2187 | 0.0055755 | 1.2132 | 0 | 75.766 | 25.2284 | 0 | 19.7234 | 0 | 923.5246 | 56.3735 | 979.8981 | 265.8863 | 616.0128 | 881.8991
2006 | Outpatient Healthcare | 5C | 3804.01 | 325.05 | 58.7371 | 103.0849 | 129.1944 | 52.3739 | 428.6692 | 14.9107 | 0 | 231.1115 | 1.4315 | 0.0055755 | 1.4259 | 0 | 3.6632 | 19.13 | 0 | 19.8413 | 0 | 683.4656 | 58.7371 | 742.2027 | 273.1387 | 536.3009 | 809.4396
2006 | Outpatient Healthcare | 6A | 3804.01 | 408.9495 | 122.9819 | 176.4158 | 129.1944 | 52.4317 | 428.6692 | 14.9107 | 0 | 243.5187 | 2.1461 | 0.0055755 | 2.1405 | 0 | 81.5869 | 21.2738 | 0 | 20.3154 | 0 | 933.8851 | 122.9819 | 1056.867 | 462.2207 | 686.7524 | 1148.973
2006 | Outpatient Healthcare | 6B | 3804.01 | 409.8075 | 102.4788 | 132.4853 | 129.1944 | 52.3924 | 428.6692 | 14.9107 | 0 | 269.0523 | 1.9148 | 0.0055755 | 1.9093 | 0 | 100.5388 | 23.6442 | 0 | 20.2086 | 0 | 937.4373 | 102.4788 | 1039.9161 | 402.0047 | 667.3441 | 1069.3488
2006 | Outpatient Healthcare | 7 | 3804.01 | 399.2828 | 149.1826 | 211.7572 | 129.1944 | 52.36 | 428.6692 | 14.9107 | 0 | 241.8027 | 2.4121 | 0.0055755 | 2.4065 | 0 | 105.8693 | 22.3954 | 0 | 20.8363 | 0 | 983.5139 | 149.1826 | 1132.6965 | 540.29 | 730.4363 | 1270.7263
2006 | Outpatient Healthcare | 8 | 3804.01 | 474.9493 | 208.3566 | 162.2672 | 129.1944 | 52.0732 | 428.6692 | 14.9107 | 0 | 244.8924 | 3.0434 | 0.0055755 | 3.0378 | 0 | 137.6817 | 22.6475 | 0 | 21.5622 | 0 | 1045.4759 | 208.3566 | 1253.8325 | 715.2905 | 811.4464 | 1526.7369
2009 | Outpatient Healthcare | 0A | 3804.01 | 39.3978 | 40.6744 | 638.1323 | 129.1944 | 30.8295 | 428.6692 | 14.9107 | 0 | 149.7975 | 1.0476 | 0.0055755 | 1.042 | 0 | 0 | 0 | 0 | 18.7584 | 0 | 828.3696 | 40.6744 | 869.044 | 217.2034 | 559.3797 | 776.5831
2009 | Outpatient Healthcare | 0B | 3804.01 | 86.6006 | 39.8441 | 549.9475 | 129.1944 | 30.8364 | 428.6692 | 14.9107 | 0 | 134.2567 | 0.86954 | 0.0055755 | 0.86397 | 0 | 0.087879 | 0 | 0 | 18.7584 | 0 | 771.7567 | 39.8441 | 811.6008 | 214.7752 | 539.1727 | 753.9478
2009 | Outpatient Healthcare | 1A | 3804.01 | 35.4154 | 38.1755 | 473.2241 | 129.1944 | 30.8411 | 428.6692 | 14.9107 | 0 | 116.5698 | 1.0245 | 0.0055755 | 1.0189 | 0 | 0 | 0 | 0 | 18.7584 | 0 | 626.2283 | 38.1755 | 664.4037 | 209.9025 | 487.695 | 697.5975
2009 | Outpatient Healthcare | 1B | 3804.01 | 80.0767 | 29.7525 | 468.2127 | 129.1944 | 30.8018 | 428.6692 | 14.9107 | 0 | 127.9502 | 0.61053 | 0.0055755 | 0.60496 | 0 | 0.071691 | 0 | 0 | 18.7584 | 0 | 676.9162 | 29.7525 | 706.6687 | 185.2939 | 496.608 | 681.9019
2009 | Outpatient Healthcare | 2A | 3804.01 | 73.6523 | 40.8905 | 430.2626 | 129.1944 | 30.7902 | 428.6692 | 14.9107 | 0 | 127.1061 | 0.8256 | 0.0055755 | 0.82003 | 0 | 2.2178 | 0 | 0 | 18.7584 | 0 | 634.0588 | 40.8905 | 674.9493 | 217.8347 | 493.0721 | 710.9069
2009 | Outpatient Healthcare | 2B | 3804.01 | 102.301 | 32.8071 | 298.6723 | 129.1944 | 30.8133 | 428.6692 | 14.9107 | 0 | 130.1611 | 0.67991 | 0.0055755 | 0.67433 | 0 | 39.3954 | 0 | 0 | 18.7695 | 0 | 571.2041 | 32.8071 | 604.0112 | 194.2484 | 463.4938 | 657.7421
2009 | Outpatient Healthcare | 3A | 3804.01 | 75.5394 | 59.4637 | 257.998 | 129.1944 | 30.8064 | 428.6692 | 14.9107 | 0 | 111.6925 | 1.1471 | 0.0055755 | 1.1415 | 0 | 20.3557 | 0 | 0 | 19.0339 | 0 | 466.727 | 59.4637 | 526.1907 | 272.9028 | 454.652 | 727.5549
2009 | Outpatient Healthcare | 3B | 3804.01 | 92.2133 | 31.9 | 225.5173 | 129.1944 | 30.8064 | 428.6692 | 14.9107 | 0 | 126.4771 | 0.70997 | 0.0055755 | 0.7044 | 0 | 36.9718 | 0 | 0 | 18.9318 | 0 | 481.8839 | 31.9 | 513.7839 | 192.0745 | 432.1748 | 624.2493
2009 | Outpatient Healthcare | 3C | 3804.01 | 56.3261 | 41.4517 | 198.9892 | 129.1944 | 30.8018 | 428.6692 | 14.9107 | 0 | 118.332 | 0.94817 | 0.0055755 | 0.9426 | 0 | 6.0406 | 0 | 0 | 18.8526 | 0 | 380.6305 | 41.4517 | 422.0823 | 219.7473 | 406.9873 | 626.7346
2009 | Outpatient Healthcare | 4A | 3804.01 | 99.8172 | 91.9518 | 192.2109 | 129.1944 | 30.7601 | 428.6692 | 14.9107 | 0 | 118.1193 | 1.4569 | 0.0055755 | 1.4514 | 0 | 31.0885 | 0 | 0 | 19.4059 | 0 | 442.6873 | 91.9518 | 534.6392 | 368.9042 | 479.2681 | 848.1723
2009 | Outpatient Healthcare | 4B | 3804.01 | 94.4797 | 34.076 | 163.7773 | 129.1944 | 30.7833 | 428.6692 | 14.9107 | 0 | 132.8853 | 0.72616 | 0.0055755 | 0.72059 | 0 | 55.5838 | 0 | 0 | 19.269 | 0 | 447.4467 | 34.076 | 481.5227 | 199.4171 | 422.893 | 622.31
2009 | Outpatient Healthcare | 4C | 3804.01 | 117.1873 | 40.2486 | 114.7059 | 129.1944 | 30.7254 | 428.6692 | 14.9107 | 0 | 168.1412 | 0.98749 | 0.0055755 | 0.98191 | 0 | 4.6345 | 14.0954 | 0 | 19.4993 | 0 | 419.7462 | 40.2486 | 459.9947 | 218.1238 | 419.794 | 637.9178
2009 | Outpatient Healthcare | 5A | 3804.01 | 118.1678 | 114.5296 | 131.5764 | 129.1944 | 30.7694 | 428.6692 | 14.9107 | 0 | 114.352 | 1.6998 | 0.0055755 | 1.6942 | 0 | 40.0222 | 0 | 0 | 19.8753 | 0 | 405.8126 | 114.5296 | 520.3422 | 436.2384 | 489.6961 | 925.9345
2009 | Outpatient Healthcare | 5B | 3804.01 | 110.6241 | 54.9131 | 132.1707 | 129.1944 | 30.7717 | 428.6692 | 14.9107 | 0 | 132.3396 | 1.0754 | 0.0055755 | 1.0698 | 0 | 64.7579 | 0 | 0 | 19.7115 | 0 | 440.9621 | 54.9131 | 495.8752 | 261.5849 | 441.9475 | 703.5323
2009 | Outpatient Healthcare | 5C | 3804.01 | 144.6797 | 55.8131 | 92.5093 | 129.1944 | 30.7231 | 428.6692 | 14.9107 | 0 | 223.2116 | 1.3737 | 0.0055755 | 1.3681 | 0 | 2.7751 | 17.0648 | 0 | 19.8366 | 0 | 481.6087 | 55.8131 | 537.4218 | 264.582 | 456.8692 | 721.4512
2009 | Outpatient Healthcare | 6A | 3804.01 | 162.1215 | 155.8618 | 142.7325 | 129.1944 | 30.7555 | 428.6692 | 14.9107 | 0 | 124.065 | 2.2895 | 0.0055755 | 2.2839 | 0 | 67.7759 | 0 | 0 | 20.3162 | 0 | 498.9788 | 155.8618 | 654.8406 | 558.2822 | 563.3541 | 1121.6363
2009 | Outpatient Healthcare | 6B | 3804.01 | 137.5198 | 110.1974 | 108.0756 | 129.1944 | 30.7324 | 428.6692 | 14.9107 | 0 | 131.4099 | 1.7992 | 0.0055755 | 1.7936 | 0 | 85.7195 | 0 | 0 | 20.1991 | 0 | 464.5185 | 110.1974 | 574.7158 | 424.5296 | 505.7703 | 930.3
2009 | Outpatient Healthcare | 7 | 3804.01 | 174.9149 | 140.0678 | 162.8014 | 129.1944 | 30.7139 | 428.6692 | 14.9107 | 0 | 157.3274 | 2.2456 | 0.0055755 | 2.24 | 0 | 88.8323 | 17.5296 | 0 | 20.8323 | 0 | 603.6456 | 140.0678 | 743.7133 | 513.6487 | 583.8873 | 1097.5359
2009 | Outpatient Healthcare | 8 | 3804.01 | 294.9513 | 204.0125 | 136.9694 | 129.1944 | 30.5451 | 428.6692 | 14.9107 | 0 | 237.9522 | 2.9763 | 0.0055755 | 2.9708 | 0 | 114.6966 | 22.6313 | 0 | 21.5606 | 0 | 810.1716 | 204.0125 | 1014.1841 | 702.5965 | 719.1922 | 1421.7887
2012 | Outpatient Healthcare | 0A | 3804.01 | 95.3701 | 43.9404 | 596.4057 | 102.0304 | 30.8295 | 428.6692 | 14.9107 | 0 | 219.6571 | 1.1124 | 0.0055755 | 1.1068 | 0 | 0 | 21.0263 | 0 | 18.7584 | 0 | 933.566 | 43.9404 | 977.5064 | 226.7453 | 589.3538 | 816.0991
2012 | Outpatient Healthcare | 0B | 3804.01 | 55.8752 | 37.9293 | 493.7694 | 102.0304 | 30.8364 | 428.6692 | 14.9107 | 0 | 129.0256 | 0.88111 | 0.0055755 | 0.87553 | 0 | 0.025439 | 0 | 0 | 18.7584 | 0 | 679.5711 | 37.9293 | 717.5004 | 209.1832 | 496.4077 | 705.591
2012 | Outpatient Healthcare | 1A | 3804.01 | 154.6401 | 44.557 | 473.4692 | 102.0304 | 30.8411 | 428.6692 | 14.9107 | 0 | 214.1762 | 1.1679 | 0.0055755 | 1.1623 | 0 | 0 | 20.3418 | 0 | 18.7584 | 0 | 863.7896 | 44.557 | 908.3467 | 228.5445 | 566.0898 | 794.6343
2012 | Outpatient Healthcare | 1B | 3804.01 | 52.5496 | 43.0507 | 425.7807 | 102.0304 | 30.8018 | 428.6692 | 14.9107 | 0 | 125.9313 | 0.93661 | 0.0055755 | 0.93103 | 0 | 0.19657 | 0 | 0 | 18.7584 | 0 | 605.3893 | 43.0507 | 648.44 | 224.1436 | 476.1255 | 700.2691
2012 | Outpatient Healthcare | 2A | 3804.01 | 97.0097 | 39.3217 | 378.5363 | 102.0304 | 30.7902 | 428.6692 | 14.9107 | 0 | 150.8498 | 0.96899 | 0.0055755 | 0.96341 | 0 | 2.2178 | 15.2425 | 0 | 18.7584 | 0 | 644.8194 | 39.3217 | 684.1411 | 213.2511 | 485.8903 | 699.1414
2012 | Outpatient Healthcare | 2B | 3804.01 | 87.6806 | 31.0831 | 271.0805 | 102.0304 | 30.8133 | 428.6692 | 14.9107 | 0 | 121.6876 | 0.76779 | 0.0055755 | 0.76221 | 0 | 38.8982 | 0 | 0 | 18.7695 | 0 | 520.1092 | 31.0831 | 551.1922 | 189.2138 | 434.9841 | 624.1979
2012 | Outpatient Healthcare | 3A | 3804.01 | 106.7805 | 45.0771 | 240.577 | 102.0304 | 30.8064 | 428.6692 | 14.9107 | 0 | 146.2083 | 1.1124 | 0.0055755 | 1.1068 | 0 | 20.5337 | 14.4793 | 0 | 19.0292 | 0 | 529.6857 | 45.0771 | 574.7628 | 230.8571 | 452.514 | 683.3711
2012 | Outpatient Healthcare | 3B | 3804.01 | 83.9457 | 42.2124 | 210.7674 | 102.0304 | 30.8064 | 428.6692 | 14.9107 | 0 | 120.7557 | 0.94586 | 0.0055755 | 0.94029 | 0 | 46.5923 | 0 | 0 | 18.9326 | 0 | 463.0014 | 42.2124 | 505.2138 | 222.2056 | 426.7265 | 648.9321
2012 | Outpatient Healthcare | 3C | 3804.01 | 145.3712 | 41.2206 | 224.5182 | 102.0304 | 30.8018 | 428.6692 | 14.9107 | 0 | 213.1054 | 1.0638 | 0.0055755 | 1.0582 | 0 | 5.9758 | 11.9794 | 0 | 18.8518 | 0 | 602.0082 | 41.2206 | 643.2288 | 219.0697 | 473.2308 | 692.3005
2012 | Outpatient Healthcare | 4A | 3804.01 | 101.1516 | 52.3967 | 175.4768 | 102.0304 | 30.7601 | 428.6692 | 14.9107 | 0 | 138.4403 | 1.2442 | 0.0055755 | 1.2386 | 0 | 30.4687 | 13.7994 | 0 | 19.3941 | 0 | 460.5754 | 52.3967 | 512.9721 | 253.308 | 436.5268 | 689.8348
2012 | Outpatient Healthcare | 4B | 3804.01 | 83.6751 | 48.1626 | 155.5444 | 102.0304 | 30.7833 | 428.6692 | 14.9107 | 0 | 128.3017 | 0.98749 | 0.0055755 | 0.98191 | 0 | 66.9919 | 0 | 0 | 19.2706 | 0 | 435.4951 | 48.1626 | 483.6577 | 240.577 | 423.5935 | 664.1705
2012 | Outpatient Healthcare | 4C | 3804.01 | 139.1155 | 49.7861 | 118.7229 | 102.0304 | 30.7254 | 428.6692 | 14.9107 | 0 | 217.0947 | 1.3298 | 0.0055755 | 1.3242 | 0 | 4.6877 | 20.8483 | 0 | 19.5041 | 0 | 501.7932 | 49.7861 | 551.5793 | 246.0001 | 448.1217 | 694.1218
2012 | Outpatient Healthcare | 5A | 3804.01 | 179.3297 | 65.296 | 142.4457 | 102.0304 | 30.7694 | 428.6692 | 14.9107 | 0 | 216.2575 | 1.4107 | 0.0055755 | 1.4051 | 0 | 39.0092 | 17.1897 | 0 | 19.8753 | 0 | 595.637 | 65.296 | 660.9329 | 292.4005 | 496.1386 | 788.5391
2012 | Outpatient Healthcare | 5B | 3804.01 | 100.1086 | 65.0625 | 123.2186 | 102.0304 | 30.7717 | 428.6692 | 14.9107 | 0 | 127.1732 | 1.1471 | 0.0055755 | 1.1415 | 0 | 65.1279 | 0 | 0 | 19.7115 | 0 | 416.7698 | 65.0625 | 481.8323 | 291.2372 | 434.5187 | 725.7559
2012 | Outpatient Healthcare | 5C | 3804.01 | 123.2602 | 47.1051 | 83.7815 | 102.0304 | 30.7231 | 428.6692 | 14.9107 | 0 | 214.3334 | 1.302 | 0.0055755 | 1.2964 | 0 | 2.8075 | 16.2554 | 0 | 19.8366 | 0 | 441.7345 | 47.1051 | 488.8396 | 239.1409 | 425.217 | 664.3579
2012 | Outpatient Healthcare | 6A | 3804.01 | 201.3458 | 105.8073 | 147.8341 | 102.0304 | 30.7555 | 428.6692 | 14.9107 | 0 | 221.0562 | 1.9611 | 0.0055755 | 1.9555 | 0 | 67.651 | 17.9367 | 0 | 20.3123 | 0 | 657.7793 | 105.8073 | 763.5867 | 412.0322 | 558.3523 | 970.3845
2012 | Outpatient Healthcare | 6B | 3804.01 | 150.8012 | 89.4355 | 105.4438 | 102.0304 | 30.7324 | 428.6692 | 14.9107 | 0 | 185.4858 | 1.8085 | 0.0055755 | 1.8029 | 0 | 84.6187 | 17.0162 | 0 | 20.1983 | 0 | 545.1687 | 89.4355 | 634.6042 | 363.8696 | 503.3149 | 867.1846
2012 | Outpatient Healthcare | 7 | 3804.01 | 205.897 | 129.7276 | 120.8505 | 102.0304 | 30.7139 | 428.6692 | 14.9107 | 0 | 222.3652 | 2.2178 | 0.0055755 | 2.2122 | 0 | 88.7629 | 18.0084 | 0 | 20.8339 | 0 | 658.0961 | 129.7276 | 787.8237 | 483.4436 | 582.8891 | 1066.3327
2012 | Outpatient Healthcare | 8 | 3804.01 | 249.8923 | 182.2826 | 68.2222 | 102.0304 | 30.5451 | 428.6692 | 14.9107 | 0 | 225.9058 | 2.8075 | 0.0055755 | 2.8019 | 0 | 115.4366 | 19.9533 | 0 | 21.5606 | 0 | 682.2121 | 182.2826 | 864.4947 | 639.1105 | 644.3666 | 1283.4771
2015 | Outpatient Healthcare | 0A | 3804.01 | 32.7282 | 31.0079 | 473.7213 | 104.7778 | 30.6746 | 425.7229 | 14.9107 | 0 | 94.5352 | 0.78166 | 0.0055755 | 0.77609 | 0 | 0 | 6.9864 | 0 | 14.0922 | 0 | 608.7472 | 31.0079 | 639.7551 | 175.3288 | 460.4534 | 635.7822
2015 | Outpatient Healthcare | 0B | 3804.01 | 39.7377 | 31.4139 | 432.1196 | 104.7755 | 30.6792 | 425.7229 | 14.9107 | 0 | 93.0412 | 0.78398 | 0.0055755 | 0.7784 | 0 | 0.11332 | 0 | 0 | 14.1539 | 0 | 565.7903 | 31.4139 | 597.2043 | 176.6933 | 446.2172 | 622.9104
2015 | Outpatient Healthcare | 1A | 3804.01 | 37.1337 | 31.6142 | 355.9096 | 104.9165 | 30.6838 | 425.7229 | 14.9107 | 0 | 91.5612 | 0.83948 | 0.0055755 | 0.8339 | 0 | 0 | 6.9864 | 0 | 14.0922 | 0 | 492.4248 | 31.6142 | 524.039 | 177.098 | 421.2948 | 598.3928
2015 | Outpatient Healthcare | 1B | 3804.01 | 42.425 | 30.8773 | 371.7603 | 104.8657 | 30.6445 | 425.7229 | 14.9107 | 0 | 90.1297 | 0.69841 | 0.0055755 | 0.69284 | 0 | 0.53421 | 0 | 0 | 14.3597 | 0 | 505.542 | 30.8773 | 536.4192 | 175.7266 | 425.2851 | 601.0117
2015 | Outpatient Healthcare | 2A | 3804.01 | 48.4655 | 32.2672 | 316.4286 | 104.898 | 30.6329 | 425.7229 | 14.9107 | 0 | 89.7712 | 0.75623 | 0.0055755 | 0.75065 | 0 | 5.0484 | 5.8255 | 0 | 14.4888 | 0 | 466.2899 | 32.2672 | 498.5572 | 180.1668 | 413.3768 | 593.5436
2015 | Outpatient Healthcare | 2B | 3804.01 | 67.5007 | 23.7279 | 237.4457 | 104.9767 | 30.6561 | 425.7229 | 14.9107 | 0 | 93.2818 | 0.57122 | 0.0055755 | 0.56564 | 0 | 60.1419 | 0 | 0 | 14.575 | 0 | 458.9358 | 23.7279 | 482.6637 | 155.4704 | 402.4414 | 557.9118
2015 | Outpatient Healthcare | 3A | 3804.01 | 59.8552 | 28.4472 | 202.7865 | 104.9651 | 30.6491 | 425.7229 | 14.9107 | 0 | 93.0875 | 0.65447 | 0.0055755 | 0.6489 | 0 | 22.555 | 4.9467 | 0 | 15.2281 | 0 | 383.8798 | 28.4472 | 412.3269 | 171.1638 | 382.1172 | 553.281
2015 | Outpatient Healthcare | 3B | 3804.01 | 60.8242 | 25.0514 | 179.6072 | 104.9258 | 30.6491 | 425.7229 | 14.9107 | 0 | 92.7221 | 0.59203 | 0.0055755 | 0.58645 | 0 | 56.4117 | 0 | 0 | 15.012 | 0 | 390.1516 | 25.0514 | 415.203 | 160.6113 | 380.637 | 541.2483
2015 | Outpatient Healthcare | 3C | 3804.01 | 43.6275 | 32.5103 | 163.0141 | 104.9027 | 30.6445 | 425.7229 | 14.9107 | 0 | 88.8554 | 0.7886 | 0.0055755 | 0.78303 | 0 | 9.9974 | 0 | 0 | 15.2962 | 0 | 306.2776 | 32.5103 | 338.7878 | 183.2357 | 359.663 | 542.8986
2015 | Outpatient Healthcare | 4A | 3804.01 | 70.3938 | 40.3871 | 153.47 | 104.7639 | 30.6029 | 425.7229 | 14.9107 | 0 | 94.7688 | 0.9158 | 0.0055755 | 0.91022 | 0 | 36.7313 | 4.8796 | 0 | 15.9072 | 0 | 361.1537 | 40.3871 | 401.5408 | 208.0339 | 386.8737 | 594.9076
2015 | Outpatient Healthcare | 4B | 3804.01 | 61.6937 | 26.2878 | 135.1101 | 104.6945 | 30.626 | 425.7229 | 14.9107 | 0 | 101.8223 | 0.59434 | 0.0055755 | 0.58877 | 0 | 78.8186 | 0 | 0 | 15.7022 | 0 | 378.0335 | 26.2878 | 404.3213 | 166.2402 | 378.3288 | 544.569
2015 | Outpatient Healthcare | 4C | 3804.01 | 47.7486 | 39.9304 | 91.8017 | 104.8703 | 30.5682 | 425.7229 | 14.9107 | 0 | 93.7558 | 0.9158 | 0.0055755 | 0.91022 | 0 | 7.7912 | 0 | 0 | 16.1146 | 0 | 242.0076 | 39.9304 | 281.938 | 207.3031 | 345.8653 | 553.1683
2015 | Outpatient Healthcare | 5A | 3804.01 | 80.2964 | 49.9223 | 108.6815 | 104.7708 | 30.6121 | 425.7229 | 14.9107 | 0 | 94.5676 | 1.0337 | 0.0055755 | 1.0282 | 0 | 46.2084 | 4.6414 | 0 | 16.5049 | 0 | 335.4235 | 49.9223 | 385.3457 | 237.6377 | 388.2043 | 625.842
2015 | Outpatient Healthcare | 5B | 3804.01 | 73.9321 | 36.3351 | 108.3346 | 104.7269 | 30.6144 | 425.7229 | 14.9107 | 0 | 103.4342 | 0.72847 | 0.0055755 | 0.7229 | 0 | 78.0208 | 0 | 0 | 16.3315 | 0 | 364.4445 | 36.3351 | 400.7796 | 197.4328 | 384.3613 | 581.7941
2015 | Outpatient Healthcare | 5C | 3804.01 | 43.9837 | 39.4 | 67.9262 | 104.8518 | 30.5659 | 425.7229 | 14.9107 | 0 | 96.9727 | 0.94124 | 0.0055755 | 0.93566 | 0 | 5.3005 | 0 | 0 | 16.4677 | 0 | 215.1188 | 39.4 | 254.5188 | 206.7874 | 336.4781 | 543.2655
2015 | Outpatient Healthcare | 6A | 3804.01 | 96.6142 | 84.9623 | 113.8733 | 104.7824 | 30.5982 | 425.7229 | 14.9107 | 0 | 99.6831 | 1.6165 | 0.0055755 | 1.6109 | 0 | 81.8644 | 4.8472 | 0 | 16.9568 | 0 | 398.4932 | 84.9623 | 483.4556 | 341.3309 | 445.2831 | 786.614
2015 | Outpatient Healthcare | 6B | 3804.01 | 87.9188 | 77.828 | 88.1131 | 104.7778 | 30.5774 | 425.7229 | 14.9107 | 0 | 104.8217 | 1.5726 | 0.0055755 | 1.567 | 0 | 105.3559 | 0 | 0 | 16.8413 | 0 | 387.7765 | 77.828 | 465.6045 | 320.1496 | 434.3556 | 754.5052
2015 | Outpatient Healthcare | 7 | 3804.01 | 101.1701 | 102.8564 | 94.704 | 104.75 | 30.5589 | 425.7229 | 14.9107 | 0 | 102.5068 | 1.827 | 0.0055755 | 1.8214 | 0 | 106.3111 | 4.8773 | 0 | 17.4983 | 0 | 411.3907 | 102.8564 | 514.2471 | 395.1894 | 468.1062 | 863.2957
2015 | Outpatient Healthcare | 8 | 3804.01 | 123.0243 | 138.0279 | 55.5283 | 105.0946 | 30.3901 | 425.7229 | 14.9107 | 0 | 103.2653 | 2.2109 | 0.0055755 | 2.2053 | 0 | 134.1342 | 4.7478 | 0 | 18.2423 | 0 | 422.9052 | 138.0279 | 560.9331 | 500.1222 | 508.0263 | 1008.1485
2018 | Outpatient Healthcare | 0A | 3804.01 | 28.8592 | 28.1274 | 462.6762 | 95.7725 | 20.6748 | 425.7229 | 14.9107 | 0 | 92.3058 | 0.72385 | 0.0055755 | 0.71827 | 0 | 0 | 6.9864 | 0 | 14.0922 | 0 | 591.5459 | 28.1274 | 619.6733 | 166.9109 | 445.181 | 612.0919
2018 | Outpatient Healthcare | 0B | 3804.01 | 33.8082 | 28.2952 | 423.6901 | 95.7701 | 20.6794 | 425.7229 | 14.9107 | 0 | 89.3966 | 0.72616 | 0.0055755 | 0.72059 | 0 | 0.21045 | 0 | 0 | 14.1539 | 0 | 547.8259 | 28.2952 | 576.1211 | 167.5839 | 430.4469 | 598.0307
2018 | Outpatient Healthcare | 1A | 3804.01 | 32.9386 | 29.0962 | 347.087 | 95.895 | 20.6817 | 425.7229 | 14.9107 | 0 | 87.8101 | 0.79323 | 0.0055755 | 0.78765 | 0 | 0 | 6.9864 | 0 | 14.0922 | 0 | 475.6098 | 29.0962 | 504.706 | 169.7415 | 406.51 | 576.2516
2018 | Outpatient Healthcare | 1B | 3804.01 | 37.1106 | 27.4617 | 364.1472 | 95.8534 | 20.6563 | 425.7229 | 14.9107 | 0 | 86.1196 | 0.65216 | 0.0055755 | 0.64658 | 0 | 1.1193 | 0 | 0 | 14.3597 | 0 | 489.1432 | 27.4617 | 516.6049 | 165.75 | 409.753 | 575.503
2018 | Outpatient Healthcare | 2A | 3804.01 | 43.7478 | 28.6094 | 307.3469 | 95.8811 | 20.6471 | 425.7229 | 14.9107 | 0 | 85.1367 | 0.68685 | 0.0055755 | 0.68127 | 0 | 6.2741 | 5.7561 | 0 | 14.488 | 0 | 448.943 | 28.6094 | 477.5524 | 169.4779 | 397.2764 | 566.7543
2018 | Outpatient Healthcare | 2B | 3804.01 | 60.0009 | 20.8632 | 231.2687 | 95.9505 | 20.6632 | 425.7229 | 14.9107 | 0 | 88.3559 | 0.5319 | 0.0055755 | 0.52633 | 0 | 67.6973 | 0 | 0 | 14.575 | 0 | 447.8491 | 20.8632 | 468.7123 | 147.101 | 389.2714 | 536.3724
2018 | Outpatient Healthcare | 3A | 3804.01 | 54.3627 | 25.4994 | 196.3945 | 95.9413 | 20.6586 | 425.7229 | 14.9107 | 0 | 88.083 | 0.61747 | 0.0055755 | 0.61189 | 0 | 25.3717 | 4.7247 | 0 | 15.2281 | 0 | 369.5485 | 25.4994 | 395.0479 | 162.5516 | 367.7551 | 530.3067
2018 | Outpatient Healthcare | 3B | 3804.01 | 54.7651 | 23.0099 | 174.1517 | 95.902 | 20.6586 | 425.7229 | 14.9107 | 0 | 87.5881 | 0.56197 | 0.0055755 | 0.55639 | 0 | 64.0688 | 0 | 0 | 15.0112 | 0 | 381.1301 | 23.0099 | 404.14 | 154.6448 | 368.9987 | 523.6434
2018 | Outpatient Healthcare | 3C | 3804.01 | 39.3931 | 29.1445 | 157.0106 | 95.8835 | 20.6563 | 425.7229 | 14.9107 | 0 | 83.8509 | 0.70766 | 0.0055755 | 0.70209 | 0 | 11.7157 | 0 | 0 | 15.2962 | 0 | 292.6724 | 29.1445 | 321.817 | 173.4001 | 345.1346 | 518.5347
2018 | Outpatient Healthcare | 4A | 3804.01 | 64.3671 | 39.5338 | 147.1357 | 95.8071 | 20.6286 | 425.7229 | 14.9107 | 0 | 88.1686 | 0.91348 | 0.0055755 | 0.90791 | 0 | 39.6059 | 4.5559 | 0 | 15.9072 | 0 | 344.741 | 39.5338 | 384.2748 | 205.5386 | 373.9206 | 579.4592
2018 | Outpatient Healthcare | 4B | 3804.01 | 55.7827 | 25.6347 | 129.2638 | 95.747 | 20.6424 | 425.7229 | 14.9107 | 0 | 95.0625 | 0.5874 | 0.0055755 | 0.58183 | 0 | 86.5659 | 0 | 0 | 15.7022 | 0 | 367.2567 | 25.6347 | 392.8914 | 164.3323 | 367.5082 | 531.8405
2018 | Outpatient Healthcare | 4C | 3804.01 | 42.9407 | 37.6174 | 85.8698 | 95.9112 | 20.6031 | 425.7229 | 14.9107 | 0 | 87.4586 | 0.87648 | 0.0055755 | 0.87091 | 0 | 9.521 | 0 | 0 | 16.1146 | 0 | 226.6611 | 37.6174 | 264.2785 | 200.5456 | 331.8229 | 532.3686
2018 | Outpatient Healthcare | 5A | 3804.01 | 73.6268 | 49.0634 | 103.9244 | 95.791 | 20.6332 | 425.7229 | 14.9107 | 0 | 87.7985 | 1.0453 | 0.0055755 | 1.0397 | 0 | 49.2935 | 4.32 | 0 | 16.5049 | 0 | 320.0029 | 49.0634 | 369.0664 | 235.1285 | 375.5773 | 610.7058
2018 | Outpatient Healthcare | 5B | 3804.01 | 67.3458 | 36.2718 | 104.047 | 95.747 | 20.6355 | 425.7229 | 14.9107 | 0 | 96.4547 | 0.73541 | 0.0055755 | 0.72984 | 0 | 86.0918 | 0 | 0 | 16.3315 | 0 | 354.6691 | 36.2718 | 390.9409 | 197.2501 | 374.4644 | 571.7145
2018 | Outpatient Healthcare | 5C | 3804.01 | 39.851 | 38.1367 | 63.2663 | 95.865 | 20.6031 | 425.7229 | 14.9107 | 0 | 90.761 | 0.92273 | 0.0055755 | 0.91716 | 0 | 6.739 | 0 | 0 | 16.4677 | 0 | 201.5345 | 38.1367 | 239.6711 | 203.0941 | 324.0791 | 527.1732
2018 | Outpatient Healthcare | 6A | 3804.01 | 88.5848 | 84.5895 | 109.6158 | 95.7771 | 20.6239 | 425.7229 | 14.9107 | 0 | 93.4251 | 1.6905 | 0.0055755 | 1.6849 | 0 | 84.9448 | 4.6807 | 0 | 16.9576 | 0 | 382.9362 | 84.5895 | 467.5257 | 340.2439 | 433.0899 | 773.3338
2018 | Outpatient Healthcare | 6B | 3804.01 | 82.1442 | 77.1797 | 84.3782 | 95.7725 | 20.6101 | 425.7229 | 14.9107 | 0 | 98.1915 | 1.6535 | 0.0055755 | 1.6479 | 0 | 112.0556 | 0 | 0 | 16.8413 | 0 | 378.4174 | 77.1797 | 455.5971 | 318.2556 | 424.0099 | 742.2654
2018 | Outpatient Healthcare | 7 | 3804.01 | 92.8169 | 102.2453 | 91.175 | 95.747 | 20.5962 | 425.7229 | 14.9107 | 0 | 96.5888 | 1.894 | 0.0055755 | 1.8885 | 0 | 109.7962 | 4.6784 | 0 | 17.4975 | 0 | 396.9438 | 102.2453 | 499.1891 | 393.4018 | 456.0602 | 849.462
2018 | Outpatient Healthcare | 8 | 3804.01 | 112.8789 | 137.91 | 53.2873 | 96.0569 | 20.4829 | 425.7229 | 14.9107 | 0 | 97.1022 | 2.2987 | 0.0055755 | 2.2932 | 0 | 139.6683 | 4.6067 | 0 | 18.2423 | 0 | 409.8366 | 137.91 | 547.7465 | 499.7753 | 496.9492 | 996.7244
2006 | Primary School | 0A | 6871 | 0 | 1.6245 | 480.8589 | 156.5947 | 10.6742 | 167.1818 | 15.8216 | 6.1508 | 167.0448 | 0.03585 | 0.0018393 | 0.03401 | 0 | 0 | 45.9911 | 3.3058 | 3.6474 | 10.171 | 693.9288 | 1.6245 | 695.5534 | 61.6266 | 379.8054 | 441.432
2006 | Primary School | 0B | 6871 | 0 | 6.1116 | 411.2365 | 156.5947 | 10.6768 | 167.1818 | 15.8216 | 6.1508 | 156.6292 | 0.093465 | 0.0018393 | 0.091626 | 0 | 0 | 42.8863 | 3.3058 | 3.7487 | 10.0712 | 610.8437 | 6.1116 | 616.9553 | 75.0331 | 355.922 | 430.9551
2006 | Primary School | 1A | 6871 | 0 | 0.64245 | 304.6328 | 156.5947 | 10.6768 | 167.1818 | 15.8216 | 6.1508 | 118.1652 | 0.026887 | 0.0018393 | 0.025048 | 0 | 0 | 31.9599 | 3.3071 | 3.9428 | 9.9867 | 454.7829 | 0.64245 | 455.4254 | 59.6204 | 297.2021 | 356.8224
2006 | Primary School | 1B | 6871 | 0 | 17.1604 | 343.527 | 156.5947 | 10.664 | 167.1818 | 15.8216 | 6.1508 | 151.6154 | 0.23558 | 0.0018393 | 0.23374 | 0 | 0 | 41.3422 | 3.3071 | 4.0795 | 9.9969 | 536.7183 | 17.1604 | 553.8787 | 108.2784 | 341.9011 | 450.1796
2006 | Primary School | 2A | 6871 | 0 | 9.0092 | 259.7914 | 156.5947 | 10.6601 | 167.1818 | 15.8216 | 6.1508 | 117.534 | 0.13316 | 0.0018393 | 0.13132 | 0 | 0 | 31.6231 | 3.3084 | 4.328 | 9.9662 | 409.0799 | 9.0092 | 418.0891 | 85.1913 | 290.299 | 375.4903
2006 | Primary School | 2B | 6871 | 0 | 17.007 | 196.508 | 156.5947 | 10.6678 | 167.1818 | 15.8216 | 6.1508 | 130.9827 | 0.23942 | 0.0018393 | 0.23758 | 0 | 0 | 20.3715 | 3.3084 | 4.3924 | 9.7575 | 348.0998 | 17.007 | 365.1068 | 108.7445 | 277.4197 | 386.1642
2006 | Primary School | 3A | 6871 | 0 | 36.5619 | 152.7485 | 156.5947 | 10.6665 | 167.1818 | 15.8216 | 6.1508 | 107.8226 | 0.45708 | 0.0018393 | 0.45524 | 0 | 0 | 28.8384 | 3.3097 | 4.9223 | 9.8471 | 289.8648 | 36.5619 | 326.4267 | 167.4238 | 277.602 | 445.0258
2006 | Primary School | 3B | 6871 | 0 | 26.9387 | 142.3406 | 156.5947 | 10.6652 | 167.1818 | 15.8216 | 6.1508 | 123.6937 | 0.3713 | 0.0018393 | 0.36946 | 0 | 0 | 23.9641 | 3.3097 | 4.7794 | 9.7421 | 290.368 | 26.9387 | 317.3067 | 138.8914 | 267.9722 | 406.8636
2006 | Primary School | 3C | 6871 | 0 | 15.1165 | 111.0516 | 156.5947 | 10.664 | 167.1818 | 15.8216 | 6.1508 | 94.4968 | 0.19077 | 0.0018393 | 0.18893 | 0 | 0 | 0 | 3.3097 | 4.8802 | 9.8561 | 205.7374 | 15.1165 | 220.8539 | 104.6461 | 227.322 | 331.9681
2006 | Primary School | 4A | 6871 | 0 | 67.6735 | 103.2198 | 156.5947 | 10.6499 | 167.1818 | 15.8216 | 6.1508 | 104.6167 | 0.80277 | 0.0018393 | 0.80093 | 0 | 0 | 28.0676 | 3.311 | 5.3552 | 9.8061 | 236.705 | 67.6735 | 304.3786 | 259.584 | 290.9318 | 550.5158
2006 | Primary School | 4B | 6871 | 0 | 39.4994 | 97.0101 | 156.5947 | 10.6576 | 167.1818 | 15.8216 | 6.1508 | 122.617 | 0.53646 | 0.0018393 | 0.53462 | 0 | 0 | 22.6966 | 3.3097 | 5.2255 | 9.7088 | 242.8583 | 39.4994 | 282.3578 | 176.8919 | 264.7043 | 441.5962
2006 | Primary School | 4C | 6871 | 0 | 45.1645 | 39.9441 | 156.5947 | 10.6371 | 167.1818 | 15.8216 | 6.1508 | 89.4139 | 0.57999 | 0.0018393 | 0.57816 | 0 | 0 | 13.6036 | 3.311 | 5.4157 | 9.7498 | 143.5397 | 45.1645 | 188.7042 | 193.9973 | 236.5714 | 430.5687
2006 | Primary School | 5A | 6871 | 0 | 77.3686 | 57.1685 | 156.5947 | 10.6524 | 167.1818 | 15.8216 | 6.1508 | 98.827 | 0.90392 | 0.0018393 | 0.90208 | 0 | 0 | 18.1821 | 3.311 | 5.7076 | 9.7498 | 175.0797 | 77.3686 | 252.4483 | 288.9384 | 279.8686 | 568.8069
2006 | Primary School | 5B | 6871 | 0 | 53.2074 | 66.5957 | 156.5947 | 10.6537 | 167.1818 | 15.8216 | 6.1508 | 114.3575 | 0.72467 | 0.0018393 | 0.72283 | 0 | 0 | 20.5354 | 3.311 | 5.5919 | 9.6999 | 202.2114 | 53.2074 | 255.4188 | 218.0113 | 264.8612 | 482.8725
2006 | Primary School | 5C | 6871 | 0 | 47.7785 | 24.7784 | 156.5947 | 10.6371 | 167.1818 | 15.8216 | 6.1508 | 84.1709 | 0.59792 | 0.0018393 | 0.59608 | 0 | 0 | 17.6098 | 3.3122 | 5.6041 | 9.7344 | 127.1552 | 47.7785 | 174.9338 | 202.1863 | 233.761 | 435.9473
2006 | Primary School | 6A | 6871 | 0 | 121.9117 | 61.5652 | 156.5947 | 10.6486 | 167.1818 | 15.8216 | 6.1508 | 108.9544 | 1.4122 | 0.0018393 | 1.4104 | 0 | 0 | 17.9261 | 3.3122 | 5.9968 | 9.7178 | 189.8561 | 121.9117 | 311.7677 | 419.9198 | 329.7458 | 749.6656
2006 | Primary School | 6B | 6871 | 0 | 93.5903 | 42.5585 | 156.5947 | 10.6409 | 167.1818 | 15.8216 | 6.1508 | 112.2411 | 1.1293 | 0.0018393 | 1.1274 | 0 | 0 | 20.4906 | 3.3122 | 5.9122 | 9.6589 | 176.4176 | 93.5903 | 270.0079 | 336.9281 | 296.7178 | 633.6459
2006 | Primary School | 7 | 6871 | 0 | 176.2155 | 49.2701 | 156.5947 | 10.6332 | 167.1818 | 15.8216 | 6.1508 | 106.2337 | 1.8949 | 0.0018393 | 1.8931 | 0 | 0 | 28.9063 | 3.3122 | 6.3071 | 9.7075 | 186.3031 | 176.2155 | 362.5186 | 579.481 | 383.1364 | 962.6174
2006 | Primary School | 8 | 6871 | 0 | 293.5143 | 24.5505 | 156.5947 | 10.5756 | 167.1818 | 15.8216 | 6.1508 | 117.4367 | 3.1394 | 0.0018393 | 3.1376 | 0 | 0 | 32.2659 | 3.3135 | 6.6901 | 9.6397 | 177.3907 | 293.5143 | 470.905 | 923.2973 | 497.7243 | 1421.0216
2009 | Primary School | 0A | 6871 | 0 | 2.0378 | 464.7112 | 156.5947 | 6.814 | 167.1818 | 15.8216 | 6.1508 | 147.3532 | 0.040971 | 0.0018393 | 0.039132 | 0 | 0 | 39.5113 | 3.3058 | 3.6496 | 10.1697 | 651.6149 | 2.0378 | 653.6526 | 62.8391 | 364.4154 | 427.2546
2009 | Primary School | 0B | 6871 | 0 | 5.243 | 392.1723 | 156.5947 | 6.8153 | 167.1818 | 15.8216 | 6.1508 | 136.9734 | 0.081942 | 0.0018393 | 0.080102 | 0 | 0 | 36.9071 | 3.3058 | 3.7491 | 10.0712 | 566.1329 | 5.243 | 571.3759 | 72.4955 | 338.429 | 410.9245
2009 | Primary School | 1A | 6871 | 0 | 0.65341 | 291.7167 | 156.5947 | 6.8165 | 167.1818 | 15.8216 | 6.1508 | 103.0188 | 0.025607 | 0.0018393 | 0.023767 | 0 | 0 | 26.7169 | 3.3071 | 3.9424 | 9.9867 | 421.4761 | 0.65341 | 422.1295 | 59.6511 | 284.4919 | 344.143
2009 | Primary School | 1B | 6871 | 0 | 11.9704 | 330.3676 | 156.5947 | 6.8076 | 167.1818 | 15.8216 | 6.1508 | 135.1541 | 0.16516 | 0.0018393 | 0.16332 | 0 | 0 | 35.8611 | 3.3071 | 4.0791 | 9.9956 | 501.5461 | 11.9704 | 513.5165 | 93.1141 | 323.3511 | 416.4652
2009 | Primary School | 2A | 6871 | 0 | 3.157 | 236.091 | 156.5947 | 6.805 | 167.1818 | 15.8216 | 6.1508 | 97.8949 | 0.062737 | 0.0018393 | 0.060897 | 0 | 0 | 25.2163 | 3.3084 | 4.3236 | 9.9636 | 359.2631 | 3.157 | 362.4201 | 68.0796 | 266.0703 | 334.1499
2009 | Primary School | 2B | 6871 | 0 | 6.9806 | 175.4208 | 156.5947 | 6.8101 | 167.1818 | 15.8216 | 6.1508 | 108.9788 | 0.11139 | 0.0018393 | 0.10955 | 0 | 0 | 18.0541 | 3.3084 | 4.3867 | 9.7562 | 302.5632 | 6.9806 | 309.5438 | 79.4362 | 250.481 | 329.9172
2009 | Primary School | 3A | 6871 | 0 | 15.4898 | 125.8293 | 156.5947 | 6.8089 | 167.1818 | 15.8216 | 6.1508 | 86.6765 | 0.24198 | 0.0018393 | 0.24015 | 0 | 0 | 16.1809 | 3.3097 | 4.9139 | 9.842 | 228.927 | 15.4898 | 244.4168 | 105.8355 | 234.3417 | 340.1772
2009 | Primary School | 3B | 6871 | 0 | 10.0452 | 122.9306 | 156.5947 | 6.8089 | 167.1818 | 15.8216 | 6.1508 | 100.9177 | 0.18309 | 0.0018393 | 0.18125 | 0 | 0 | 17.5087 | 3.3097 | 4.7702 | 9.737 | 241.5383 | 10.0452 | 251.5835 | 89.5086 | 233.0344 | 322.543
2009 | Primary School | 3C | 6871 | 0 | 6.1795 | 90.4868 | 156.5947 | 6.8076 | 167.1818 | 15.8216 | 6.1508 | 77.6335 | 0.11779 | 0.0018393 | 0.11595 | 0 | 0 | 0 | 3.3097 | 4.8714 | 9.8561 | 168.2362 | 6.1795 | 174.4158 | 78.5105 | 204.22 | 282.7305
2009 | Primary School | 4A | 6871 | 0 | 30.9214 | 84.2144 | 156.5947 | 6.7986 | 167.1818 | 15.8216 | 6.1508 | 82.8521 | 0.45196 | 0.0018393 | 0.45012 | 0 | 0 | 15.3923 | 3.311 | 5.343 | 9.7984 | 182.9089 | 30.9214 | 213.8303 | 152.1736 | 234.4333 | 386.6069
2009 | Primary School | 4B | 6871 | 0 | 14.9754 | 82.5397 | 156.5947 | 6.8037 | 167.1818 | 15.8216 | 6.1508 | 99.0766 | 0.2407 | 0.0018393 | 0.23886 | 0 | 0 | 20.4842 | 3.3097 | 5.2141 | 9.7011 | 202.3394 | 14.9754 | 217.3148 | 105.2082 | 224.9779 | 330.1861
2009 | Primary School | 4C | 6871 | 0 | 24.8378 | 31.7704 | 156.5947 | 6.7909 | 167.1818 | 15.8216 | 6.1508 | 77.3428 | 0.35722 | 0.0018393 | 0.35538 | 0 | 0 | 13.3002 | 3.311 | 5.4065 | 9.7472 | 122.7688 | 24.8378 | 147.6066 | 134.5856 | 207.8087 | 342.3943
2009 | Primary School | 5A | 6871 | 0 | 50.7682 | 51.4761 | 156.5947 | 6.7999 | 167.1818 | 15.8216 | 6.1508 | 84.6561 | 0.70035 | 0.0018393 | 0.69851 | 0 | 0 | 12.5153 | 3.311 | 5.6979 | 9.7524 | 149.3461 | 50.7682 | 200.1143 | 211.1948 | 243.1327 | 454.3274
2009 | Primary School | 5B | 6871 | 0 | 32.1358 | 60.5204 | 156.5947 | 6.8012 | 167.1818 | 15.8216 | 6.1508 | 98.8334 | 0.54158 | 0.0018393 | 0.53974 | 0 | 0 | 17.3281 | 3.311 | 5.5831 | 9.6986 | 177.2217 | 32.1358 | 209.3574 | 156.4231 | 233.9078 | 390.3309
2009 | Primary School | 5C | 6871 | 0 | 26.1613 | 17.7647 | 156.5947 | 6.7896 | 167.1818 | 15.8216 | 6.1508 | 72.9756 | 0.42123 | 0.0018393 | 0.41939 | 0 | 0 | 12.523 | 3.311 | 5.5949 | 9.7319 | 103.6827 | 26.1613 | 129.844 | 139.0028 | 202.7822 | 341.785
2009 | Primary School | 6A | 6871 | 0 | 86.6697 | 56.5898 | 156.5947 | 6.7973 | 167.1818 | 15.8216 | 6.1508 | 94.4776 | 1.0448 | 0.0018393 | 1.0429 | 0 | 0 | 14.3513 | 3.3122 | 5.9867 | 9.7242 | 166.4617 | 86.6697 | 253.1314 | 316.9279 | 285.1703 | 602.0982
2009 | Primary School | 6B | 6871 | 0 | 62.1636 | 38.9428 | 156.5947 | 6.7922 | 167.1818 | 15.8216 | 6.1508 | 97.6439 | 0.82582 | 0.0018393 | 0.82398 | 0 | 0 | 17.1642 | 3.3122 | 5.903 | 9.6615 | 154.575 | 62.1636 | 216.7386 | 245.0867 | 256.4892 | 501.5759
2009 | Primary School | 7 | 6871 | 0 | 150.279 | 47.6376 | 156.5947 | 6.7884 | 167.1818 | 15.8216 | 6.1508 | 92.9758 | 1.7963 | 0.0018393 | 1.7945 | 0 | 0 | 24.4801 | 3.3122 | 6.2952 | 9.7152 | 166.888 | 150.279 | 317.1671 | 503.6695 | 349.228 | 852.8974
2009 | Primary School | 8 | 6871 | 0 | 260.1923 | 21.9054 | 156.5947 | 6.7512 | 167.1818 | 15.8216 | 6.1508 | 101.6514 | 3.1074 | 0.0018393 | 3.1055 | 0 | 0 | 27.3314 | 3.3135 | 6.6809 | 9.6499 | 153.9937 | 260.1923 | 414.186 | 825.9159 | 455.0796 | 1280.9955
2012 | Primary School | 0A | 6871 | 0 | 0.69986 | 346.8341 | 111.2552 | 6.814 | 167.1818 | 15.8216 | 3.5069 | 114.7531 | 0.026887 | 0.0018393 | 0.025048 | 0 | 0 | 33.1467 | 3.3058 | 3.6452 | 10.1723 | 494.759 | 0.69986 | 495.4589 | 58.9187 | 292.9626 | 351.8813
2012 | Primary School | 0B | 6871 | 0 | 0.54341 | 279.1514 | 111.2642 | 6.8153 | 167.1818 | 15.8216 | 3.5069 | 100.2238 | 0.026887 | 0.0018393 | 0.025048 | 0 | 0 | 26.1689 | 3.3058 | 3.7438 | 10.0763 | 405.5692 | 0.54341 | 406.1126 | 58.751 | 262.3484 | 321.0994
2012 | Primary School | 1A | 6871 | 0 | 0.024979 | 211.5571 | 111.1413 | 6.8165 | 167.1818 | 15.8216 | 3.5069 | 78.5489 | 0.019205 | 0.0018393 | 0.017366 | 0 | 0 | 22.0872 | 3.3071 | 3.938 | 9.9982 | 312.2106 | 0.024979 | 312.2355 | 57.801 | 230.0001 | 287.8011
2012 | Primary School | 1B | 6871 | 0 | 2.8542 | 235.118 | 111.163 | 6.8076 | 167.1818 | 15.8216 | 3.5069 | 99.7245 | 0.057615 | 0.0018393 | 0.055776 | 0 | 0 | 25.7156 | 3.3071 | 4.0747 | 10.002 | 360.6139 | 2.8542 | 363.4681 | 66.4676 | 249.5401 | 316.0077
2012 | Primary School | 2A | 6871 | 0 | 1.5395 | 167.2906 | 111.2181 | 6.805 | 167.1818 | 15.8216 | 3.5069 | 76.7091 | 0.052494 | 0.0018393 | 0.050655 | 0 | 0 | 13.7304 | 3.3084 | 4.3219 | 9.9828 | 257.7807 | 1.5395 | 259.3202 | 63.3487 | 213.2858 | 276.6345
2012 | Primary School | 2B | 6871 | 0 | 2.8656 | 134.9889 | 110.9851 | 6.8101 | 167.1818 | 15.8216 | 3.5069 | 85.802 | 0.065297 | 0.0018393 | 0.063458 | 0 | 0 | 14.7546 | 3.3084 | 4.3859 | 9.7677 | 235.6091 | 2.8656 | 238.4747 | 67.4099 | 206.9358 | 274.3457
2012 | Primary School | 3A | 6871 | 0 | 10.6263 | 98.9409 | 111.181 | 6.8089 | 167.1818 | 15.8216 | 3.5069 | 70.493 | 0.19333 | 0.0018393 | 0.19149 | 0 | 0 | 13.0531 | 3.3097 | 4.9117 | 9.8522 | 182.6785 | 10.6263 | 193.3048 | 91.6199 | 197.2008 | 288.8207
2012 | Primary School | 3B | 6871 | 0 | 6.0174 | 96.1126 | 110.9505 | 6.8089 | 167.1818 | 15.8216 | 3.5069 | 81.0789 | 0.11907 | 0.0018393 | 0.11723 | 0 | 0 | 16.2514 | 3.3097 | 4.7676 | 9.7485 | 193.5601 | 6.0174 | 199.5775 | 77.7333 | 196.0579 | 273.7912
2012 | Primary School | 3C | 6871 | 0 | 2.6842 | 63.4588 | 111.0798 | 6.8076 | 167.1818 | 15.8216 | 3.5069 | 63.5395 | 0.072979 | 0.0018393 | 0.07114 | 0 | 0 | 5.5221 | 3.3084 | 4.871 | 9.8689 | 132.5915 | 2.6842 | 135.2757 | 68.2972 | 172.0453 | 240.3425
2012 | Primary School | 4A | 6871 | 0 | 18.7258 | 70.4047 | 111.0696 | 6.7986 | 167.1818 | 15.8216 | 3.5069 | 70.2062 | 0.30216 | 0.0018393 | 0.30032 | 0 | 0 | 14.4102 | 3.3097 | 5.3386 | 9.8061 | 155.3214 | 18.7258 | 174.0472 | 116.5302 | 196.3068 | 312.8371
2012 | Primary School | 4B | 6871 | 0 | 8.0911 | 69.2255 | 110.6522 | 6.8037 | 167.1818 | 15.8216 | 3.5069 | 84.8431 | 0.19973 | 0.0018393 | 0.19789 | 0 | 0 | 14.5255 | 3.3097 | 5.2102 | 9.7114 | 168.7919 | 8.0911 | 176.883 | 85.0851 | 189.9805 | 275.0655
2012 | Primary School | 4C | 6871 | 0 | 15.3706 | 26.5799 | 111.1208 | 6.7909 | 167.1818 | 15.8216 | 3.5069 | 66.5585 | 0.26503 | 0.0018393 | 0.26319 | 0 | 0 | 11.6588 | 3.311 | 5.4026 | 9.7524 | 105.0604 | 15.3706 | 120.431 | 106.9149 | 175.8084 | 282.7233
2012 | Primary School | 5A | 6871 | 0 | 33.4106 | 42.8466 | 111.0913 | 6.7999 | 167.1818 | 15.8216 | 3.5069 | 70.8489 | 0.46989 | 0.0018393 | 0.46805 | 0 | 0 | 13.4935 | 3.311 | 5.6914 | 9.769 | 127.6571 | 33.4106 | 161.0677 | 160.4638 | 201.8711 | 362.3349
2012 | Primary School | 5B | 6871 | 0 | 20.4147 | 51.0113 | 110.9223 | 6.8012 | 167.1818 | 15.8216 | 3.5069 | 82.7996 | 0.34569 | 0.0018393 | 0.34385 | 0 | 0 | 16.7635 | 3.3097 | 5.5779 | 9.7101 | 150.9183 | 20.4147 | 171.3331 | 122.1637 | 196.6451 | 318.8089
2012 | Primary School | 5C | 6871 | 0 | 17.3129 | 14.6433 | 111.1054 | 6.7896 | 167.1818 | 15.8216 | 3.5069 | 63.8506 | 0.30344 | 0.0018393 | 0.3016 | 0 | 0 | 11.1492 | 3.311 | 5.591 | 9.737 | 89.9447 | 17.3129 | 107.2576 | 113.1399 | 172.7557 | 285.8955
2012 | Primary School | 6A | 6871 | 0 | 55.1812 | 44.771 | 111.2642 | 6.7973 | 167.1818 | 15.8216 | 3.5069 | 75.0574 | 0.72851 | 0.0018393 | 0.72667 | 0 | 0 | 14.8315 | 3.311 | 5.978 | 9.7652 | 135.3865 | 55.1812 | 190.5677 | 224.9072 | 226.6309 | 451.5382
2012 | Primary School | 6B | 6871 | 0 | 36.8222 | 31.2378 | 111.2642 | 6.7922 | 167.1818 | 15.8216 | 3.5069 | 77.4209 | 0.56079 | 0.0018393 | 0.55895 | 0 | 0 | 14.053 | 3.311 | 5.8921 | 9.6819 | 123.2707 | 36.8222 | 160.0929 | 171.019 | 204.0092 | 375.0282
2012 | Primary School | 7 | 6871 | 0 | 63.7789 | 36.9698 | 111.2642 | 6.7884 | 167.1818 | 15.8216 | 3.5069 | 75.7949 | 0.81558 | 0.0018393 | 0.81374 | 0 | 0 | 14.6369 | 3.311 | 6.286 | 9.7408 | 128.2153 | 63.7789 | 191.9943 | 250.9238 | 233.0695 | 483.9932
2012 | Primary School | 8 | 6871 | 0 | 120.7867 | 15.3692 | 111.2642 | 6.7512 | 167.1818 | 15.8216 | 3.5069 | 81.5641 | 1.3815 | 0.0018393 | 1.3796 | 0 | 0 | 14.8059 | 3.3122 | 6.6704 | 9.6858 | 113.1188 | 120.7867 | 233.9055 | 418.6011 | 285.2641 | 703.8652
2015 | Primary School | 0A | 6871 | 0 | 0.21474 | 285.9219 | 95.6005 | 5.6476 | 165.5737 | 15.8216 | 3.4672 | 60.9365 | 0.003841 | 0.0018393 | 0.0020017 | 0 | 0 | 19.497 | 3.3071 | 3.5032 | 8.3133 | 366.3575 | 0.21474 | 366.5722 | 57.0866 | 241.4292 | 298.5158
2015 | Primary School | 0B | 6871 | 0 | 0.19677 | 251.3258 | 95.8899 | 5.6476 | 165.5737 | 15.8216 | 3.4684 | 72.8207 | 0.0051214 | 0.0018393 | 0.003282 | 0 | 0 | 16.8647 | 3.3058 | 3.5852 | 8.2556 | 341.0144 | 0.19677 | 341.2112 | 57.2735 | 232.8972 | 290.1707
2015 | Primary School | 1A | 6871 | 0 | 0.0087647 | 187.4662 | 96.306 | 5.6476 | 165.5737 | 15.8216 | 3.4684 | 59.1121 | 0.0025607 | 0.0018393 | 0.00072136 | 0 | 0 | 16.6022 | 3.3071 | 3.7868 | 8.2275 | 263.1812 | 0.0087647 | 263.19 | 57.3132 | 206.4033 | 263.7165
2015 | Primary School | 1B | 6871 | 0 | 0.85237 | 204.505 | 96.2637 | 5.6399 | 165.5737 | 15.8216 | 3.4684 | 58.7805 | 0.011523 | 0.0018393 | 0.0096837 | 0 | 0 | 15.1644 | 3.3071 | 3.9148 | 8.2095 | 278.4595 | 0.85237 | 279.3119 | 60.1517 | 212.5811 | 272.7328
2015 | Primary School | 2A | 6871 | 0 | 0.56576 | 142.9731 | 96.3764 | 5.6373 | 165.5737 | 15.8216 | 3.4684 | 55.1776 | 0.021766 | 0.0018393 | 0.019926 | 0 | 0 | 9.495 | 3.3071 | 4.1698 | 8.2134 | 207.6656 | 0.56576 | 208.2314 | 60.0595 | 188.3577 | 248.4172
2015 | Primary School | 2B | 6871 | 0 | 1.0925 | 119.7541 | 96.6465 | 5.6425 | 165.5737 | 15.8216 | 3.4684 | 59.4488 | 0.025607 | 0.0018393 | 0.023767 | 0 | 0 | 8.1071 | 3.3084 | 4.2259 | 8.0661 | 187.3338 | 1.0925 | 188.4263 | 61.7636 | 182.0256 | 243.7893
2015 | Primary School | 3A | 6871 | 0 | 4.3517 | 83.5576 | 96.7989 | 5.6412 | 165.5737 | 15.8216 | 3.4684 | 46.7363 | 0.10371 | 0.0018393 | 0.10187 | 0 | 0 | 8.134 | 3.3084 | 4.7601 | 8.1391 | 138.5298 | 4.3517 | 142.8814 | 72.8437 | 169.1902 | 242.0339
2015 | Primary School | 3B | 6871 | 0 | 3.8727 | 85.9646 | 96.5787 | 5.6399 | 165.5737 | 15.8216 | 3.4684 | 55.1084 | 0.065297 | 0.0018393 | 0.063458 | 0 | 0 | 0 | 3.3084 | 4.6124 | 8.0572 | 141.1365 | 3.8727 | 145.0092 | 71.0154 | 169.3532 | 240.3686
2015 | Primary School | 3C | 6871 | 0 | 1.7323 | 56.0149 | 96.5595 | 5.6501 | 165.5737 | 15.8216 | 3.4684 | 43.3754 | 0.03841 | 0.0018393 | 0.036571 | 0 | 0 | 0 | 3.3084 | 4.7224 | 8.1417 | 99.4269 | 1.7323 | 101.1592 | 65.0836 | 153.0715 | 218.155
2015 | Primary School | 4A | 6871 | 0 | 9.6285 | 60.2452 | 96.3444 | 5.6514 | 165.5737 | 15.8216 | 3.4684 | 46.0833 | 0.22662 | 0.0018393 | 0.22478 | 0 | 0 | 9.2761 | 3.3084 | 5.1891 | 8.1289 | 115.8293 | 9.6285 | 125.4578 | 89.5163 | 166.9705 | 256.4868
2015 | Primary School | 4B | 6871 | 0 | 7.9141 | 61.2515 | 95.9385 | 5.6386 | 165.5737 | 15.8216 | 3.4684 | 56.9611 | 0.12419 | 0.0018393 | 0.12235 | 0 | 0 | 0 | 3.3084 | 5.0555 | 8.0405 | 118.3349 | 7.9141 | 126.249 | 84.1146 | 165.8061 | 249.9207
2015 | Primary School | 4C | 6871 | 0 | 19.998 | 23.429 | 96.9308 | 5.6501 | 165.5737 | 15.8216 | 3.4684 | 43.8081 | 0.32265 | 0.0018393 | 0.32081 | 0 | 0 | 0 | 3.3084 | 5.2518 | 8.1122 | 67.5579 | 19.998 | 87.5559 | 119.9935 | 161.0754 | 281.0689
2015 | Primary School | 5A | 6871 | 0 | 20.3315 | 37.1721 | 96.3725 | 5.6425 | 165.5737 | 15.8216 | 3.4684 | 44.6199 | 0.3124 | 0.0018393 | 0.31056 | 0 | 0 | 9.0187 | 3.3084 | 5.5441 | 8.1225 | 91.1213 | 20.3315 | 111.4528 | 121.8232 | 169.5763 | 291.3994
2015 | Primary School | 5B | 6871 | 0 | 21.2255 | 44.9669 | 96.2291 | 5.6476 | 165.5737 | 15.8216 | 3.4684 | 54.065 | 0.31112 | 0.0018393 | 0.30928 | 0 | 0 | 0 | 3.3084 | 5.4284 | 8.0546 | 99.3411 | 21.2255 | 120.5666 | 124.0958 | 173.0975 | 297.1932
2015 | Primary School | 5C | 6871 | 0 | 13.0966 | 13.9275 | 96.8143 | 5.6476 | 165.5737 | 15.8216 | 3.4684 | 42.3524 | 0.2407 | 0.0018393 | 0.23886 | 0 | 0 | 7.9458 | 3.3084 | 5.4481 | 8.1161 | 64.4646 | 13.0966 | 77.5613 | 100.4031 | 153.2717 | 253.6748
2015 | Primary School | 6A | 6871 | 0 | 41.3694 | 40.0734 | 96.466 | 5.645 | 165.5737 | 15.8216 | 3.4684 | 49.3495 | 0.57743 | 0.0018393 | 0.57559 | 0 | 0 | 9.9137 | 3.3084 | 5.8342 | 8.1225 | 99.9121 | 41.3694 | 141.2815 | 184.1335 | 193.9465 | 378.08
2015 | Primary School | 6B | 6871 | 0 | 32.1546 | 27.9754 | 96.4865 | 5.6386 | 165.5737 | 15.8216 | 3.4684 | 51.9396 | 0.50958 | 0.0018393 | 0.50774 | 0 | 0 | 8.5219 | 3.3084 | 5.747 | 8.0585 | 88.9447 | 32.1546 | 121.0993 | 156.957 | 180.8735 | 337.8305
2015 | Primary School | 7 | 6871 | 0 | 49.4596 | 32.7857 | 96.4212 | 5.6476 | 165.5737 | 15.8216 | 3.4684 | 49.859 | 0.65041 | 0.0018393 | 0.64857 | 0 | 0 | 9.696 | 3.3084 | 6.1436 | 8.111 | 92.9893 | 49.4596 | 142.4489 | 208.6738 | 199.9578 | 408.6316
2015 | Primary School | 8 | 6871 | 0 | 96.5401 | 14.0249 | 98.2943 | 5.6822 | 165.5737 | 15.8216 | 3.4697 | 54.6667 | 1.1958 | 0.0018393 | 1.194 | 0 | 0 | 10.1045 | 3.3097 | 6.5297 | 8.07 | 79.99 | 96.5401 | 176.5301 | 347.3514 | 243.6143 | 590.9656
2018 | Primary School | 0A | 6871 | 0 | 0.32605 | 252.9224 | 76.8076 | 3.9332 | 165.5737 | 15.8216 | 2.4877 | 57.8112 | 0.0051214 | 0.0018393 | 0.003282 | 0 | 0 | 19.1808 | 3.3071 | 3.5006 | 8.3145 | 329.9177 | 0.32605 | 330.2437 | 57.4041 | 221.7104 | 279.1145
2018 | Primary School | 0B | 6871 | 0 | 0.23621 | 232.6879 | 77.0266 | 3.9332 | 165.5737 | 15.8216 | 2.4877 | 69.2293 | 0.0051214 | 0.0018393 | 0.003282 | 0 | 0 | 15.6074 | 3.3058 | 3.5848 | 8.2582 | 317.5278 | 0.23621 | 317.764 | 57.3887 | 217.52 | 274.9087
2018 | Primary School | 1A | 6871 | 0 | 0.0087647 | 169.5043 | 77.348 | 3.9332 | 165.5737 | 15.8216 | 2.4877 | 56.3171 | 0.0025607 | 0.0018393 | 0.00072136 | 0 | 0 | 15.3321 | 3.3071 | 3.7903 | 8.2275 | 241.1542 | 0.0087647 | 241.163 | 57.3234 | 191.456 | 248.7794
2018 | Primary School | 1B | 6871 | 0 | 1.1981 | 192.5095 | 77.3108 | 3.9268 | 165.5737 | 15.8216 | 2.4877 | 58.9098 | 0.015364 | 0.0018393 | 0.013525 | 0 | 0 | 14.7162 | 3.3071 | 3.9143 | 8.2108 | 266.149 | 1.1981 | 267.3472 | 61.1606 | 201.3045 | 262.4651
2018 | Primary School | 2A | 6871 | 0 | 0.59293 | 140.0322 | 77.3953 | 3.9255 | 165.5737 | 15.8216 | 2.4877 | 53.7257 | 0.024326 | 0.0018393 | 0.022487 | 0 | 0 | 12.0454 | 3.3071 | 4.1764 | 8.2147 | 205.8258 | 0.59293 | 206.4187 | 60.1581 | 180.3437 | 240.5018
2018 | Primary School | 2B | 6871 | 0 | 1.1894 | 114.2858 | 77.6002 | 3.9294 | 165.5737 | 15.8216 | 2.4877 | 56.673 | 0.021766 | 0.0018393 | 0.019926 | 0 | 0 | 8.3184 | 3.3084 | 4.2268 | 8.0649 | 179.2971 | 1.1894 | 180.4865 | 62.0479 | 171.9309 | 233.9788
2018 | Primary School | 3A | 6871 | 0 | 5.2479 | 78.3761 | 77.718 | 3.9281 | 165.5737 | 15.8216 | 2.4877 | 44.5277 | 0.13572 | 0.0018393 | 0.13388 | 0 | 0 | 9.0354 | 3.3084 | 4.7702 | 8.1417 | 132.073 | 5.2479 | 137.3209 | 75.4927 | 160.4347 | 235.9274
2018 | Primary School | 3B | 6871 | 0 | 4.5607 | 82.2248 | 77.549 | 3.9281 | 165.5737 | 15.8216 | 2.4877 | 51.8192 | 0.07682 | 0.0018393 | 0.074981 | 0 | 0 | 0 | 3.3084 | 4.6146 | 8.0572 | 134.119 | 4.5607 | 138.6797 | 73.0306 | 160.2055 | 233.2361
2018 | Primary School | 3C | 6871 | 0 | 1.9015 | 52.5298 | 77.5336 | 3.9345 | 165.5737 | 15.8216 | 2.4877 | 41.3153 | 0.040971 | 0.0018393 | 0.039132 | 0 | 0 | 0 | 3.3084 | 4.7272 | 8.1417 | 93.8843 | 1.9015 | 95.7858 | 65.5906 | 143.9132 | 209.5038
2018 | Primary School | 4A | 6871 | 0 | 12.1816 | 55.1968 | 77.5106 | 3.9358 | 165.5737 | 15.8216 | 2.4877 | 43.1411 | 0.22406 | 0.0018393 | 0.22222 | 0 | 0 | 11.1338 | 3.3084 | 5.2005 | 8.1327 | 109.6939 | 12.1816 | 121.8755 | 97.0076 | 160.0674 | 257.075
2018 | Primary School | 4B | 6871 | 0 | 9.5342 | 57.2556 | 77.2225 | 3.9268 | 165.5737 | 15.8216 | 2.4877 | 52.6374 | 0.15108 | 0.0018393 | 0.14924 | 0 | 0 | 0 | 3.3084 | 5.0572 | 8.0418 | 110.0422 | 9.5342 | 119.5764 | 88.8531 | 157.2627 | 246.1158
2018 | Primary School | 4C | 6871 | 0 | 23.2479 | 21.1269 | 77.9868 | 3.9358 | 165.5737 | 15.8216 | 2.4877 | 40.9133 | 0.38794 | 0.0018393 | 0.3861 | 0 | 0 | 0 | 3.3084 | 5.2663 | 8.1148 | 62.4263 | 23.2479 | 85.6742 | 129.5308 | 155.1781 | 284.7089
2018 | Primary School | 5A | 6871 | 0 | 26.0894 | 34.0596 | 77.4581 | 3.9294 | 165.5737 | 15.8216 | 2.4877 | 42.4023 | 0.44812 | 0.0018393 | 0.44628 | 0 | 0 | 10.0007 | 3.3084 | 5.5568 | 8.1263 | 86.909 | 26.0894 | 112.9984 | 138.6814 | 166.5108 | 305.1922
2018 | Primary School | 5B | 6871 | 0 | 23.9364 | 41.5125 | 77.3492 | 3.9332 | 165.5737 | 15.8216 | 2.4877 | 50.2534 | 0.35722 | 0.0018393 | 0.35538 | 0 | 0 | 0 | 3.3084 | 5.4315 | 8.0559 | 92.1212 | 23.9364 | 116.0576 | 132.0249 | 165.9564 | 297.9814
2018 | Primary School | 5C | 6871 | 0 | 14.7698 | 13.0364 | 77.7974 | 3.9332 | 165.5737 | 15.8216 | 2.4877 | 40.0888 | 0.33417 | 0.0018393 | 0.33233 | 0 | 0 | 9.2197 | 3.3084 | 5.4565 | 8.1186 | 62.6772 | 14.7698 | 77.4471 | 105.317 | 146.9112 | 252.2282
2018 | Primary School | 6A | 6871 | 0 | 57.7116 | 36.6024 | 77.4504 | 3.9319 | 165.5737 | 15.8216 | 2.4877 | 46.977 | 0.93081 | 0.0018393 | 0.92897 | 0 | 0 | 12.8521 | 3.3084 | 5.8465 | 8.1225 | 97.3604 | 57.7116 | 155.072 | 231.9145 | 201.9964 | 433.911
2018 | Primary School | 6B | 6871 | 0 | 37.5295 | 25.7144 | 77.4657 | 3.9268 | 165.5737 | 15.8216 | 2.4877 | 49.311 | 0.6056 | 0.0018393 | 0.60376 | 0 | 0 | 10.8675 | 3.3084 | 5.758 | 8.061 | 86.4967 | 37.5295 | 124.0263 | 172.6924 | 177.9904 | 350.6827
2018 | Primary School | 7 | 6871 | 0 | 76.9593 | 30.6078 | 77.4133 | 3.9332 | 165.5737 | 15.8216 | 2.4877 | 47.9821 | 0.27015 | 0.0018393 | 0.26831 | 0 | 0 | 12.7279 | 3.3084 | 6.1559 | 8.111 | 91.5861 | 76.9593 | 168.5454 | 289.051 | 219.5604 | 508.6115
2018 | Primary School | 8 | 6871 | 0 | 140.9652 | 13.3706 | 78.8626 | 3.9588 | 165.5737 | 15.8216 | 2.489 | 53.147 | 0.58384 | 0.0018393 | 0.582 | 0 | 0 | 15.2565 | 3.3097 | 6.542 | 8.0661 | 82.3561 | 140.9652 | 223.3213 | 477.1779 | 281.2836 | 758.4615
2006 | Quick Service Restaurant | 0A | 232.34 | 0 | 0 | 1898.1766 | 241.191 | 103.8219 | 1048.3666 | 618.3962 | 0 | 566.7041 | 0 | 0 | 0 | 0 | 0 | 0 | 0 | 161.4937 | 264.9314 | 2464.8806 | 0 | 2464.8806 | 2278.5161 | 2191.1879 | 4469.7041
2006 | Quick Service Restaurant | 0B | 232.34 | 0 | 0.53136 | 1720.6343 | 241.191 | 103.8598 | 1048.3666 | 618.3962 | 0 | 658.7504 | 0 | 0 | 0 | 0 | 0 | 0 | 0 | 160.7421 | 262.9625 | 2379.3847 | 0.53136 | 2379.9161 | 2277.8346 | 2161.0301 | 4438.8648
2006 | Quick Service Restaurant | 1A | 232.34 | 0 | 0.02592 | 1219.0934 | 241.191 | 103.8598 | 1048.3666 | 618.3962 | 0 | 521.2678 | 0 | 0 | 0 | 0 | 0 | 0 | 0 | 175.97 | 260.9179 | 1740.3612 | 0.02592 | 1740.3871 | 2320.8476 | 1956.328 | 4277.1756
2006 | Quick Service Restaurant | 1B | 232.34 | 0 | 20.386 | 1390.3125 | 241.191 | 103.7462 | 1048.3666 | 618.3962 | 0 | 642.9992 | 0 | 0 | 0 | 0 | 0 | 0 | 0 | 176.3458 | 260.3878 | 2033.3117 | 20.386 | 2053.6976 | 2381.4672 | 2077.1146 | 4458.5818
2006 | Quick Service Restaurant | 2A | 232.34 | 0 | 49.1441 | 1044.8831 | 241.191 | 103.7083 | 1048.3666 | 618.3962 | 0 | 540.0481 | 0 | 0 | 0 | 0 | 0 | 0 | 0 | 192.3643 | 259.214 | 1584.9312 | 49.1441 | 1634.0753 | 2512.248 | 1967.9919 | 4480.2399
2006 | Quick Service Restaurant | 2B | 232.34 | 0 | 42.0291 | 707.7459 | 241.191 | 103.784 | 1048.3666 | 618.3962 | 0 | 634.4799 | 0 | 0 | 0 | 0 | 0 | 0 | 0 | 193.44 | 254.7461 | 1342.2257 | 42.0291 | 1384.2548 | 2494.6036 | 1877.3761 | 4371.9796
2006 | Quick Service Restaurant | 3A | 232.34 | 0 | 208.5124 | 588.3999 | 241.191 | 103.7462 | 1048.3666 | 618.3962 | 0 | 539.0637 | 0 | 0 | 0 | 0 | 0 | 0 | 0 | 220.6558 | 252.5122 | 1127.4636 | 208.5124 | 1335.976 | 3060.5504 | 1996.8019 | 5057.3522
2006 | Quick Service Restaurant | 3B | 232.34 | 0 | 109.4985 | 491.9992 | 241.191 | 103.7462 | 1048.3666 | 618.3962 | 0 | 612.6705 | 0 | 0 | 0 | 0 | 0 | 0 | 0 | 213.3594 | 252.7393 | 1104.6697 | 109.4985 | 1214.1682 | 2749.9176 | 1882.7674 | 4632.685
2006 | Quick Service Restaurant | 3C | 232.34 | 0 | 72.783 | 153.4232 | 241.191 | 103.7462 | 1048.3666 | 618.3962 | 0 | 498.8526 | 0 | 0 | 0 | 0 | 0 | 0 | 0 | 223.5459 | 256.2607 | 652.2757 | 72.783 | 725.0587 | 2672.4109 | 1702.5854 | 4374.9963
2006 | Quick Service Restaurant | 4A | 232.34 | 0 | 443.5278 | 365.4213 | 241.191 | 103.5947 | 1048.3666 | 618.3962 | 0 | 500.5943 | 0 | 0 | 0 | 0 | 0 | 0 | 0 | 243.1154 | 246.0754 | 866.0156 | 443.5278 | 1309.5434 | 3812.7859 | 2162.5335 | 5975.3194
2006 | Quick Service Restaurant | 4B | 232.34 | 0 | 225.5029 | 281.705 | 241.191 | 103.6705 | 1048.3666 | 618.3962 | 0 | 591.3911 | 0 | 0 | 0 | 0 | 0 | 0 | 0 | 236.5447 | 248.4229 | 873.0961 | 225.5029 | 1098.599 | 3156.6102 | 1941.1908 | 5097.801
2006 | Quick Service Restaurant | 4C | 232.34 | 0 | 352.2381 | 66.7913 | 241.191 | 103.4811 | 1048.3666 | 618.3962 | 0 | 472.8024 | 0 | 0 | 0 | 0 | 0 | 0 | 0 | 249.712 | 246.4161 | 539.5938 | 352.2381 | 891.8318 | 3565.3475 | 1966.1905 | 5531.538
2006 | Quick Service Restaurant | 5A | 232.34 | 0 | 666.0629 | 203.6682 | 241.191 | 103.6326 | 1048.3666 | 618.3962 | 0 | 478.482 | 0 | 0 | 0 | 0 | 0 | 0 | 0 | 261.9462 | 242.554 | 682.1501 | 666.0629 | 1348.213 | 4517.9571 | 2339.7736 | 6857.7306
2006 | Quick Service Restaurant | 5B | 232.34 | 0 | 424.075 | 188.2955 | 241.191 | 103.6326 | 1048.3666 | 618.3962 | 0 | 569.5438 | 0 | 0 | 0 | 0 | 0 | 0 | 0 | 256.4512 | 244.4094 | 757.8394 | 424.075 | 1181.9144 | 3794.9143 | 2118.8196 | 5913.734
2006 | Quick Service Restaurant | 5C | 232.34 | 0 | 463.3824 | 20.5221 | 241.191 | 103.4811 | 1048.3666 | 618.3962 | 0 | 431.6826 | 0 | 0 | 0 | 0 | 0 | 0 | 0 | 260.5206 | 243.4249 | 452.2046 | 463.3824 | 915.5871 | 3921.6437 | 2057.2081 | 5978.8518
2006 | Quick Service Restaurant | 6A | 232.34 | 0 | 928.1905 | 221.1611 | 241.191 | 103.5569 | 1048.3666 | 618.3962 | 0 | 494.0817 | 0 | 0 | 0 | 0 | 0 | 0 | 0 | 275.8263 | 240.9259 | 715.2429 | 928.1905 | 1643.4334 | 5324.3376 | 2626.5251 | 7950.8626
2006 | Quick Service Restaurant | 6B | 232.34 | 0 | 680.1762 | 117.7178 | 241.191 | 103.4811 | 1048.3666 | 618.3962 | 0 | 542.6228 | 0 | 0 | 0 | 0 | 0 | 0 | 0 | 272.2234 | 240.6609 | 660.3407 | 680.1762 | 1340.5169 | 4589.1785 | 2355.9864 | 6945.1649
2006 | Quick Service Restaurant | 7 | 232.34 | 0 | 1181.7257 | 162.8891 | 241.191 | 103.4433 | 1048.3666 | 618.3962 | 0 | 478.482 | 0 | 0 | 0 | 0 | 0 | 0 | 0 | 292.3632 | 238.5405 | 641.371 | 1181.7257 | 1823.0967 | 6113.3765 | 2870.4569 | 8983.8335
2006 | Quick Service Restaurant | 8 | 232.34 | 0 | 1614.3153 | 59.3701 | 241.191 | 102.8753 | 1048.3666 | 618.3962 | 0 | 449.2891 | 0 | 0 | 0 | 0 | 0 | 0 | 0 | 314.6024 | 235.3221 | 508.6592 | 1614.3153 | 2122.9745 | 7442.1607 | 3278.5653 | 10720.726
2009 | Quick Service Restaurant | 0A | 232.34 | 0 | 0 | 1771.7501 | 241.191 | 68.9496 | 1048.3666 | 618.3962 | 0 | 566.0604 | 0 | 0 | 0 | 0 | 0 | 0 | 0 | 161.2475 | 267.3547 | 2337.8105 | 0 | 2337.8105 | 2277.7967 | 2136.3285 | 4414.1253
2009 | Quick Service Restaurant | 0B | 232.34 | 0 | 0 | 1581.4478 | 241.191 | 68.9496 | 1048.3666 | 618.3962 | 0 | 657.3116 | 0 | 0 | 0 | 0 | 0 | 0 | 0 | 160.6384 | 264.4013 | 2238.7594 | 0 | 2238.7594 | 2276.0172 | 2100.8183 | 4376.8354
2009 | Quick Service Restaurant | 1A | 232.34 | 0 | 0 | 1170.931 | 241.191 | 68.9496 | 1048.3666 | 618.3962 | 0 | 521.1542 | 0 | 0 | 0 | 0 | 0 | 0 | 0 | 175.97 | 261.1451 | 1692.0852 | 0 | 1692.0852 | 2320.8098 | 1927.9198 | 4248.7296
2009 | Quick Service Restaurant | 1B | 232.34 | 0 | 5.7413 | 1265.3248 | 241.191 | 68.8738 | 1048.3666 | 618.3962 | 0 | 641.4089 | 0 | 0 | 0 | 0 | 0 | 0 | 0 | 176.3717 | 260.3121 | 1906.7337 | 5.7413 | 1912.475 | 2338.7571 | 2007.1957 | 4345.9528
2009 | Quick Service Restaurant | 2A | 232.34 | 0 | 26.3216 | 982.2946 | 241.191 | 68.836 | 1048.3666 | 618.3962 | 0 | 537.8899 | 0 | 0 | 0 | 0 | 0 | 0 | 0 | 192.4939 | 257.9645 | 1520.1845 | 26.3216 | 1546.5062 | 2445.9867 | 1910.7997 | 4356.7865
2009 | Quick Service Restaurant | 2B | 232.34 | 0 | 15.4742 | 669.4279 | 241.191 | 68.9117 | 1048.3666 | 618.3962 | 0 | 631.2993 | 0 | 0 | 0 | 0 | 0 | 0 | 0 | 193.6992 | 251.7549 | 1300.7273 | 15.4742 | 1316.2014 | 2417.7784 | 1823.9163 | 4241.6947
2009 | Quick Service Restaurant | 3A | 232.34 | 0 | 168.207 | 503.1311 | 241.191 | 68.8738 | 1048.3666 | 618.3962 | 0 | 538.4579 | 0 | 0 | 0 | 0 | 0 | 0 | 0 | 220.9669 | 249.1423 | 1041.589 | 168.207 | 1209.796 | 2943.7034 | 1914.3248 | 4858.0282
2009 | Quick Service Restaurant | 3B | 232.34 | 0 | 68.9857 | 469.8869 | 241.191 | 68.8738 | 1048.3666 | 618.3962 | 0 | 610.3229 | 0 | 0 | 0 | 0 | 0 | 0 | 0 | 213.7223 | 248.3472 | 1080.2098 | 68.9857 | 1149.1956 | 2632.6163 | 1820.806 | 4453.4222
2009 | Quick Service Restaurant | 3C | 232.34 | 0 | 22.6799 | 146.0398 | 241.191 | 68.8738 | 1048.3666 | 618.3962 | 0 | 494.8769 | 0 | 0 | 0 | 0 | 0 | 0 | 0 | 224.0254 | 251.0733 | 640.9167 | 22.6799 | 663.5966 | 2527.4313 | 1635.3623 | 4162.7935
2009 | Quick Service Restaurant | 4A | 232.34 | 0 | 391.2345 | 306.9978 | 241.191 | 68.7981 | 1048.3666 | 618.3962 | 0 | 499.7991 | 0 | 0 | 0 | 0 | 0 | 0 | 0 | 243.4264 | 242.554 | 806.797 | 391.2345 | 1198.0315 | 3660.8773 | 2077.1535 | 5738.0307
2009 | Quick Service Restaurant | 4B | 232.34 | 0 | 183.4219 | 275.3818 | 241.191 | 68.836 | 1048.3666 | 618.3962 | 0 | 589.4979 | 0 | 0 | 0 | 0 | 0 | 0 | 0 | 236.9724 | 243.3492 | 864.8797 | 183.4219 | 1048.3017 | 3034.8789 | 1883.0525 | 4917.9314
2009 | Quick Service Restaurant | 4C | 232.34 | 0 | 256.7363 | 62.0584 | 241.191 | 68.6845 | 1048.3666 | 618.3962 | 0 | 468.3724 | 0 | 0 | 0 | 0 | 0 | 0 | 0 | 250.2952 | 239.8279 | 530.4308 | 256.7363 | 787.1671 | 3287.9968 | 1853.9704 | 5141.9673
2009 | Quick Service Restaurant | 5A | 232.34 | 0 | 602.7277 | 158.0047 | 241.191 | 68.7981 | 1048.3666 | 618.3962 | 0 | 476.816 | 0 | 0 | 0 | 0 | 0 | 0 | 0 | 262.2572 | 238.9949 | 634.8206 | 602.7277 | 1237.5483 | 4333.7887 | 2247.4081 | 6581.1968
2009 | Quick Service Restaurant | 5B | 232.34 | 0 | 367.2716 | 183.8655 | 241.191 | 68.7981 | 1048.3666 | 618.3962 | 0 | 566.2118 | 0 | 0 | 0 | 0 | 0 | 0 | 0 | 256.8011 | 239.9793 | 750.0774 | 367.2716 | 1117.3489 | 3629.9806 | 2046.2829 | 5676.2635
2009 | Quick Service Restaurant | 5C | 232.34 | 0 | 353.6766 | 17.3037 | 241.191 | 68.6845 | 1048.3666 | 618.3962 | 0 | 427.7826 | 0 | 0 | 0 | 0 | 0 | 0 | 0 | 261.1297 | 236.4959 | 445.0863 | 353.6766 | 798.7629 | 3602.9082 | 1931.406 | 5534.3142
2009 | Quick Service Restaurant | 6A | 232.34 | 0 | 834.9438 | 181.9345 | 241.191 | 68.7602 | 1048.3666 | 618.3962 | 0 | 496.4672 | 0 | 0 | 0 | 0 | 0 | 0 | 0 | 276.0596 | 238.1619 | 678.4016 | 834.9438 | 1513.3454 | 5052.5907 | 2508.0583 | 7560.649
2009 | Quick Service Restaurant | 6B | 232.34 | 0 | 589.4178 | 111.3189 | 241.191 | 68.7224 | 1048.3666 | 618.3962 | 0 | 537.4734 | 0 | 0 | 0 | 0 | 0 | 0 | 0 | 272.5604 | 236.4959 | 648.7923 | 589.4178 | 1238.2101 | 4325.0422 | 2248.3153 | 6573.3575
2009 | Quick Service Restaurant | 7 | 232.34 | 0 | 1066.9655 | 150.5834 | 241.191 | 68.6845 | 1048.3666 | 618.3962 | 0 | 482.1169 | 0 | 0 | 0 | 0 | 0 | 0 | 0 | 292.5705 | 235.8522 | 632.7003 | 1066.9655 | 1699.6657 | 5778.7004 | 2740.1059 | 8518.8064
2009 | Quick Service Restaurant | 8 | 232.34 | 0 | 1539.1607 | 44.7547 | 241.191 | 68.3059 | 1048.3666 | 618.3962 | 0 | 450.0464 | 0 | 0 | 0 | 0 | 0 | 0 | 0 | 314.8616 | 231.9901 | 494.8012 | 1539.1607 | 2033.9618 | 7223.385 | 3185.9536 | 10409.3386
2012 | Quick Service Restaurant | 0A | 232.34 | 0 | 0 | 1508.9391 | 144.4495 | 68.9496 | 1048.3666 | 618.3962 | 0 | 529.0298 | 0 | 0 | 0 | 0 | 0 | 0 | 0 | 161.1697 | 267.8848 | 2037.9689 | 0 | 2037.9689 | 2277.5696 | 2000.6769 | 4278.2464
2012 | Quick Service Restaurant | 0B | 232.34 | 0 | 0 | 1395.6134 | 144.4495 | 68.9496 | 1048.3666 | 618.3962 | 0 | 613.3899 | 0 | 0 | 0 | 0 | 0 | 0 | 0 | 160.5736 | 264.9693 | 2009.0032 | 0 | 2009.0032 | 2275.8278 | 1989.1814 | 4265.0093
2012 | Quick Service Restaurant | 1A | 232.34 | 0 | 0 | 999.7119 | 144.4495 | 68.9496 | 1048.3666 | 618.3962 | 0 | 489.576 | 0 | 0 | 0 | 0 | 0 | 0 | 0 | 175.9052 | 261.9023 | 1489.2879 | 0 | 1489.2879 | 2320.6204 | 1825.5752 | 4146.1956
2012 | Quick Service Restaurant | 1B | 232.34 | 0 | 5.6635 | 1060.18 | 144.4495 | 68.8738 | 1048.3666 | 618.3962 | 0 | 599.9483 | 0 | 0 | 0 | 0 | 0 | 0 | 0 | 176.294 | 261.1829 | 1660.1283 | 5.6635 | 1665.7918 | 2338.3027 | 1889.8306 | 4228.1333
2012 | Quick Service Restaurant | 2A | 232.34 | 0 | 27.4232 | 802.9728 | 144.4495 | 68.836 | 1048.3666 | 618.3962 | 0 | 510.0223 | 0 | 0 | 0 | 0 | 0 | 0 | 0 | 192.4421 | 258.7975 | 1312.9951 | 27.4232 | 1340.4183 | 2449.0158 | 1808.0663 | 4257.0821
2012 | Quick Service Restaurant | 2B | 232.34 | 0 | 15.1242 | 576.0564 | 144.4495 | 68.9117 | 1048.3666 | 618.3962 | 0 | 603.6211 | 0 | 0 | 0 | 0 | 0 | 0 | 0 | 193.6344 | 252.5122 | 1179.6774 | 15.1242 | 1194.8017 | 2416.6046 | 1749.2153 | 4165.8199
2012 | Quick Service Restaurant | 3A | 232.34 | 0 | 165.6668 | 428.0855 | 144.4495 | 68.8738 | 1048.3666 | 618.3962 | 0 | 510.4767 | 0 | 0 | 0 | 0 | 0 | 0 | 0 | 220.928 | 249.6724 | 938.5622 | 165.6668 | 1104.2291 | 2936.1685 | 1843.5506 | 4779.7192
2012 | Quick Service Restaurant | 3B | 232.34 | 0 | 68.571 | 403.3606 | 144.4495 | 68.8738 | 1048.3666 | 618.3962 | 0 | 578.2903 | 0 | 0 | 0 | 0 | 0 | 0 | 0 | 213.6704 | 248.953 | 981.651 | 68.571 | 1050.222 | 2631.2532 | 1753.6865 | 4384.9396
2012 | Quick Service Restaurant | 3C | 232.34 | 0 | 25.8162 | 127.0323 | 144.4495 | 68.8738 | 1048.3666 | 618.3962 | 0 | 469.6597 | 0 | 0 | 0 | 0 | 0 | 0 | 0 | 223.9865 | 251.5656 | 596.692 | 25.8162 | 622.5082 | 2536.5185 | 1590.3783 | 4126.8968
2012 | Quick Service Restaurant | 4A | 232.34 | 0 | 379.7779 | 266.0295 | 144.4495 | 68.7981 | 1048.3666 | 618.3962 | 0 | 477.6111 | 0 | 0 | 0 | 0 | 0 | 0 | 0 | 243.3746 | 243.2356 | 743.6405 | 379.7779 | 1123.4185 | 3627.2544 | 2011.1485 | 5638.4029
2012 | Quick Service Restaurant | 4B | 232.34 | 0 | 169.3604 | 239.8657 | 144.4495 | 68.836 | 1048.3666 | 618.3962 | 0 | 561.1003 | 0 | 0 | 0 | 0 | 0 | 0 | 0 | 236.8946 | 244.1064 | 800.966 | 169.3604 | 970.3264 | 2993.6076 | 1814.1964 | 4807.8039
2012 | Quick Service Restaurant | 4C | 232.34 | 0 | 261.6611 | 55.2051 | 144.4495 | 68.6845 | 1048.3666 | 618.3962 | 0 | 448.6455 | 0 | 0 | 0 | 0 | 0 | 0 | 0 | 250.2563 | 240.3201 | 503.8505 | 261.6611 | 765.5116 | 3302.3093 | 1816.8273 | 5119.1365
2012 | Quick Service Restaurant | 5A | 232.34 | 0 | 594.7055 | 138.1263 | 144.4495 | 68.7981 | 1048.3666 | 618.3962 | 0 | 457.3919 | 0 | 0 | 0 | 0 | 0 | 0 | 0 | 262.2054 | 239.6007 | 595.5183 | 594.7055 | 1190.2237 | 4310.1997 | 2192.9505 | 6503.1501
2012 | Quick Service Restaurant | 5B | 232.34 | 0 | 357.6035 | 160.2765 | 144.4495 | 68.7981 | 1048.3666 | 618.3962 | 0 | 543.0015 | 0 | 0 | 0 | 0 | 0 | 0 | 0 | 256.7622 | 240.5473 | 703.278 | 357.6035 | 1060.8814 | 3601.6208 | 1987.6392 | 5589.26
2012 | Quick Service Restaurant | 5C | 232.34 | 0 | 361.2322 | 15.4862 | 144.4495 | 68.6845 | 1048.3666 | 618.3962 | 0 | 414.6818 | 0 | 0 | 0 | 0 | 0 | 0 | 0 | 261.1038 | 236.9124 | 430.168 | 361.2322 | 791.4003 | 3624.869 | 1900.8335 | 5525.7026
2012 | Quick Service Restaurant | 6A | 232.34 | 0 | 822.2171 | 156.1494 | 144.4495 | 68.7602 | 1048.3666 | 618.3962 | 0 | 470.0384 | 0 | 0 | 0 | 0 | 0 | 0 | 0 | 276.0207 | 238.692 | 626.1877 | 822.2171 | 1448.4049 | 5015.2951 | 2444.4639 | 7459.759
2012 | Quick Service Restaurant | 6B | 232.34 | 0 | 580.5921 | 97.9909 | 144.4495 | 68.7224 | 1048.3666 | 618.3962 | 0 | 514.9446 | 0 | 0 | 0 | 0 | 0 | 0 | 0 | 272.5345 | 236.9881 | 612.9355 | 580.5921 | 1193.5276 | 4299.1435 | 2194.2076 | 6493.3511
2012 | Quick Service Restaurant | 7 | 232.34 | 0 | 1046.6832 | 104.6928 | 144.4495 | 68.6845 | 1048.3666 | 618.3962 | 0 | 459.6638 | 0 | 0 | 0 | 0 | 0 | 0 | 0 | 292.5316 | 236.4959 | 564.3565 | 1046.6832 | 1611.0397 | 5719.3304 | 2663.5127 | 8382.8431
2012 | Quick Service Restaurant | 8 | 232.34 | 0 | 1511.3875 | 27.3754 | 144.4495 | 68.3059 | 1048.3666 | 618.3962 | 0 | 429.9409 | 0 | 0 | 0 | 0 | 0 | 0 | 0 | 314.8227 | 232.5202 | 457.3162 | 1511.3875 | 1968.7037 | 7142.0919 | 3112.3671 | 10254.459
2015 | Quick Service Restaurant | 0A | 232.34 | 0 | 0 | 1354.5693 | 120.5955 | 57.1361 | 1007.739 | 618.3962 | 0 | 297.3048 | 0 | 0 | 0 | 0 | 0 | 0 | 0 | 161.2216 | 222.2213 | 1651.874 | 0 | 1651.874 | 2277.721 | 1826.8453 | 4104.5663
2015 | Quick Service Restaurant | 0B | 232.34 | 0 | 0.0648 | 1209.1732 | 120.5197 | 57.0983 | 1007.739 | 618.3962 | 0 | 296.0931 | 0 | 0 | 0 | 0 | 0 | 0 | 0 | 160.5865 | 219.533 | 1505.2663 | 0.0648 | 1505.3311 | 2276.055 | 1775.1351 | 4051.1902
2015 | Quick Service Restaurant | 1A | 232.34 | 0 | 0 | 853.7478 | 120.5197 | 57.0983 | 1007.739 | 618.3962 | 0 | 226.2348 | 0 | 0 | 0 | 0 | 0 | 0 | 0 | 175.9181 | 216.201 | 1079.9827 | 0 | 1079.9827 | 2320.6204 | 1643.6955 | 3964.3159
2015 | Quick Service Restaurant | 1B | 232.34 | 0 | 10.4327 | 919.8955 | 120.7469 | 57.0225 | 1007.739 | 618.3962 | 0 | 281.8564 | 0 | 0 | 0 | 0 | 0 | 0 | 0 | 176.2551 | 216.2389 | 1201.7519 | 10.4327 | 1212.1846 | 2352.1229 | 1696.1962 | 4048.3191
2015 | Quick Service Restaurant | 2A | 232.34 | 0 | 30.2485 | 721.6418 | 120.444 | 57.0225 | 1007.739 | 618.3962 | 0 | 241.4939 | 0 | 0 | 0 | 0 | 0 | 0 | 0 | 192.3643 | 213.967 | 963.1357 | 30.2485 | 993.3842 | 2457.0808 | 1649.5663 | 4106.6471
2015 | Quick Service Restaurant | 2B | 232.34 | 0 | 25.0256 | 491.9614 | 120.3683 | 57.0604 | 1007.739 | 618.3962 | 0 | 253.3073 | 0 | 0 | 0 | 0 | 0 | 0 | 0 | 193.5825 | 207.3788 | 745.2687 | 25.0256 | 770.2943 | 2445.3809 | 1568.7482 | 4014.1291
2015 | Quick Service Restaurant | 3A | 232.34 | 0 | 159.6534 | 383.7094 | 120.5576 | 57.0225 | 1007.739 | 618.3962 | 0 | 224.1902 | 0 | 0 | 0 | 0 | 0 | 0 | 0 | 220.8114 | 205.107 | 607.8996 | 159.6534 | 767.5531 | 2918.2591 | 1682.8604 | 4601.1195
2015 | Quick Service Restaurant | 3B | 232.34 | 0 | 84.421 | 341.9838 | 120.5576 | 57.0225 | 1007.739 | 618.3962 | 0 | 238.7298 | 0 | 0 | 0 | 0 | 0 | 0 | 0 | 213.6186 | 203.6303 | 580.7136 | 84.421 | 665.1346 | 2677.4467 | 1590.6116 | 4268.0583
2015 | Quick Service Restaurant | 3C | 232.34 | 0 | 38.2188 | 141.1933 | 120.8605 | 57.1361 | 1007.739 | 618.3962 | 0 | 191.2868 | 0 | 0 | 0 | 0 | 0 | 0 | 0 | 223.7144 | 208.704 | 332.48 | 38.2188 | 370.6989 | 2571.921 | 1471.4191 | 4043.3401
2015 | Quick Service Restaurant | 4A | 232.34 | 0 | 342.4144 | 243.0841 | 120.7848 | 57.174 | 1007.739 | 618.3962 | 0 | 212.036 | 0 | 0 | 0 | 0 | 0 | 0 | 0 | 243.245 | 198.5566 | 455.1201 | 342.4144 | 797.5346 | 3517.753 | 1833.6363 | 5351.3893
2015 | Quick Service Restaurant | 4B | 232.34 | 0 | 198.5332 | 206.6594 | 120.4062 | 57.0225 | 1007.739 | 618.3962 | 0 | 235.3978 | 0 | 0 | 0 | 0 | 0 | 0 | 0 | 236.9076 | 197.9886 | 442.0572 | 198.5332 | 640.5904 | 3078.8763 | 1678.5836 | 4757.46
2015 | Quick Service Restaurant | 4C | 232.34 | 0 | 245.0853 | 60.506 | 120.8605 | 57.174 | 1007.739 | 618.3962 | 0 | 190.1509 | 0 | 0 | 0 | 0 | 0 | 0 | 0 | 249.9842 | 197.2692 | 250.6568 | 245.0853 | 495.7422 | 3253.0866 | 1672.648 | 4925.7346
2015 | Quick Service Restaurant | 5A | 232.34 | 0 | 538.1094 | 131.3487 | 120.5955 | 57.0604 | 1007.739 | 618.3962 | 0 | 204.5012 | 0 | 0 | 0 | 0 | 0 | 0 | 0 | 262.0887 | 194.7702 | 335.8499 | 538.1094 | 873.9593 | 4144.5087 | 2005.9516 | 6150.4603
2015 | Quick Service Restaurant | 5B | 232.34 | 0 | 390.9235 | 140.3603 | 120.5576 | 57.1361 | 1007.739 | 618.3962 | 0 | 235.0571 | 0 | 0 | 0 | 0 | 0 | 0 | 0 | 256.7622 | 194.278 | 375.4173 | 390.9235 | 766.3408 | 3698.968 | 1866.8267 | 5565.7947
2015 | Quick Service Restaurant | 5C | 232.34 | 0 | 323.2985 | 23.9298 | 120.8605 | 57.1361 | 1007.739 | 618.3962 | 0 | 179.1704 | 0 | 0 | 0 | 0 | 0 | 0 | 0 | 260.8057 | 194.0129 | 203.1002 | 323.2985 | 526.3987 | 3513.2094 | 1744.2905 | 5257.4999
2015 | Quick Service Restaurant | 6A | 232.34 | 0 | 761.0721 | 145.2447 | 120.6333 | 57.0983 | 1007.739 | 618.3962 | 0 | 216.6554 | 0 | 0 | 0 | 0 | 0 | 0 | 0 | 275.93 | 193.4829 | 361.9 | 761.0721 | 1122.9722 | 4836.3519 | 2251.2442 | 7087.5961
2015 | Quick Service Restaurant | 6B | 232.34 | 0 | 579.7627 | 88.1843 | 120.444 | 57.0225 | 1007.739 | 618.3962 | 0 | 227.7872 | 0 | 0 | 0 | 0 | 0 | 0 | 0 | 272.4697 | 191.4382 | 315.9715 | 579.7627 | 895.7342 | 4296.5309 | 2049.9765 | 6346.5074
2015 | Quick Service Restaurant | 7 | 232.34 | 0 | 962.7417 | 102.421 | 120.5197 | 57.1361 | 1007.739 | 618.3962 | 0 | 215.1408 | 0 | 0 | 0 | 0 | 0 | 0 | 0 | 292.4409 | 191.1732 | 317.5618 | 962.7417 | 1280.3034 | 5473.823 | 2453.4451 | 7927.2681
2015 | Quick Service Restaurant | 8 | 232.34 | 0 | 1345.6429 | 31.7297 | 121.5799 | 57.5148 | 1007.739 | 618.3962 | 0 | 206.9244 | 0 | 0 | 0 | 0 | 0 | 0 | 0 | 314.7061 | 187.5004 | 238.6541 | 1345.6429 | 1584.297 | 6657.5518 | 2830.8514 | 9488.4032
2018 | Quick Service Restaurant | 0A | 232.34 | 0 | 0 | 1348.2839 | 109.0849 | 37.1063 | 1007.739 | 618.3962 | 0 | 296.3203 | 0 | 0 | 0 | 0 | 0 | 0 | 0 | 161.2086 | 222.2592 | 1644.6042 | 0 | 1644.6042 | 2277.6831 | 1813.5614 | 4091.2445
2018 | Quick Service Restaurant | 0B | 232.34 | 0 | 0.0648 | 1204.1373 | 109.0092 | 37.0684 | 1007.739 | 618.3962 | 0 | 295.2223 | 0 | 0 | 0 | 0 | 0 | 0 | 0 | 160.5865 | 219.533 | 1499.3596 | 0.0648 | 1499.4244 | 2276.055 | 1762.3178 | 4038.3728
2018 | Quick Service Restaurant | 1A | 232.34 | 0 | 0 | 849.3556 | 109.0092 | 37.0684 | 1007.739 | 618.3962 | 0 | 225.4018 | 0 | 0 | 0 | 0 | 0 | 0 | 0 | 175.9181 | 216.2389 | 1074.7575 | 0 | 1074.7575 | 2320.6204 | 1631.1244 | 3951.7448
2018 | Quick Service Restaurant | 1B | 232.34 | 0 | 10.4846 | 915.579 | 109.2364 | 37.0306 | 1007.739 | 618.3962 | 0 | 280.872 | 0 | 0 | 0 | 0 | 0 | 0 | 0 | 176.2551 | 216.2767 | 1196.451 | 10.4846 | 1206.9356 | 2352.2744 | 1683.6769 | 4035.9513
2018 | Quick Service Restaurant | 2A | 232.34 | 0 | 30.2874 | 718.0826 | 108.9335 | 37.0306 | 1007.739 | 618.3962 | 0 | 240.623 | 0 | 0 | 0 | 0 | 0 | 0 | 0 | 192.3643 | 214.0049 | 958.7056 | 30.2874 | 988.993 | 2457.1943 | 1637.3322 | 4094.5265
2018 | Quick Service Restaurant | 2B | 232.34 | 0 | 25.0904 | 489.7274 | 108.8956 | 37.0306 | 1007.739 | 618.3962 | 0 | 252.5879 | 0 | 0 | 0 | 0 | 0 | 0 | 0 | 193.5825 | 207.3788 | 742.3153 | 25.0904 | 767.4058 | 2445.5702 | 1557.0195 | 4002.5897
2018 | Quick Service Restaurant | 3A | 232.34 | 0 | 159.459 | 381.7027 | 109.0471 | 37.0306 | 1007.739 | 618.3962 | 0 | 223.4708 | 0 | 0 | 0 | 0 | 0 | 0 | 0 | 220.8114 | 205.1448 | 605.1735 | 159.459 | 764.6325 | 2917.6911 | 1670.9502 | 4588.6413
2018 | Quick Service Restaurant | 3B | 232.34 | 0 | 84.1748 | 340.6586 | 109.0471 | 37.0306 | 1007.739 | 618.3962 | 0 | 240.358 | 0 | 0 | 0 | 0 | 0 | 0 | 0 | 213.6186 | 203.6303 | 581.0165 | 84.1748 | 665.1913 | 2676.7273 | 1579.7123 | 4256.4396
2018 | Quick Service Restaurant | 3C | 232.34 | 0 | 38.4132 | 140.3224 | 109.35 | 37.1063 | 1007.739 | 618.3962 | 0 | 190.6052 | 0 | 0 | 0 | 0 | 0 | 0 | 0 | 223.7144 | 208.7419 | 330.9276 | 38.4132 | 369.3409 | 2572.4889 | 1460.2865 | 4032.7754
2018 | Quick Service Restaurant | 4A | 232.34 | 0 | 343.853 | 240.0929 | 109.35 | 37.1442 | 1007.739 | 618.3962 | 0 | 210.635 | 0 | 0 | 0 | 0 | 0 | 0 | 0 | 243.245 | 198.5566 | 450.728 | 343.853 | 794.5809 | 3521.918 | 1822.7888 | 5344.7068
2018 | Quick Service Restaurant | 4B | 232.34 | 0 | 200.6327 | 204.0847 | 108.9335 | 37.0306 | 1007.739 | 618.3962 | 0 | 233.8454 | 0 | 0 | 0 | 0 | 0 | 0 | 0 | 236.9076 | 197.9886 | 437.9301 | 200.6327 | 638.5628 | 3085.0102 | 1668.4878 | 4753.4981
2018 | Quick Service Restaurant | 4C | 232.34 | 0 | 247.0682 | 59.4079 | 109.4636 | 37.1442 | 1007.739 | 618.3962 | 0 | 188.447 | 0 | 0 | 0 | 0 | 0 | 0 | 0 | 249.9842 | 197.2692 | 247.8549 | 247.0682 | 494.9231 | 3258.8419 | 1662.9021 | 4921.744
2018 | Quick Service Restaurant | 5A | 232.34 | 0 | 537.8113 | 130.0235 | 109.1228 | 37.0684 | 1007.739 | 618.3962 | 0 | 203.441 | 0 | 0 | 0 | 0 | 0 | 0 | 0 | 262.0887 | 194.7702 | 333.4645 | 537.8113 | 871.2758 | 4143.6757 | 1994.0803 | 6137.756
2018 | Quick Service Restaurant | 5B | 232.34 | 0 | 391.3771 | 139.035 | 109.0849 | 37.1063 | 1007.739 | 618.3962 | 0 | 233.8454 | 0 | 0 | 0 | 0 | 0 | 0 | 0 | 256.7622 | 194.278 | 372.8805 | 391.3771 | 764.2575 | 3700.2933 | 1855.6293 | 5555.9226
2018 | Quick Service Restaurant | 5C | 232.34 | 0 | 324.4649 | 23.5511 | 109.3879 | 37.1063 | 1007.739 | 618.3962 | 0 | 177.9588 | 0 | 0 | 0 | 0 | 0 | 0 | 0 | 260.8057 | 194.0508 | 201.5099 | 324.4649 | 525.9748 | 3516.6171 | 1734.1429 | 5250.7599
2018 | Quick Service Restaurant | 6A | 232.34 | 0 | 758.4153 | 144.3738 | 109.1228 | 37.1063 | 1007.739 | 618.3962 | 0 | 215.8981 | 0 | 0 | 0 | 0 | 0 | 0 | 0 | 275.93 | 193.4829 | 360.2719 | 758.4153 | 1118.6872 | 4828.5898 | 2237.2475 | 7065.8374
2018 | Quick Service Restaurant | 6B | 232.34 | 0 | 577.702 | 87.692 | 108.9714 | 37.0306 | 1007.739 | 618.3962 | 0 | 226.9542 | 0 | 0 | 0 | 0 | 0 | 0 | 0 | 272.4697 | 191.4382 | 314.6463 | 577.702 | 892.3483 | 4290.5485 | 2036.6925 | 6327.241
2018 | Quick Service Restaurant | 7 | 232.34 | 0 | 959.1647 | 101.7773 | 109.0092 | 37.1063 | 1007.739 | 618.3962 | 0 | 214.3457 | 0 | 0 | 0 | 0 | 0 | 0 | 0 | 292.4409 | 191.1732 | 316.123 | 959.1647 | 1275.2877 | 5463.3726 | 2438.5801 | 7901.9527
2018 | Quick Service Restaurant | 8 | 232.34 | 0 | 1340.9255 | 31.4646 | 110.0315 | 37.4092 | 1007.739 | 618.3962 | 0 | 206.205 | 0 | 0 | 0 | 0 | 0 | 0 | 0 | 314.7061 | 187.5004 | 237.6696 | 1340.9255 | 1578.5952 | 6643.7695 | 2814.9625 | 9458.732
2006 | Secondary School | 0A | 19592 | 0 | 7.1432 | 528.2334 | 156.5939 | 9.7478 | 117.5039 | 8.3679 | 3.5702 | 118.3108 | 19.4601 | 0.0033547 | 19.4568 | 0 | 0 | 36.069 | 6.9755 | 5.028 | 7.4115 | 702.0699 | 7.1432 | 709.2132 | 60.0072 | 364.1459 | 424.1531
2006 | Secondary School | 0B | 19592 | 0 | 4.0777 | 433.2421 | 156.5939 | 9.7496 | 117.5039 | 8.3679 | 3.5702 | 110.7933 | 15.7732 | 0.0033547 | 15.7699 | 0 | 0 | 33.7978 | 6.976 | 5.1651 | 7.3321 | 593.603 | 4.0777 | 597.6808 | 51.4511 | 324.0647 | 375.5158
2006 | Secondary School | 1A | 19592 | 0 | 1.0056 | 315.4746 | 156.5939 | 9.7509 | 117.5039 | 8.3679 | 3.5702 | 98.9059 | 10.9844 | 0.0033547 | 10.981 | 0 | 0 | 30.5765 | 6.9764 | 5.4872 | 7.2643 | 455.9381 | 1.0056 | 456.9437 | 43.4168 | 274.1723 | 317.5891
2006 | Secondary School | 1B | 19592 | 0 | 10.9618 | 364.7116 | 156.5939 | 9.7388 | 117.5039 | 8.3679 | 3.5702 | 114.6629 | 13.7715 | 0.0033547 | 13.7681 | 0 | 0 | 34.3326 | 6.976 | 5.6918 | 7.2935 | 527.4753 | 10.9618 | 538.4371 | 73.1024 | 308.8244 | 381.9268
2006 | Secondary School | 2A | 19592 | 0 | 5.4407 | 281.7159 | 156.5939 | 9.7352 | 117.5039 | 8.3679 | 3.5702 | 98.1232 | 11.2116 | 0.0033547 | 11.2083 | 0 | 0 | 28.2933 | 6.9764 | 6.1028 | 7.2701 | 419.3406 | 5.4407 | 424.7813 | 58.1725 | 266.693 | 324.8655
2006 | Secondary School | 2B | 19592 | 0 | 8.7012 | 206.4182 | 156.5939 | 9.7424 | 117.5039 | 8.3679 | 3.5702 | 105.0377 | 7.9567 | 0.0033547 | 7.9533 | 0 | 0 | 21.9082 | 6.9769 | 6.1924 | 7.1174 | 341.3174 | 8.7012 | 350.0186 | 67.9602 | 243.2878 | 311.2481
2006 | Secondary School | 3A | 19592 | 0 | 22.3596 | 168.0533 | 156.5939 | 9.7406 | 117.5039 | 8.3679 | 3.5702 | 99.5781 | 7.5651 | 0.0033547 | 7.5618 | 0 | 0 | 28.5066 | 6.9764 | 7.0403 | 7.165 | 303.6997 | 22.3596 | 326.0593 | 110.3416 | 244.9339 | 355.2754
2006 | Secondary School | 3B | 19592 | 0 | 13.0456 | 148.6044 | 156.5939 | 9.7402 | 117.5039 | 8.3679 | 3.5702 | 104.3054 | 5.9792 | 0.0033547 | 5.9758 | 0 | 0 | 19.8095 | 6.9769 | 6.81 | 7.1049 | 278.6951 | 13.0456 | 291.7407 | 82.4573 | 226.8102 | 309.2675
2006 | Secondary School | 3C | 19592 | 0 | 10.1754 | 105.3965 | 156.5939 | 9.7388 | 117.5039 | 8.3679 | 3.5702 | 89.7589 | 4.8328 | 0.0033547 | 4.8295 | 0 | 0 | 0 | 6.9764 | 6.9803 | 7.187 | 199.9848 | 10.1754 | 210.1602 | 74.5694 | 197.197 | 271.7664
2006 | Secondary School | 4A | 19592 | 0 | 39.3054 | 112.6711 | 156.5939 | 9.7258 | 117.5039 | 8.3679 | 3.5702 | 100.8093 | 5.5234 | 0.0033547 | 5.5201 | 0 | 0 | 30.9218 | 6.9769 | 7.7247 | 7.1291 | 249.9223 | 39.3054 | 289.2276 | 161.8497 | 244.1395 | 405.9891
2006 | Secondary School | 4B | 19592 | 0 | 21.079 | 100.8268 | 156.5939 | 9.733 | 117.5039 | 8.3679 | 3.5702 | 106.6883 | 4.3901 | 0.0033547 | 4.3867 | 0 | 0 | 22.3514 | 6.9769 | 7.521 | 7.0793 | 234.2532 | 21.079 | 255.3322 | 108.0049 | 220.332 | 328.3368
2006 | Secondary School | 4C | 19592 | 0 | 23.0384 | 41.5057 | 156.5939 | 9.7146 | 117.5039 | 8.3679 | 3.5702 | 89.2241 | 2.6573 | 0.0033547 | 2.654 | 0 | 0 | 19.4071 | 6.9769 | 7.8246 | 7.1044 | 152.7909 | 23.0384 | 175.8293 | 114.6162 | 194.7142 | 309.3304
2006 | Secondary School | 5A | 19592 | 0 | 45.4468 | 65.413 | 156.5939 | 9.7285 | 117.5039 | 8.3679 | 3.5702 | 98.6405 | 3.893 | 0.0033547 | 3.8897 | 0 | 0 | 23.1268 | 6.9769 | 8.2832 | 7.1013 | 191.07 | 45.4468 | 236.5168 | 181.4243 | 230.6874 | 412.1116
2006 | Secondary School | 5B | 19592 | 0 | 31.2702 | 71.8775 | 156.5939 | 9.7289 | 117.5039 | 8.3679 | 3.5702 | 106.9806 | 3.3838 | 0.0033547 | 3.3805 | 0 | 0 | 20.915 | 6.9769 | 8.1058 | 7.0698 | 203.1536 | 31.2702 | 234.4238 | 139.488 | 220.4586 | 359.9466
2006 | Secondary School | 5C | 19592 | 0 | 24.4398 | 24.3419 | 156.5939 | 9.7137 | 117.5039 | 8.3679 | 3.5702 | 86.0958 | 1.858 | 0.0033547 | 1.8547 | 0 | 0 | 19.8831 | 6.9769 | 8.1236 | 7.0909 | 132.1754 | 24.4398 | 156.6152 | 119.5838 | 189.3534 | 308.9372
2006 | Secondary School | 6A | 19592 | 0 | 80.3802 | 71.3342 | 156.5939 | 9.724 | 117.5039 | 8.3679 | 3.5702 | 105.8504 | 4.6209 | 0.0033547 | 4.6175 | 0 | 0 | 22.2602 | 6.9773 | 8.7402 | 7.0936 | 204.0624 | 80.3802 | 284.4425 | 284.8204 | 270.5208 | 555.3412
2006 | Secondary School | 6B | 19592 | 0 | 61.4582 | 46.8118 | 156.5939 | 9.7173 | 117.5039 | 8.3679 | 3.5702 | 105.7377 | 2.8899 | 0.0033547 | 2.8865 | 0 | 0 | 21.9755 | 6.9773 | 8.6084 | 7.0505 | 177.4116 | 61.4582 | 238.8698 | 229.153 | 242.3276 | 471.4806
2006 | Secondary School | 7 | 19592 | 0 | 126.6028 | 55.8834 | 156.5939 | 9.711 | 117.5039 | 8.3679 | 3.5702 | 104.4194 | 3.9967 | 0.0033547 | 3.9934 | 0 | 0 | 32.5231 | 6.9773 | 9.2328 | 7.0847 | 196.8192 | 126.6028 | 323.4221 | 421.3035 | 314.7495 | 736.053
2006 | Secondary School | 8 | 19592 | 0 | 221.3523 | 25.5762 | 156.5939 | 9.6575 | 117.5039 | 8.3679 | 3.5702 | 112.8475 | 3.4938 | 0.0033547 | 3.4905 | 0 | 0 | 35.2455 | 6.9773 | 9.8367 | 7.0618 | 177.1597 | 221.3523 | 398.5121 | 699.8861 | 403.3473 | 1103.2335
2009 | Secondary School | 0A | 19592 | 0 | 6.9044 | 459.099 | 156.5939 | 6.3554 | 117.5039 | 8.3679 | 3.5702 | 100.8344 | 18.1494 | 0.0033547 | 18.1461 | 0 | 0 | 17.5756 | 6.9755 | 4.9986 | 7.4147 | 595.6551 | 6.9044 | 602.5595 | 59.2232 | 326.2937 | 385.5169
2009 | Secondary School | 0B | 19592 | 0 | 2.416 | 373.0108 | 156.5939 | 6.3563 | 117.5039 | 8.3679 | 3.5702 | 85.5457 | 14.3759 | 0.0033547 | 14.3725 | 0 | 0 | 19.0295 | 6.976 | 5.1331 | 7.3357 | 491.9586 | 2.416 | 494.3746 | 46.5029 | 286.4201 | 332.923
2009 | Secondary School | 1A | 19592 | 0 | 0.71743 | 263.2081 | 156.5939 | 6.3572 | 117.5039 | 8.3679 | 3.5702 | 74.0903 | 10.1093 | 0.0033547 | 10.1059 | 0 | 0 | 19.5401 | 6.9764 | 5.4748 | 7.2674 | 366.9444 | 0.71743 | 367.6618 | 42.5389 | 242.2504 | 284.7894
2009 | Secondary School | 1B | 19592 | 0 | 6.1061 | 319.334 | 156.5939 | 6.3492 | 117.5039 | 8.3679 | 3.5702 | 94.3447 | 11.8658 | 0.0033547 | 11.8625 | 0 | 0 | 15.9263 | 6.976 | 5.6567 | 7.2961 | 441.4675 | 6.1061 | 447.5736 | 58.8137 | 273.3358 | 332.1495
2009 | Secondary School | 2A | 19592 | 0 | 1.869 | 233.4762 | 156.5939 | 6.3469 | 117.5039 | 8.3679 | 3.5702 | 76.96 | 10.1587 | 0.0033547 | 10.1553 | 0 | 0 | 19.9289 | 6.9764 | 6.0989 | 7.271 | 340.5204 | 1.869 | 342.3894 | 47.7265 | 234.9795 | 282.7059
2009 | Secondary School | 2B | 19592 | 0 | 2.9921 | 168.7035 | 156.5939 | 6.3519 | 117.5039 | 8.3679 | 3.5702 | 77.664 | 6.3945 | 0.0033547 | 6.3912 | 0 | 0 | 9.8713 | 6.9769 | 6.1653 | 7.121 | 262.63 | 2.9921 | 265.6221 | 51.201 | 209.459 | 260.6599
2009 | Secondary School | 3A | 19592 | 0 | 7.5129 | 131.6202 | 156.5939 | 6.3505 | 117.5039 | 8.3679 | 3.5702 | 75.9878 | 6.2823 | 0.0033547 | 6.2789 | 0 | 0 | 13.3431 | 6.9764 | 7.0326 | 7.1691 | 227.2301 | 7.5129 | 234.743 | 66.9432 | 202.7462 | 269.6894
2009 | Secondary School | 3B | 19592 | 0 | 5.3341 | 118.6161 | 156.5939 | 6.3501 | 117.5039 | 8.3679 | 3.5702 | 73.771 | 4.6456 | 0.0033547 | 4.6422 | 0 | 0 | 10.2574 | 6.9769 | 6.7841 | 7.1089 | 207.2868 | 5.3341 | 212.621 | 59.8518 | 193.4725 | 253.3243
2009 | Secondary School | 3C | 19592 | 0 | 4.0127 | 86.895 | 156.5939 | 6.3492 | 117.5039 | 8.3679 | 3.5702 | 69.3365 | 3.8297 | 0.0033547 | 3.8263 | 0 | 0 | 0 | 6.9764 | 6.9743 | 7.1897 | 160.0579 | 4.0127 | 164.0706 | 56.5466 | 176.2027 | 232.7493
2009 | Secondary School | 4A | 19592 | 0 | 15.9566 | 89.7176 | 156.5939 | 6.3406 | 117.5039 | 8.3679 | 3.5702 | 75.273 | 4.4336 | 0.0033547 | 4.4303 | 0 | 0 | 14.5236 | 6.9769 | 7.7137 | 7.1296 | 183.9444 | 15.9566 | 199.9011 | 93.6025 | 197.0386 | 290.6411
2009 | Secondary School | 4B | 19592 | 0 | 8.2332 | 80.853 | 156.5939 | 6.3456 | 117.5039 | 8.3679 | 3.5702 | 74.5416 | 3.4408 | 0.0033547 | 3.4375 | 0 | 0 | 9.3769 | 6.9769 | 7.4881 | 7.0842 | 168.2089 | 8.2332 | 176.4422 | 70.3787 | 183.6898 | 254.0684
2009 | Secondary School | 4C | 19592 | 0 | 11.0743 | 34.4839 | 156.5939 | 6.3334 | 117.5039 | 8.3679 | 3.5702 | 71.1528 | 1.911 | 0.0033547 | 1.9077 | 0 | 0 | 14.4899 | 6.9769 | 7.8175 | 7.1044 | 122.0343 | 11.0743 | 133.1087 | 79.6415 | 171.0584 | 250.6999
2009 | Secondary School | 5A | 19592 | 0 | 29.2303 | 56.3706 | 156.5939 | 6.3429 | 117.5039 | 8.3679 | 3.5702 | 79.0636 | 3.2909 | 0.0033547 | 3.2875 | 0 | 0 | 12.8353 | 6.9769 | 8.2747 | 7.0986 | 151.557 | 29.2303 | 180.7873 | 134.0216 | 199.7778 | 333.7994
2009 | Secondary School | 5B | 19592 | 0 | 20.6072 | 59.8976 | 156.5939 | 6.3429 | 117.5039 | 8.3679 | 3.5702 | 75.3417 | 2.6528 | 0.0033547 | 2.6495 | 0 | 0 | 11.2938 | 6.9769 | 8.0761 | 7.0707 | 149.1826 | 20.6072 | 169.7897 | 108.2487 | 190.1342 | 298.3828
2009 | Secondary School | 5C | 19592 | 0 | 11.1384 | 20.1552 | 156.5939 | 6.333 | 117.5039 | 8.3679 | 3.5702 | 67.9881 | 1.4432 | 0.0033547 | 1.4398 | 0 | 0 | 12.5492 | 6.9769 | 8.1153 | 7.0914 | 102.1323 | 11.1384 | 113.2708 | 80.699 | 164.6038 | 245.3028
2009 | Secondary School | 6A | 19592 | 0 | 55.8279 | 61.2649 | 156.5939 | 6.3397 | 117.5039 | 8.3679 | 3.5702 | 86.0248 | 3.8652 | 0.0033547 | 3.8618 | 0 | 0 | 13.5182 | 6.9773 | 8.7313 | 7.0945 | 164.6698 | 55.8279 | 220.4977 | 213.0628 | 231.3181 | 444.3809
2009 | Secondary School | 6B | 19592 | 0 | 46.4738 | 39.5543 | 156.5939 | 6.3352 | 117.5039 | 8.3679 | 3.5702 | 75.5159 | 2.3969 | 0.0033547 | 2.3935 | 0 | 0 | 10.4429 | 6.9769 | 8.5866 | 7.0514 | 127.9066 | 46.4738 | 174.3804 | 185.3115 | 209.2198 | 394.5313
2009 | Secondary School | 7 | 19592 | 0 | 106.5929 | 51.4807 | 156.5939 | 6.3312 | 117.5039 | 8.3679 | 3.5702 | 85.0109 | 3.585 | 0.0033547 | 3.5816 | 0 | 0 | 22.7295 | 6.9769 | 9.2244 | 7.0838 | 162.8027 | 106.5929 | 269.3956 | 362.8176 | 281.9305 | 644.7481
2009 | Secondary School | 8 | 19592 | 0 | 188.658 | 23.7388 | 156.5939 | 6.2966 | 117.5039 | 8.3679 | 3.5702 | 91.9708 | 3.1898 | 0.0033547 | 3.1865 | 0 | 0 | 25.1825 | 6.9773 | 9.8273 | 7.0627 | 144.0785 | 188.658 | 332.7365 | 604.3398 | 358.1708 | 962.5106
2012 | Secondary School | 0A | 19592 | 0 | 4.2254 | 363.7871 | 106.4575 | 6.3554 | 117.5039 | 8.3679 | 2.0112 | 89.639 | 14.7697 | 0.0033547 | 14.7663 | 0 | 0 | 24.3051 | 6.9751 | 5.0265 | 7.4196 | 492.4974 | 4.2254 | 496.7228 | 51.4771 | 270.6408 | 322.118
2012 | Secondary School | 0B | 19592 | 0 | 0.24083 | 282.9709 | 106.8199 | 6.3563 | 117.5039 | 8.3679 | 2.0116 | 72.3521 | 11.0971 | 0.0033547 | 11.0938 | 0 | 0 | 19.2244 | 6.9751 | 5.1589 | 7.3478 | 385.6411 | 0.24083 | 385.882 | 40.2233 | 230.3143 | 270.5377
2012 | Secondary School | 1A | 19592 | 0 | 0.069315 | 213.4018 | 107.2864 | 6.3572 | 117.5039 | 8.3679 | 2.0116 | 62.5666 | 8.103 | 0.0033547 | 8.0997 | 0 | 0 | 18.6824 | 6.9755 | 5.482 | 7.2863 | 302.7505 | 0.069315 | 302.8198 | 40.666 | 202.2329 | 242.8989
2012 | Secondary School | 1B | 19592 | 0 | 1.5716 | 252.0639 | 107.3134 | 6.3492 | 117.5039 | 8.3679 | 2.0116 | 84.5206 | 9.64 | 0.0033547 | 9.6367 | 0 | 0 | 16.7027 | 6.9755 | 5.6867 | 7.3092 | 362.9238 | 1.5716 | 364.4955 | 45.6533 | 224.5505 | 270.2038
2012 | Secondary School | 2A | 19592 | 0 | 0.51271 | 183.8786 | 107.7242 | 6.3469 | 117.5039 | 8.3679 | 2.0121 | 62.7561 | 8.0644 | 0.0033547 | 8.0611 | 0 | 0 | 13.3283 | 6.976 | 6.0969 | 7.3011 | 268.0241 | 0.51271 | 268.5368 | 43.758 | 191.5569 | 235.3149
2012 | Secondary School | 2B | 19592 | 0 | 1.0061 | 142.9387 | 108.2316 | 6.3519 | 117.5039 | 8.3679 | 2.0125 | 71.2188 | 5.6379 | 0.0033547 | 5.6346 | 0 | 0 | 12.058 | 6.9769 | 6.1861 | 7.1394 | 231.8501 | 1.0061 | 232.8561 | 45.4598 | 179.8781 | 225.3379
2012 | Secondary School | 3A | 19592 | 0 | 4.2655 | 111.0982 | 108.3129 | 6.3505 | 117.5039 | 8.3679 | 2.0125 | 63.1485 | 5.2024 | 0.0033547 | 5.199 | 0 | 0 | 13.0791 | 6.9764 | 7.0295 | 7.1893 | 192.5248 | 4.2655 | 196.7903 | 57.4469 | 170.565 | 228.0119
2012 | Secondary School | 3B | 19592 | 0 | 1.9941 | 102.8802 | 107.9465 | 6.3501 | 117.5039 | 8.3679 | 2.0121 | 69.8399 | 4.1346 | 0.0033547 | 4.1312 | 0 | 0 | 12.0832 | 6.9764 | 6.8016 | 7.1282 | 188.9344 | 1.9941 | 190.9286 | 50.1449 | 166.6905 | 216.8354
2012 | Secondary School | 3C | 19592 | 0 | 1.5706 | 73.2116 | 108.0704 | 6.3492 | 117.5039 | 8.3679 | 2.0125 | 58.63 | 3.1396 | 0.0033547 | 3.1362 | 0 | 0 | 7.2459 | 6.9764 | 6.973 | 7.2108 | 142.2236 | 1.5706 | 143.7942 | 49.408 | 150.5204 | 199.9284
2012 | Secondary School | 4A | 19592 | 0 | 7.2733 | 79.1135 | 108.8495 | 6.3406 | 117.5039 | 8.3679 | 2.013 | 63.3421 | 4.0565 | 0.0033547 | 4.0531 | 0 | 0 | 13.0872 | 6.9764 | 7.7087 | 7.1502 | 159.5958 | 7.2733 | 166.8691 | 68.2184 | 163.1481 | 231.3665
2012 | Secondary School | 4B | 19592 | 0 | 2.4342 | 73.2309 | 108.3663 | 6.3456 | 117.5039 | 8.3679 | 2.0125 | 68.1057 | 3.1144 | 0.0033547 | 3.1111 | 0 | 0 | 11.4083 | 6.9764 | 7.5004 | 7.1067 | 155.8559 | 2.4342 | 158.2901 | 53.4721 | 156.6422 | 210.1143
2012 | Secondary School | 4C | 19592 | 0 | 6.7908 | 31.7849 | 109.8445 | 6.3334 | 117.5039 | 8.3679 | 2.0134 | 61.0579 | 1.788 | 0.0033547 | 1.7846 | 0 | 0 | 10.6584 | 6.9764 | 7.8141 | 7.1255 | 105.2858 | 6.7908 | 112.0766 | 67.117 | 144.5118 | 211.6288
2012 | Secondary School | 5A | 19592 | 0 | 15.3691 | 50.9046 | 109.0138 | 6.3429 | 117.5039 | 8.3679 | 2.013 | 65.6824 | 2.841 | 0.0033547 | 2.8376 | 0 | 0 | 12.3099 | 6.9764 | 8.2698 | 7.1174 | 131.7345 | 15.3691 | 147.1036 | 93.51 | 162.3144 | 255.8244
2012 | Secondary School | 5B | 19592 | 0 | 9.2065 | 54.9072 | 108.8328 | 6.3429 | 117.5039 | 8.3679 | 2.013 | 69.1183 | 2.4184 | 0.0033547 | 2.4151 | 0 | 0 | 13.2542 | 6.9764 | 8.0883 | 7.0918 | 139.6948 | 9.2065 | 148.9013 | 74.9758 | 158.6243 | 233.6001
2012 | Secondary School | 5C | 19592 | 0 | 7.5442 | 18.7534 | 109.5805 | 6.333 | 117.5039 | 8.3679 | 2.0134 | 59.634 | 1.0812 | 0.0033547 | 1.0779 | 0 | 0 | 12.1083 | 6.9764 | 8.1123 | 7.1125 | 91.5736 | 7.5442 | 99.1178 | 70.1892 | 140.7748 | 210.964
2012 | Secondary School | 6A | 19592 | 0 | 32.0722 | 54.9611 | 114.9216 | 6.3397 | 117.5039 | 8.3679 | 2.0166 | 71.4954 | 3.1831 | 0.0033547 | 3.1798 | 0 | 0 | 13.8092 | 6.9764 | 8.7252 | 7.1179 | 143.4454 | 32.0722 | 175.5176 | 143.6405 | 185.5038 | 329.1443
2012 | Secondary School | 6B | 19592 | 0 | 18.7421 | 36.9908 | 114.9216 | 6.3352 | 117.5039 | 8.3679 | 2.0166 | 73.225 | 1.8625 | 0.0033547 | 1.8592 | 0 | 0 | 14.0494 | 6.9764 | 8.5918 | 7.073 | 126.1244 | 18.7421 | 144.8666 | 104.3058 | 166.0951 | 270.4009
2012 | Secondary School | 7 | 19592 | 0 | 39.7627 | 43.2659 | 114.9216 | 6.3312 | 117.5039 | 8.3679 | 2.0166 | 71.433 | 2.6034 | 0.0033547 | 2.6001 | 0 | 0 | 14.2546 | 6.9764 | 9.2164 | 7.0999 | 131.5536 | 39.7627 | 171.3163 | 167.5442 | 189.6061 | 357.1503
2012 | Secondary School | 8 | 19592 | 0 | 82.0832 | 19.0291 | 114.9216 | 6.2966 | 117.5039 | 8.3679 | 2.0166 | 75.7849 | 1.7714 | 0.0033547 | 1.768 | 0 | 0 | 15.0413 | 6.9769 | 9.8207 | 7.068 | 111.6233 | 82.0832 | 193.7065 | 292.9526 | 225.6863 | 518.6389
2015 | Secondary School | 0A | 19592 | 0 | 2.766 | 296.4262 | 84.033 | 5.254 | 116.4927 | 8.3679 | 1.9842 | 65.5054 | 6.3406 | 0.0033547 | 6.3373 | 0 | 0 | 18.5553 | 6.9755 | 4.9639 | 6.1341 | 386.8243 | 2.766 | 389.5903 | 47.0305 | 224.1015 | 271.132
2015 | Secondary School | 0B | 19592 | 0 | 0.096672 | 239.7364 | 84.4115 | 5.2531 | 116.4927 | 8.3679 | 1.9842 | 54.5866 | 5.5746 | 0.0033547 | 5.5712 | 0 | 0 | 13.6193 | 6.9755 | 5.0999 | 6.095 | 313.5135 | 0.096672 | 313.6102 | 39.6297 | 196.5915 | 236.2212
2015 | Secondary School | 1A | 19592 | 0 | 0.050718 | 181.149 | 84.9427 | 5.254 | 116.4927 | 8.3679 | 1.9847 | 48.6941 | 3.845 | 0.0033547 | 3.8416 | 0 | 0 | 14.6269 | 6.9755 | 5.4225 | 6.0712 | 248.3116 | 0.050718 | 248.3623 | 40.4379 | 174.7247 | 215.1626
2015 | Secondary School | 1B | 19592 | 0 | 0.72527 | 207.0405 | 84.9072 | 5.2459 | 116.4927 | 8.3679 | 1.9847 | 57.1577 | 4.8265 | 0.0033547 | 4.8232 | 0 | 0 | 12.2129 | 6.976 | 5.6265 | 6.0465 | 281.2343 | 0.72527 | 281.9596 | 43.0046 | 186.8489 | 229.8534
2015 | Secondary School | 2A | 19592 | 0 | 0.21209 | 153.5998 | 85.1313 | 5.2437 | 116.4927 | 8.3679 | 1.9847 | 46.2092 | 3.6209 | 0.0033547 | 3.6176 | 0 | 0 | 10.4254 | 6.976 | 6.0371 | 6.0533 | 213.8519 | 0.21209 | 214.064 | 42.7046 | 163.761 | 206.4656
2015 | Secondary School | 2B | 19592 | 0 | 0.30216 | 119.4365 | 85.5327 | 5.2482 | 116.4927 | 8.3679 | 1.9851 | 48.1696 | 2.2909 | 0.0033547 | 2.2876 | 0 | 0 | 8.0137 | 6.9764 | 6.1264 | 5.9473 | 177.9074 | 0.30216 | 178.2095 | 43.2286 | 151.7402 | 194.9688
2015 | Secondary School | 3A | 19592 | 0 | 2.3552 | 93.1625 | 85.6916 | 5.2473 | 116.4927 | 8.3679 | 1.9851 | 42.124 | 2.2523 | 0.0033547 | 2.2489 | 0 | 0 | 9.2377 | 6.9764 | 6.9713 | 5.9801 | 146.7731 | 2.3552 | 149.1283 | 51.6954 | 144.0466 | 195.7419
2015 | Secondary School | 3B | 19592 | 0 | 4.1466 | 88.6493 | 85.3737 | 5.2468 | 116.4927 | 8.3679 | 1.9847 | 46.1679 | 1.8585 | 0.0033547 | 1.8551 | 0 | 0 | 0 | 6.9764 | 6.7418 | 5.9397 | 136.6724 | 4.1466 | 140.819 | 56.2588 | 142.0283 | 198.2871
2015 | Secondary School | 3C | 19592 | 0 | 1.4344 | 65.4924 | 85.3863 | 5.2553 | 116.4927 | 8.3679 | 1.9851 | 39.1964 | 2.8612 | 0.0033547 | 2.8578 | 0 | 0 | 0 | 6.9764 | 6.9136 | 5.9872 | 107.5466 | 1.4344 | 108.981 | 48.8369 | 129.5425 | 178.3794
2015 | Secondary School | 4A | 19592 | 0 | 6.052 | 67.5876 | 85.7244 | 5.2567 | 116.4927 | 8.3679 | 1.9851 | 41.5457 | 1.7673 | 0.0033547 | 1.764 | 0 | 0 | 10.666 | 6.9764 | 7.6512 | 5.9657 | 121.5633 | 6.052 | 127.6153 | 64.4826 | 139.8044 | 204.287
2015 | Secondary School | 4B | 19592 | 0 | 9.2453 | 64.6945 | 85.2009 | 5.245 | 116.4927 | 8.3679 | 1.9847 | 48.2294 | 2.6524 | 0.0033547 | 2.649 | 0 | 0 | 0 | 6.9764 | 7.4486 | 5.9257 | 115.5729 | 9.2453 | 124.8182 | 73.2201 | 140.5475 | 213.7676
2015 | Secondary School | 4C | 19592 | 0 | 15.1375 | 30.2932 | 86.6485 | 5.2558 | 116.4927 | 8.3679 | 1.9856 | 38.0343 | 1.5738 | 0.0033547 | 1.5705 | 0 | 0 | 0 | 6.9764 | 7.7586 | 5.9536 | 69.898 | 15.1375 | 85.0355 | 91.3403 | 131.6253 | 222.9656
2015 | Secondary School | 5A | 19592 | 0 | 13.3596 | 45.1446 | 85.7976 | 5.2486 | 116.4927 | 8.3679 | 1.9851 | 41.4159 | 1.3816 | 0.0033547 | 1.3783 | 0 | 0 | 9.8457 | 6.9764 | 8.2126 | 5.9581 | 97.7845 | 13.3596 | 111.144 | 87.4725 | 139.5539 | 227.0264
2015 | Secondary School | 5B | 19592 | 0 | 21.0489 | 48.2478 | 85.6405 | 5.254 | 116.4927 | 8.3679 | 1.9851 | 47.0242 | 2.2119 | 0.0033547 | 2.2085 | 0 | 0 | 0 | 6.9764 | 8.0356 | 5.9253 | 97.4805 | 21.0489 | 118.5294 | 109.4197 | 146.8989 | 256.3187
2015 | Secondary School | 5C | 19592 | 0 | 5.5264 | 20.2486 | 86.4447 | 5.2531 | 116.4927 | 8.3679 | 1.9856 | 37.1026 | 1.0552 | 0.0033547 | 1.0518 | 0 | 0 | 8.8084 | 6.9764 | 8.0566 | 5.954 | 67.2115 | 5.5264 | 72.7379 | 64.1314 | 121.322 | 185.4535
2015 | Secondary School | 6A | 19592 | 0 | 30.0436 | 47.7022 | 85.9862 | 5.2513 | 116.4927 | 8.3679 | 1.9856 | 45.2636 | 1.5653 | 0.0033547 | 1.5619 | 0 | 0 | 9.9853 | 6.9764 | 8.6688 | 5.9684 | 104.5131 | 30.0436 | 134.5567 | 137.5491 | 159.0662 | 296.6153
2015 | Secondary School | 6B | 19592 | 0 | 17.1554 | 33.1463 | 86.0437 | 5.245 | 116.4927 | 8.3679 | 1.9856 | 44.982 | 1.6587 | 0.0033547 | 1.6553 | 0 | 0 | 10.6355 | 6.9764 | 8.5363 | 5.9235 | 90.4192 | 17.1554 | 107.5746 | 99.5076 | 141.2234 | 240.731
2015 | Secondary School | 7 | 19592 | 0 | 36.2649 | 39.0752 | 86.1187 | 5.2535 | 116.4927 | 8.3679 | 1.9856 | 45.4221 | 1.4095 | 0.0033547 | 1.4061 | 0 | 0 | 10.1138 | 6.9764 | 9.1586 | 5.9603 | 96.0171 | 36.2649 | 132.282 | 157.1556 | 162.9126 | 320.0682
2015 | Secondary School | 8 | 19592 | 0 | 71.0003 | 18.6402 | 88.5366 | 5.2863 | 116.4927 | 8.3679 | 1.9874 | 47.8154 | 1.5577 | 0.0033547 | 1.5543 | 0 | 0 | 10.7029 | 6.9764 | 9.7609 | 5.9509 | 78.7127 | 71.0003 | 149.713 | 260.3977 | 193.1636 | 453.5613
2018 | Secondary School | 0A | 19592 | 0 | 2.8374 | 269.9699 | 69.0083 | 3.7022 | 116.4927 | 8.3679 | 1.445 | 64.9388 | 5.7219 | 0.0033547 | 5.7185 | 0 | 0 | 18.233 | 6.9755 | 4.9618 | 6.1359 | 358.8602 | 2.8374 | 361.6976 | 47.2334 | 208.7415 | 255.975
2018 | Secondary School | 0B | 19592 | 0 | 0.10328 | 234.0267 | 69.2826 | 3.7013 | 116.4927 | 8.3679 | 1.445 | 52.8911 | 5.4525 | 0.0033547 | 5.4491 | 0 | 0 | 13.2475 | 6.9755 | 5.0982 | 6.0973 | 305.6144 | 0.10328 | 305.7176 | 39.6445 | 187.9996 | 227.6441
2018 | Secondary School | 1A | 19592 | 0 | 0.074079 | 174.3598 | 69.6715 | 3.7017 | 116.4927 | 8.3679 | 1.445 | 47.4148 | 3.6658 | 0.0033547 | 3.6625 | 0 | 0 | 14.3866 | 6.9755 | 5.4205 | 6.073 | 239.8238 | 0.074079 | 239.8979 | 40.5004 | 165.8987 | 206.399
2018 | Secondary School | 1B | 19592 | 0 | 0.73218 | 201.1633 | 69.6432 | 3.6963 | 116.4927 | 8.3679 | 1.445 | 55.4828 | 4.6784 | 0.0033547 | 4.675 | 0 | 0 | 11.8658 | 6.976 | 5.6245 | 6.0479 | 273.1869 | 0.73218 | 273.9191 | 43.0189 | 178.1601 | 221.179
2018 | Secondary School | 2A | 19592 | 0 | 0.23315 | 148.5025 | 69.8012 | 3.695 | 116.4927 | 8.3679 | 1.4454 | 44.9057 | 3.4633 | 0.0033547 | 3.4599 | 0 | 0 | 11.0194 | 6.976 | 6.0362 | 6.0551 | 207.8876 | 0.23315 | 208.1207 | 42.7634 | 155.7781 | 198.5416
2018 | Secondary School | 2B | 19592 | 0 | 0.33612 | 115.4626 | 70.0913 | 3.6981 | 116.4927 | 8.3679 | 1.4454 | 46.475 | 2.189 | 0.0033547 | 2.1856 | 0 | 0 | 9.1376 | 6.9764 | 6.1258 | 5.9477 | 173.2609 | 0.33612 | 173.597 | 43.3265 | 144.1828 | 187.5093
2018 | Secondary School | 3A | 19592 | 0 | 2.5951 | 90.1868 | 70.2089 | 3.6972 | 116.4927 | 8.3679 | 1.4454 | 41.1182 | 2.1409 | 0.0033547 | 2.1376 | 0 | 0 | 10.6423 | 6.9764 | 6.9717 | 5.9805 | 144.0848 | 2.5951 | 146.6799 | 52.3976 | 137.3523 | 189.7499
2018 | Secondary School | 3B | 19592 | 0 | 4.2208 | 85.6571 | 69.9759 | 3.6968 | 116.4927 | 8.3679 | 1.4454 | 44.3601 | 1.7741 | 0.0033547 | 1.7707 | 0 | 0 | 0 | 6.9764 | 6.742 | 5.9392 | 131.7879 | 4.2208 | 136.0088 | 56.4761 | 134.4452 | 190.9213
2018 | Secondary School | 3C | 19592 | 0 | 1.6665 | 63.3398 | 69.984 | 3.7035 | 116.4927 | 8.3679 | 1.4454 | 38.0828 | 1.6039 | 0.0033547 | 1.6005 | 0 | 0 | 0 | 6.9764 | 6.9138 | 5.9872 | 103.0232 | 1.6665 | 104.6897 | 49.5149 | 122.2385 | 171.7534
2018 | Secondary School | 4A | 19592 | 0 | 6.5695 | 64.1975 | 70.3158 | 3.7044 | 116.4927 | 8.3679 | 1.4454 | 39.4133 | 1.7004 | 0.0033547 | 1.6971 | 0 | 0 | 11.0522 | 6.9764 | 7.6521 | 5.9661 | 116.36 | 6.5695 | 122.9295 | 65.9971 | 132.5519 | 198.549
2018 | Secondary School | 4B | 19592 | 0 | 9.4634 | 60.8724 | 69.9427 | 3.6959 | 116.4927 | 8.3679 | 1.4454 | 45.2398 | 1.3673 | 0.0033547 | 1.3639 | 0 | 0 | 0 | 6.9764 | 7.4492 | 5.9253 | 107.4761 | 9.4634 | 116.9395 | 73.8586 | 132.057 | 205.9156
2018 | Secondary School | 4C | 19592 | 0 | 16.2465 | 28.67 | 71.0046 | 3.704 | 116.4927 | 8.3679 | 1.4458 | 36.4349 | 0.92678 | 0.0033547 | 0.92342 | 0 | 0 | 0 | 6.9764 | 7.7592 | 5.9536 | 66.0283 | 16.2465 | 82.2749 | 94.5818 | 125.3398 | 219.9216
2018 | Secondary School | 5A | 19592 | 0 | 14.288 | 43.3534 | 70.3122 | 3.6986 | 116.4927 | 8.3679 | 1.4454 | 40.4671 | 1.048 | 0.0033547 | 1.0447 | 0 | 0 | 10.4653 | 6.9764 | 8.2128 | 5.9594 | 95.3306 | 14.288 | 109.6186 | 90.1854 | 133.6274 | 223.8129
2018 | Secondary School | 5B | 19592 | 0 | 21.7122 | 45.8361 | 70.1955 | 3.7026 | 116.4927 | 8.3679 | 1.4454 | 44.8397 | 1.1984 | 0.0033547 | 1.1951 | 0 | 0 | 0 | 6.9764 | 8.0357 | 5.9253 | 91.8709 | 21.7122 | 113.5831 | 111.3586 | 139.6401 | 250.9987
2018 | Secondary School | 5C | 19592 | 0 | 6.9169 | 19.3735 | 70.7855 | 3.7022 | 116.4927 | 8.3679 | 1.4458 | 35.7942 | 0.58103 | 0.0033547 | 0.57768 | 0 | 0 | 8.2499 | 6.9764 | 8.0583 | 5.954 | 63.9952 | 6.9169 | 70.912 | 68.1987 | 115.5377 | 183.7364
2018 | Secondary School | 6A | 19592 | 0 | 30.8568 | 46.2667 | 70.3899 | 3.7008 | 116.4927 | 8.3679 | 1.4454 | 44.4401 | 1.1872 | 0.0033547 | 1.1839 | 0 | 0 | 10.8277 | 6.9764 | 8.6682 | 5.9706 | 102.7183 | 30.8568 | 133.5751 | 139.9231 | 153.2115 | 293.1346
2018 | Secondary School | 6B | 19592 | 0 | 17.6373 | 31.9079 | 70.4312 | 3.6959 | 116.4927 | 8.3679 | 1.4454 | 43.7706 | 0.6897 | 0.0033547 | 0.68634 | 0 | 0 | 11.7841 | 6.9764 | 8.5368 | 5.9244 | 88.1489 | 17.6373 | 105.7862 | 100.9171 | 134.8705 | 235.7875
2018 | Secondary School | 7 | 19592 | 0 | 36.9871 | 37.9082 | 70.4788 | 3.7022 | 116.4927 | 8.3679 | 1.4454 | 44.5029 | 0.96225 | 0.0033547 | 0.9589 | 0 | 0 | 10.508 | 6.9764 | 9.1587 | 5.9621 | 93.878 | 36.9871 | 130.8651 | 159.2665 | 156.8346 | 316.101
2018 | Secondary School | 8 | 19592 | 0 | 71.1269 | 17.9793 | 72.2538 | 3.7269 | 116.4927 | 8.3679 | 1.4463 | 45.8109 | 0.93307 | 0.0033547 | 0.92971 | 0 | 0 | 11.0194 | 6.9769 | 9.7618 | 5.9531 | 75.7393 | 71.1269 | 146.8662 | 260.7708 | 185.9824 | 446.7532
2006 | Small Hotel | 0A | 4013.58 | 0 | 0 | 297.3965 | 126.7358 | 20.9126 | 131.9371 | 31.6215 | 0 | 71.9216 | 0.056988 | 0.056988 | 0 | 0 | 0 | 0 | 0 | 34.3171 | 0 | 369.3182 | 0 | 369.3182 | 192.6451 | 288.0653 | 480.7105
2006 | Small Hotel | 0B | 4013.58 | 0.021919 | 0 | 267.8283 | 126.7358 | 20.917 | 131.9371 | 31.6215 | 0 | 73.9447 | 0.056988 | 0.056988 | 0 | 0 | 0 | 0 | 0 | 34.2428 | 0 | 341.7949 | 0 | 341.7949 | 192.4281 | 278.5712 | 470.9993
2006 | Small Hotel | 1A | 4013.58 | 0 | 0 | 215.4646 | 126.7358 | 20.9192 | 131.9371 | 31.6215 | 0 | 71.0778 | 0.056988 | 0.056988 | 0 | 0 | 0 | 0 | 0 | 35.7695 | 0 | 286.5424 | 0 | 286.5424 | 196.8886 | 261.1876 | 458.0762
2006 | Small Hotel | 1B | 4013.58 | 1.8346 | 0.20181 | 222.3822 | 126.7358 | 20.8928 | 131.9371 | 31.6215 | 0 | 72.8203 | 0.056988 | 0.056988 | 0 | 0 | 0 | 0 | 0 | 35.819 | 0 | 297.037 | 0.20181 | 297.2389 | 197.6229 | 265.022 | 462.6449
2006 | Small Hotel | 2A | 4013.58 | 4.0944 | 0.72622 | 185.8087 | 126.7358 | 20.8863 | 131.9371 | 31.6215 | 0 | 70.8761 | 0.056988 | 0.056988 | 0 | 0 | 0 | 0 | 0 | 37.4695 | 0 | 260.7792 | 0.72622 | 261.5055 | 203.9771 | 254.7836 | 458.7607
2006 | Small Hotel | 2B | 4013.58 | 4.3925 | 0.45164 | 145.2833 | 126.7358 | 20.9016 | 131.9371 | 31.6215 | 0 | 74.3327 | 0.056988 | 0.056988 | 0 | 0 | 0 | 0 | 0 | 37.7741 | 0 | 224.0085 | 0.45164 | 224.4602 | 204.0647 | 242.2338 | 446.2985
2006 | Small Hotel | 3A | 4013.58 | 28.4022 | 4.944 | 117.7228 | 126.7358 | 20.8972 | 131.9371 | 31.6215 | 0 | 70.7556 | 0.056988 | 0.056988 | 0 | 0 | 0 | 0 | 0 | 41.6018 | 0 | 216.8806 | 4.944 | 221.8246 | 228.3725 | 248.1118 | 476.4843
2006 | Small Hotel | 3B | 4013.58 | 13.4098 | 2.1104 | 113.8432 | 126.7358 | 20.8972 | 131.9371 | 31.6215 | 0 | 74.0675 | 0.056988 | 0.056988 | 0 | 0 | 0 | 0 | 0 | 40.4885 | 0 | 201.3205 | 2.1104 | 203.4309 | 216.8411 | 238.8397 | 455.6808
2006 | Small Hotel | 3C | 4013.58 | 3.6582 | 0.62569 | 86.0635 | 126.7358 | 20.8928 | 131.9371 | 31.6215 | 0 | 69.6531 | 0.056988 | 0.056988 | 0 | 0 | 0 | 0 | 0 | 41.511 | 0 | 159.3748 | 0.62569 | 160.0005 | 215.4887 | 224.0174 | 439.5061
2006 | Small Hotel | 4A | 4013.58 | 66.4201 | 11.7524 | 83.7095 | 126.7358 | 20.8644 | 131.9371 | 31.6215 | 0 | 69.7539 | 0.056988 | 0.056988 | 0 | 0 | 0 | 0 | 0 | 45.2037 | 0 | 219.8834 | 11.7524 | 231.6358 | 258.7868 | 259.5393 | 518.3262
2006 | Small Hotel | 4B | 4013.58 | 30.9754 | 5.0183 | 84.3539 | 126.7358 | 20.8819 | 131.9371 | 31.6215 | 0 | 75.2993 | 0.056988 | 0.056988 | 0 | 0 | 0 | 0 | 0 | 44.0671 | 0 | 190.6286 | 5.0183 | 195.6469 | 235.792 | 241.6606 | 477.4526
2006 | Small Hotel | 4C | 4013.58 | 30.548 | 7.3305 | 50.22 | 126.7358 | 20.8402 | 131.9371 | 31.6215 | 0 | 69.1599 | 0.056988 | 0.056988 | 0 | 0 | 0 | 0 | 0 | 46.392 | 0 | 149.9279 | 7.3305 | 157.2584 | 249.3399 | 232.3532 | 481.6931
2006 | Small Hotel | 5A | 4013.58 | 92.2819 | 17.1818 | 60.0768 | 126.7358 | 20.8709 | 131.9371 | 31.6215 | 0 | 69.3243 | 0.056988 | 0.056988 | 0 | 0 | 0 | 0 | 0 | 48.7297 | 0 | 221.683 | 17.1818 | 238.8647 | 284.9511 | 269.113 | 554.0641
2006 | Small Hotel | 5B | 4013.58 | 53.0322 | 9.8678 | 64.6666 | 126.7358 | 20.8731 | 131.9371 | 31.6215 | 0 | 74.3042 | 0.056988 | 0.056988 | 0 | 0 | 0 | 0 | 0 | 47.6757 | 0 | 192.0029 | 9.8678 | 201.8707 | 260.5031 | 250.5861 | 511.0891
2006 | Small Hotel | 5C | 4013.58 | 34.0857 | 9.2691 | 40.7358 | 126.7358 | 20.8402 | 131.9371 | 31.6215 | 0 | 68.658 | 0.056988 | 0.056988 | 0 | 0 | 0 | 0 | 0 | 48.4049 | 0 | 143.4794 | 9.2691 | 152.7485 | 260.8844 | 234.0967 | 494.9812
2006 | Small Hotel | 6A | 4013.58 | 146.8593 | 25.6151 | 59.6362 | 126.7358 | 20.8622 | 131.9371 | 31.6215 | 0 | 70.1594 | 0.056988 | 0.056988 | 0 | 0 | 0 | 0 | 0 | 51.4141 | 0 | 276.6549 | 25.6151 | 302.27 | 317.4323 | 299.0427 | 616.4751
2006 | Small Hotel | 6B | 4013.58 | 97.3801 | 17.8097 | 47.0615 | 126.7358 | 20.8468 | 131.9371 | 31.6215 | 0 | 72.3754 | 0.056988 | 0.056988 | 0 | 0 | 0 | 0 | 0 | 50.7111 | 0 | 216.817 | 17.8097 | 234.6267 | 292.5744 | 270.0478 | 562.6222
2006 | Small Hotel | 7 | 4013.58 | 162.5662 | 31.704 | 49.5668 | 126.7358 | 20.8337 | 131.9371 | 31.6215 | 0 | 69.607 | 0.056988 | 0.056988 | 0 | 0 | 0 | 0 | 0 | 54.565 | 0 | 281.74 | 31.704 | 313.444 | 344.4295 | 310.0148 | 654.4444
2006 | Small Hotel | 8 | 4013.58 | 222.1937 | 44.7483 | 32.8275 | 126.7358 | 20.7197 | 131.9371 | 31.6215 | 0 | 69.1314 | 0.056988 | 0.056988 | 0 | 0 | 0 | 0 | 0 | 58.8413 | 0 | 324.1526 | 44.7483 | 368.9009 | 395.0309 | 341.8119 | 736.8428
2009 | Small Hotel | 0A | 4013.58 | 0 | 0 | 261.8138 | 126.7358 | 14.4466 | 131.9371 | 31.6215 | 0 | 71.5074 | 0.056988 | 0.056988 | 0 | 0 | 0 | 0 | 0 | 34.3171 | 0 | 333.3212 | 0 | 333.3212 | 192.6451 | 273.5304 | 466.1755
2009 | Small Hotel | 0B | 4013.58 | 0.015343 | 0 | 240.5374 | 126.7358 | 14.4488 | 131.9371 | 31.6215 | 0 | 73.5327 | 0.056988 | 0.056988 | 0 | 0 | 0 | 0 | 0 | 34.2435 | 0 | 314.0854 | 0 | 314.0854 | 192.4281 | 266.8728 | 459.301
2009 | Small Hotel | 1A | 4013.58 | 0 | 0 | 198.4843 | 126.7358 | 14.451 | 131.9371 | 31.6215 | 0 | 70.9748 | 0.056988 | 0.056988 | 0 | 0 | 0 | 0 | 0 | 35.7703 | 0 | 269.459 | 0 | 269.459 | 196.8908 | 253.1264 | 450.0171
2009 | Small Hotel | 1B | 4013.58 | 0.82414 | 0.00075023 | 202.8417 | 126.7358 | 14.4312 | 131.9371 | 31.6215 | 0 | 72.5463 | 0.056988 | 0.056988 | 0 | 0 | 0 | 0 | 0 | 35.8183 | 0 | 276.2121 | 0.00075023 | 276.2129 | 197.0332 | 255.4798 | 452.5131
2009 | Small Hotel | 2A | 4013.58 | 1.679 | 0.056267 | 170.7353 | 126.7358 | 14.4269 | 131.9371 | 31.6215 | 0 | 70.7139 | 0.056988 | 0.056988 | 0 | 0 | 0 | 0 | 0 | 37.4673 | 0 | 243.1282 | 0.056267 | 243.1844 | 202.0154 | 245.8604 | 447.8757
2009 | Small Hotel | 2B | 4013.58 | 1.5365 | 0.024758 | 136.5751 | 126.7358 | 14.4378 | 131.9371 | 31.6215 | 0 | 74.3064 | 0.056988 | 0.056988 | 0 | 0 | 0 | 0 | 0 | 37.7719 | 0 | 212.4179 | 0.024758 | 212.4427 | 202.811 | 235.625 | 438.436
2009 | Small Hotel | 3A | 4013.58 | 15.2532 | 1.0218 | 110.3735 | 126.7358 | 14.4356 | 131.9371 | 31.6215 | 0 | 70.2558 | 0.056988 | 0.056988 | 0 | 0 | 0 | 0 | 0 | 41.5755 | 0 | 195.8825 | 1.0218 | 196.9043 | 216.8367 | 234.7645 | 451.6012
2009 | Small Hotel | 3B | 4013.58 | 5.6791 | 0.1583 | 110.3713 | 126.7358 | 14.4334 | 131.9371 | 31.6215 | 0 | 73.5107 | 0.056988 | 0.056988 | 0 | 0 | 0 | 0 | 0 | 40.4652 | 0 | 189.5612 | 0.1583 | 189.7195 | 211.0699 | 230.6262 | 441.6961
2009 | Small Hotel | 3C | 4013.58 | 1.0806 | 0.015005 | 89.5749 | 126.7358 | 14.4312 | 131.9371 | 31.6215 | 0 | 69.2936 | 0.056988 | 0.056988 | 0 | 0 | 0 | 0 | 0 | 41.4855 | 0 | 159.9491 | 0.015005 | 159.9641 | 213.6322 | 221.3676 | 434.9998
2009 | Small Hotel | 4A | 4013.58 | 37.6979 | 2.9634 | 81.259 | 126.7358 | 14.4115 | 131.9371 | 31.6215 | 0 | 69.1489 | 0.056988 | 0.056988 | 0 | 0 | 0 | 0 | 0 | 45.1571 | 0 | 188.1058 | 2.9634 | 191.0692 | 232.9732 | 237.6183 | 470.5916
2009 | Small Hotel | 4B | 4013.58 | 14.2581 | 0.58218 | 85.8707 | 126.7358 | 14.4247 | 131.9371 | 31.6215 | 0 | 74.5585 | 0.056988 | 0.056988 | 0 | 0 | 0 | 0 | 0 | 44.025 | 0 | 174.6872 | 0.58218 | 175.2694 | 222.7109 | 229.5173 | 452.2283
2009 | Small Hotel | 4C | 4013.58 | 17.936 | 1.2154 | 55.2898 | 126.7358 | 14.3962 | 131.9371 | 31.6215 | 0 | 69.0656 | 0.056988 | 0.056988 | 0 | 0 | 0 | 0 | 0 | 46.3688 | 0 | 142.2914 | 1.2154 | 143.5068 | 231.4039 | 221.3938 | 452.7977
2009 | Small Hotel | 5A | 4013.58 | 65.8568 | 5.6515 | 59.4455 | 126.7358 | 14.4181 | 131.9371 | 31.6215 | 0 | 69.1599 | 0.056988 | 0.056988 | 0 | 0 | 0 | 0 | 0 | 48.7057 | 0 | 194.4622 | 5.6515 | 200.1137 | 251.1942 | 246.0322 | 497.2264
2009 | Small Hotel | 5B | 4013.58 | 34.9252 | 2.2739 | 67.2376 | 126.7358 | 14.4181 | 131.9371 | 31.6215 | 0 | 74.1047 | 0.056988 | 0.056988 | 0 | 0 | 0 | 0 | 0 | 47.6517 | 0 | 176.2675 | 2.2739 | 178.5415 | 238.2469 | 235.3729 | 473.6198
2009 | Small Hotel | 5C | 4013.58 | 18.953 | 1.613 | 47.3355 | 126.7358 | 14.394 | 131.9371 | 31.6215 | 0 | 68.5769 | 0.056988 | 0.056988 | 0 | 0 | 0 | 0 | 0 | 48.3786 | 0 | 134.8654 | 1.613 | 136.4784 | 238.4398 | 221.2596 | 459.6993
2009 | Small Hotel | 6A | 4013.58 | 108.0195 | 9.4349 | 59.1321 | 126.7358 | 14.4093 | 131.9371 | 31.6215 | 0 | 70.3325 | 0.056988 | 0.056988 | 0 | 0 | 0 | 0 | 0 | 51.3736 | 0 | 237.4841 | 9.4349 | 246.919 | 270.0421 | 267.2067 | 537.2487
2009 | Small Hotel | 6B | 4013.58 | 67.0338 | 5.2209 | 51.2414 | 126.7358 | 14.4005 | 131.9371 | 31.6215 | 0 | 72.5858 | 0.056988 | 0.056988 | 0 | 0 | 0 | 0 | 0 | 50.6713 | 0 | 190.861 | 5.2209 | 196.0818 | 255.6788 | 246.3285 | 502.0073
2009 | Small Hotel | 7 | 4013.58 | 120.0506 | 12.255 | 54.9303 | 126.7358 | 14.3918 | 131.9371 | 31.6215 | 0 | 70.0892 | 0.056988 | 0.056988 | 0 | 0 | 0 | 0 | 0 | 54.5313 | 0 | 245.0701 | 12.255 | 257.3252 | 287.5068 | 275.7743 | 563.2811
2009 | Small Hotel | 8 | 4013.58 | 157.4964 | 18.773 | 37.4699 | 126.7358 | 14.3129 | 131.9371 | 31.6215 | 0 | 69.2235 | 0.056988 | 0.056988 | 0 | 0 | 0 | 0 | 0 | 58.8203 | 0 | 264.1898 | 18.773 | 282.9628 | 319.0806 | 293.0986 | 612.1793
2012 | Small Hotel | 0A | 4013.58 | 0 | 0 | 236.2873 | 113.4684 | 14.4466 | 131.9371 | 31.6215 | 0 | 69.0876 | 0.056988 | 0.056988 | 0 | 0 | 0 | 0 | 0 | 34.293 | 0 | 305.3749 | 0 | 305.3749 | 192.575 | 259.3998 | 451.9748
2012 | Small Hotel | 0B | 4013.58 | 0.017535 | 0 | 216.5825 | 113.4684 | 14.4488 | 131.9371 | 31.6215 | 0 | 70.6789 | 0.056988 | 0.056988 | 0 | 0 | 0 | 0 | 0 | 34.2173 | 0 | 287.2789 | 0 | 287.2789 | 192.3536 | 253.1301 | 445.4837
2012 | Small Hotel | 1A | 4013.58 | 0.0021919 | 0 | 179.6408 | 113.4684 | 14.451 | 131.9371 | 31.6215 | 0 | 68.7566 | 0.056988 | 0.056988 | 0 | 0 | 0 | 0 | 0 | 35.7402 | 0 | 248.3996 | 0 | 248.3996 | 196.8031 | 241.3462 | 438.1493
2012 | Small Hotel | 1B | 4013.58 | 0.48002 | 0 | 183.1982 | 113.4684 | 14.4312 | 131.9371 | 31.6215 | 0 | 69.8416 | 0.056988 | 0.056988 | 0 | 0 | 0 | 0 | 0 | 35.7898 | 0 | 253.5198 | 0 | 253.5198 | 196.9478 | 243.1423 | 440.09
2012 | Small Hotel | 2A | 4013.58 | 1.5957 | 0.045764 | 153.2047 | 113.4684 | 14.4269 | 131.9371 | 31.6215 | 0 | 68.8618 | 0.056988 | 0.056988 | 0 | 0 | 0 | 0 | 0 | 37.4455 | 0 | 223.6622 | 0.045764 | 223.708 | 201.9189 | 234.6227 | 436.5416
2012 | Small Hotel | 2B | 4013.58 | 1.4159 | 0.034511 | 123.2113 | 113.4684 | 14.4378 | 131.9371 | 31.6215 | 0 | 72.2921 | 0.056988 | 0.056988 | 0 | 0 | 0 | 0 | 0 | 37.7509 | 0 | 196.9193 | 0.034511 | 196.9538 | 202.7759 | 225.7654 | 428.5414
2012 | Small Hotel | 3A | 4013.58 | 14.9573 | 1.0323 | 100.4992 | 113.4684 | 14.4356 | 131.9371 | 31.6215 | 0 | 68.8728 | 0.056988 | 0.056988 | 0 | 0 | 0 | 0 | 0 | 41.5635 | 0 | 184.3292 | 1.0323 | 185.3615 | 216.8324 | 226.2658 | 443.0982
2012 | Small Hotel | 3B | 4013.58 | 5.5936 | 0.1658 | 99.7408 | 113.4684 | 14.4334 | 131.9371 | 31.6215 | 0 | 72.1408 | 0.056988 | 0.056988 | 0 | 0 | 0 | 0 | 0 | 40.4547 | 0 | 177.4752 | 0.1658 | 177.641 | 211.059 | 221.9445 | 433.0035
2012 | Small Hotel | 3C | 4013.58 | 1.0718 | 0.014254 | 81.6053 | 113.4684 | 14.4312 | 131.9371 | 31.6215 | 0 | 68.6141 | 0.056988 | 0.056988 | 0 | 0 | 0 | 0 | 0 | 41.4803 | 0 | 151.2912 | 0.014254 | 151.3055 | 213.6147 | 213.8563 | 427.471
2012 | Small Hotel | 4A | 4013.58 | 27.5167 | 2.7226 | 77.8309 | 113.4684 | 14.4115 | 131.9371 | 31.6215 | 0 | 68.2634 | 0.056988 | 0.056988 | 0 | 0 | 0 | 0 | 0 | 45.1256 | 0 | 173.611 | 2.7226 | 176.3336 | 232.1776 | 227.8428 | 460.0204
2012 | Small Hotel | 4B | 4013.58 | 10.2974 | 0.52516 | 81.7478 | 113.4684 | 14.4247 | 131.9371 | 31.6215 | 0 | 73.7518 | 0.056988 | 0.056988 | 0 | 0 | 0 | 0 | 0 | 44.0003 | 0 | 165.797 | 0.52516 | 166.3222 | 222.4698 | 221.8492 | 444.3191
2012 | Small Hotel | 4C | 4013.58 | 12.978 | 1.1171 | 54.4328 | 113.4684 | 14.3962 | 131.9371 | 31.6215 | 0 | 68.5462 | 0.056988 | 0.056988 | 0 | 0 | 0 | 0 | 0 | 46.3388 | 0 | 135.957 | 1.1171 | 137.074 | 231.0334 | 214.557 | 445.5904
2012 | Small Hotel | 5A | 4013.58 | 50.2857 | 5.2201 | 57.5649 | 113.4684 | 14.4181 | 131.9371 | 31.6215 | 0 | 68.6032 | 0.056988 | 0.056988 | 0 | 0 | 0 | 0 | 0 | 48.669 | 0 | 176.4538 | 5.2201 | 181.6739 | 249.8265 | 234.8582 | 484.6847
2012 | Small Hotel | 5B | 4013.58 | 27.0213 | 2.1344 | 64.6052 | 113.4684 | 14.4181 | 131.9371 | 31.6215 | 0 | 73.5239 | 0.056988 | 0.056988 | 0 | 0 | 0 | 0 | 0 | 47.6254 | 0 | 165.1504 | 2.1344 | 167.2848 | 237.7625 | 226.86 | 464.6225
2012 | Small Hotel | 5C | 4013.58 | 15.1765 | 1.5582 | 46.8555 | 113.4684 | 14.394 | 131.9371 | 31.6215 | 0 | 67.7987 | 0.056988 | 0.056988 | 0 | 0 | 0 | 0 | 0 | 48.3561 | 0 | 129.8307 | 1.5582 | 131.3889 | 238.2162 | 214.9186 | 453.1348
2012 | Small Hotel | 6A | 4013.58 | 81.4475 | 8.9397 | 56.5413 | 113.4684 | 14.4093 | 131.9371 | 31.6215 | 0 | 69.3177 | 0.056988 | 0.056988 | 0 | 0 | 0 | 0 | 0 | 51.3473 | 0 | 207.3065 | 8.9397 | 216.2463 | 268.5209 | 251.8157 | 520.3366
2012 | Small Hotel | 6B | 4013.58 | 50.2134 | 5.0648 | 49.8211 | 113.4684 | 14.4005 | 131.9371 | 31.6215 | 0 | 71.4416 | 0.056988 | 0.056988 | 0 | 0 | 0 | 0 | 0 | 50.6496 | 0 | 171.4761 | 5.0648 | 176.5409 | 255.1593 | 234.9745 | 490.1338
2012 | Small Hotel | 7 | 4013.58 | 95.5784 | 11.5265 | 48.8654 | 113.4684 | 14.3918 | 131.9371 | 31.6215 | 0 | 69.4909 | 0.056988 | 0.056988 | 0 | 0 | 0 | 0 | 0 | 54.5005 | 0 | 213.9347 | 11.5265 | 225.4613 | 285.2887 | 259.8162 | 545.1048
2012 | Small Hotel | 8 | 4013.58 | 135.8956 | 17.3918 | 34.1383 | 113.4684 | 14.3129 | 131.9371 | 31.6215 | 0 | 68.3423 | 0.056988 | 0.056988 | 0 | 0 | 0 | 0 | 0 | 58.7723 | 0 | 238.3762 | 17.3918 | 255.768 | 314.9051 | 278.2921 | 593.1972
2015 | Small Hotel | 0A | 4013.58 | 0 | 0 | 208.3345 | 58.9414 | 13.9578 | 129.9118 | 31.6215 | 0 | 58.8757 | 0.056988 | 0.056988 | 0 | 0 | 0 | 0 | 0 | 31.785 | 0 | 267.2102 | 0 | 267.2102 | 185.2476 | 224.3047 | 409.5523
2015 | Small Hotel | 0B | 4013.58 | 0.037262 | 0 | 189.1842 | 59.0006 | 13.96 | 129.9118 | 31.6215 | 0 | 59.4719 | 0.056988 | 0.056988 | 0 | 0 | 0 | 0 | 0 | 31.8405 | 0 | 248.6933 | 0 | 248.6933 | 185.4098 | 218.0441 | 403.4539
2015 | Small Hotel | 1A | 4013.58 | 0.0065756 | 0 | 154.8947 | 59.1299 | 13.9622 | 129.9118 | 31.6215 | 0 | 58.1348 | 0.056988 | 0.056988 | 0 | 0 | 0 | 0 | 0 | 33.2337 | 0 | 213.036 | 0 | 213.036 | 189.4801 | 207.2768 | 396.7568
2015 | Small Hotel | 1B | 4013.58 | 0.76934 | 0.036761 | 159.0855 | 59.1233 | 13.9446 | 129.9118 | 31.6215 | 0 | 58.8494 | 0.056988 | 0.056988 | 0 | 0 | 0 | 0 | 0 | 34.0065 | 0 | 218.7042 | 0.036761 | 218.741 | 191.8429 | 210.0166 | 401.8595
2015 | Small Hotel | 2A | 4013.58 | 1.6855 | 0.19131 | 133.3377 | 59.1562 | 13.9403 | 129.9118 | 31.6215 | 0 | 58.0691 | 0.056988 | 0.056988 | 0 | 0 | 0 | 0 | 0 | 35.9451 | 0 | 193.0923 | 0.19131 | 193.2836 | 197.9604 | 203.3538 | 401.3142
2015 | Small Hotel | 2B | 4013.58 | 1.8236 | 0.13429 | 106.5202 | 59.3053 | 13.949 | 129.9118 | 31.6215 | 0 | 59.7612 | 0.056988 | 0.056988 | 0 | 0 | 0 | 0 | 0 | 36.3457 | 0 | 168.105 | 0.13429 | 168.2393 | 198.9643 | 195.1995 | 394.1638
2015 | Small Hotel | 3A | 4013.58 | 15.365 | 1.8313 | 86.96 | 59.2395 | 13.9468 | 129.9118 | 31.6215 | 0 | 57.7841 | 0.056988 | 0.056988 | 0 | 0 | 0 | 0 | 0 | 40.8598 | 0 | 160.1091 | 1.8313 | 161.9404 | 217.1129 | 198.6506 | 415.7635
2015 | Small Hotel | 3B | 4013.58 | 6.0342 | 0.62644 | 86.0679 | 59.2505 | 13.9468 | 129.9118 | 31.6215 | 0 | 59.2351 | 0.056988 | 0.056988 | 0 | 0 | 0 | 0 | 0 | 39.5394 | 0 | 151.3373 | 0.62644 | 151.9637 | 209.7351 | 193.1281 | 402.8632
2015 | Small Hotel | 3C | 4013.58 | 1.2011 | 0.049515 | 68.6623 | 59.2439 | 13.9446 | 129.9118 | 31.6215 | 0 | 66.4091 | 0.056988 | 0.056988 | 0 | 0 | 0 | 0 | 0 | 41.4157 | 0 | 136.2726 | 0.049515 | 136.3221 | 213.5292 | 189.2675 | 402.7967
2015 | Small Hotel | 4A | 4013.58 | 35.1531 | 4.6754 | 65.471 | 58.9984 | 13.9249 | 129.9118 | 31.6215 | 0 | 57.5584 | 0.056988 | 0.056988 | 0 | 0 | 0 | 0 | 0 | 45.0679 | 0 | 158.1825 | 4.6754 | 162.8579 | 237.7142 | 204.9533 | 442.6675
2015 | Small Hotel | 4B | 4013.58 | 13.5633 | 1.6175 | 68.4147 | 59.0313 | 13.9359 | 129.9118 | 31.6215 | 0 | 60.0921 | 0.056988 | 0.056988 | 0 | 0 | 0 | 0 | 0 | 43.8435 | 0 | 142.0701 | 1.6175 | 143.6876 | 225.2031 | 195.1703 | 420.3734
2015 | Small Hotel | 4C | 4013.58 | 17.936 | 1.9393 | 43.1929 | 59.1233 | 13.9096 | 129.9118 | 31.6215 | 0 | 66.7445 | 0.056988 | 0.056988 | 0 | 0 | 0 | 0 | 0 | 46.3403 | 0 | 127.8734 | 1.9393 | 129.8127 | 233.4379 | 193.1522 | 426.5901
2015 | Small Hotel | 5A | 4013.58 | 61.2407 | 7.8024 | 47.7673 | 59.0028 | 13.9293 | 129.9118 | 31.6215 | 0 | 57.6351 | 0.056988 | 0.056988 | 0 | 0 | 0 | 0 | 0 | 48.6742 | 0 | 166.643 | 7.8024 | 174.4454 | 257.384 | 214.5847 | 471.9688
2015 | Small Hotel | 5B | 4013.58 | 33.8665 | 4.0738 | 53.2996 | 59.0444 | 13.9315 | 129.9118 | 31.6215 | 0 | 59.9409 | 0.056988 | 0.056988 | 0 | 0 | 0 | 0 | 0 | 47.6299 | 0 | 147.107 | 4.0738 | 151.1807 | 243.4416 | 203.1407 | 446.5823
2015 | Small Hotel | 5C | 4013.58 | 20.8578 | 2.6371 | 35.7756 | 59.1036 | 13.9096 | 129.9118 | 31.6215 | 0 | 66.3236 | 0.056988 | 0.056988 | 0 | 0 | 0 | 0 | 0 | 48.3644 | 0 | 122.957 | 2.6371 | 125.5941 | 241.39 | 194.1845 | 435.5745
2015 | Small Hotel | 6A | 4013.58 | 97.1894 | 12.0082 | 47.2895 | 59.0291 | 13.9227 | 129.9118 | 31.6215 | 0 | 58.1282 | 0.056988 | 0.056988 | 0 | 0 | 0 | 0 | 0 | 51.339 | 0 | 202.6072 | 12.0082 | 214.6154 | 277.4615 | 233.7734 | 511.2349
2015 | Small Hotel | 6B | 4013.58 | 62.661 | 7.7491 | 40.418 | 59.0664 | 13.914 | 129.9118 | 31.6215 | 0 | 59.0883 | 0.056988 | 0.056988 | 0 | 0 | 0 | 0 | 0 | 50.6503 | 0 | 162.1673 | 7.7491 | 169.9164 | 263.004 | 214.9921 | 477.9961
2015 | Small Hotel | 7 | 4013.58 | 112.7714 | 14.64 | 40.1944 | 59.0028 | 13.9052 | 129.9118 | 31.6215 | 0 | 63.2769 | 0.056988 | 0.056988 | 0 | 0 | 0 | 0 | 0 | 54.4833 | 0 | 216.2427 | 14.64 | 230.8827 | 294.3367 | 244.2009 | 538.5375
2015 | Small Hotel | 8 | 4013.58 | 157.2794 | 19.7003 | 27.1528 | 59.4083 | 13.8285 | 129.9118 | 31.6215 | 0 | 66.819 | 0.056988 | 0.056988 | 0 | 0 | 0 | 0 | 0 | 58.7378 | 0 | 251.2512 | 19.7003 | 270.9515 | 321.5487 | 265.6102 | 587.1589
2018 | Small Hotel | 0A | 4013.58 | 0 | 0 | 182.6963 | 63.6123 | 9.2365 | 129.9118 | 31.6215 | 0 | 39.8656 | 0.056988 | 0.056988 | 0 | 0 | 0 | 0 | 0 | 31.767 | 0 | 222.5619 | 0 | 222.5619 | 185.195 | 208.9873 | 394.1823
2018 | Small Hotel | 0B | 4013.58 | 0.021919 | 0 | 169.1834 | 63.6649 | 9.2387 | 129.9118 | 31.6215 | 0 | 40.3347 | 0.056988 | 0.056988 | 0 | 0 | 0 | 0 | 0 | 31.8173 | 0 | 209.54 | 0 | 209.54 | 185.3418 | 204.5984 | 389.9403
2018 | Small Hotel | 1A | 4013.58 | 0.0021919 | 0 | 140.1434 | 63.7723 | 9.2409 | 129.9118 | 31.6215 | 0 | 38.4431 | 0.056988 | 0.056988 | 0 | 0 | 0 | 0 | 0 | 33.2142 | 0 | 178.5887 | 0 | 178.5887 | 189.4231 | 195.4381 | 384.8612
2018 | Small Hotel | 1B | 4013.58 | 0.44056 | 0.029259 | 143.9178 | 63.7679 | 9.2277 | 129.9118 | 31.6215 | 0 | 39.3023 | 0.056988 | 0.056988 | 0 | 0 | 0 | 0 | 0 | 33.9802 | 0 | 183.6607 | 0.029259 | 183.6899 | 191.7443 | 197.9641 | 389.7084
2018 | Small Hotel | 2A | 4013.58 | 0.89866 | 0.16655 | 121.5433 | 63.7942 | 9.2256 | 129.9118 | 31.6215 | 0 | 38.0332 | 0.056988 | 0.056988 | 0 | 0 | 0 | 0 | 0 | 35.921 | 0 | 160.4751 | 0.16655 | 160.6417 | 197.8179 | 192.1153 | 389.9333
2018 | Small Hotel | 2B | 4013.58 | 1.0389 | 0.11629 | 99.8986 | 63.9191 | 9.2321 | 129.9118 | 31.6215 | 0 | 39.7473 | 0.056988 | 0.056988 | 0 | 0 | 0 | 0 | 0 | 36.3217 | 0 | 140.6848 | 0.11629 | 140.8011 | 198.8415 | 185.7369 | 384.5784
2018 | Small Hotel | 3A | 4013.58 | 8.3905 | 1.751 | 82.4229 | 63.8665 | 9.2299 | 129.9118 | 31.6215 | 0 | 37.242 | 0.056988 | 0.056988 | 0 | 0 | 0 | 0 | 0 | 40.8291 | 0 | 128.0553 | 1.751 | 129.8063 | 216.7863 | 187.5382 | 404.3245
2018 | Small Hotel | 3B | 4013.58 | 3.1103 | 0.55967 | 82.721 | 63.8709 | 9.2299 | 129.9118 | 31.6215 | 0 | 38.8815 | 0.056988 | 0.056988 | 0 | 0 | 0 | 0 | 0 | 39.5109 | 0 | 124.7127 | 0.55967 | 125.2724 | 209.4567 | 183.8861 | 393.3428
2018 | Small Hotel | 3C | 4013.58 | 0.67509 | 0.13804 | 69.2432 | 63.8665 | 9.2277 | 129.9118 | 31.6215 | 0 | 41.3495 | 0.056988 | 0.056988 | 0 | 0 | 0 | 0 | 0 | 41.3902 | 0 | 111.2678 | 0.13804 | 111.4058 | 213.7155 | 180.7396 | 394.4551
2018 | Small Hotel | 4A | 4013.58 | 19.6851 | 4.5862 | 63.0314 | 63.7175 | 9.2168 | 129.9118 | 31.6215 | 0 | 36.6524 | 0.056988 | 0.056988 | 0 | 0 | 0 | 0 | 0 | 45.0424 | 0 | 119.3689 | 4.5862 | 123.9551 | 237.3789 | 191.5564 | 428.9353
2018 | Small Hotel | 4B | 4013.58 | 6.9438 | 1.5447 | 66.8825 | 63.7416 | 9.2234 | 129.9118 | 31.6215 | 0 | 39.4207 | 0.056988 | 0.056988 | 0 | 0 | 0 | 0 | 0 | 43.8157 | 0 | 113.247 | 1.5447 | 114.7918 | 224.9094 | 185.2035 | 410.1128
2018 | Small Hotel | 4C | 4013.58 | 8.7543 | 1.8238 | 45.6193 | 63.8271 | 9.2058 | 129.9118 | 31.6215 | 0 | 45.5097 | 0.056988 | 0.056988 | 0 | 0 | 0 | 0 | 0 | 46.3132 | 0 | 99.8833 | 1.8238 | 101.7071 | 233.0215 | 183.4292 | 416.4506
2018 | Small Hotel | 5A | 4013.58 | 36.5559 | 7.5668 | 47.4648 | 63.6934 | 9.219 | 129.9118 | 31.6215 | 0 | 41.424 | 0.056988 | 0.056988 | 0 | 0 | 0 | 0 | 0 | 48.6427 | 0 | 125.4448 | 7.5668 | 133.0116 | 256.6059 | 200.2103 | 456.8163
2018 | Small Hotel | 5B | 4013.58 | 18.9114 | 3.9642 | 53.4574 | 63.7263 | 9.219 | 129.9118 | 31.6215 | 0 | 39.1226 | 0.056988 | 0.056988 | 0 | 0 | 0 | 0 | 0 | 47.5999 | 0 | 111.4914 | 3.9642 | 115.4556 | 243.0317 | 190.7987 | 433.8304
2018 | Small Hotel | 5C | 4013.58 | 9.7385 | 2.4217 | 39.9774 | 63.7832 | 9.2058 | 129.9118 | 31.6215 | 0 | 45.1721 | 0.056988 | 0.056988 | 0 | 0 | 0 | 0 | 0 | 48.3359 | 0 | 94.888 | 2.4217 | 97.3097 | 240.6776 | 184.3249 | 425.0026
2018 | Small Hotel | 6A | 4013.58 | 62.7114 | 11.9054 | 47.1908 | 63.689 | 9.2146 | 129.9118 | 31.6215 | 0 | 37.2946 | 0.056988 | 0.056988 | 0 | 0 | 0 | 0 | 0 | 51.3113 | 0 | 147.1968 | 11.9054 | 159.1022 | 277.0779 | 214.659 | 491.737
2018 | Small Hotel | 6B | 4013.58 | 37.8886 | 7.5923 | 41.9961 | 63.7219 | 9.208 | 129.9118 | 31.6215 | 0 | 38.1735 | 0.056988 | 0.056988 | 0 | 0 | 0 | 0 | 0 | 50.6188 | 0 | 118.0582 | 7.5923 | 125.6505 | 262.4538 | 199.6897 | 462.1435
2018 | Small Hotel | 7 | 4013.58 | 70.5188 | 14.4667 | 41.4591 | 63.6671 | 9.2014 | 129.9118 | 31.6215 | 0 | 42.3665 | 0.056988 | 0.056988 | 0 | 0 | 0 | 0 | 0 | 54.4487 | 0 | 154.3445 | 14.4667 | 168.8112 | 293.7273 | 222.793 | 516.5204
2018 | Small Hotel | 8 | 4013.58 | 97.5621 | 19.506 | 30.0592 | 64.02 | 9.151 | 129.9118 | 31.6215 | 0 | 45.8231 | 0.056988 | 0.056988 | 0 | 0 | 0 | 0 | 0 | 58.7086 | 0 | 173.4444 | 19.506 | 192.9504 | 320.8955 | 238.7339 | 559.6294
2006 | Small Office | 0A | 511.16 | 0 | 0 | 190.7074 | 124.551 | 42.8537 | 90.8704 | 0 | 0 | 43.2839 | 0 | 0 | 0 | 0 | 0 | 0 | 31.0474 | 0 | 0 | 233.9914 | 0 | 233.9914 | 0 | 179.1198 | 179.1198
2006 | Small Office | 0B | 511.16 | 0 | 0 | 182.7907 | 124.551 | 42.8709 | 90.8704 | 0 | 0 | 51.8891 | 0 | 0 | 0 | 0 | 0 | 0 | 31.0474 | 0 | 0 | 234.6798 | 0 | 234.6798 | 0 | 179.3554 | 179.3554
2006 | Small Office | 1A | 511.16 | 0 | 0 | 136.9424 | 124.551 | 42.8709 | 90.8704 | 0 | 0 | 40.4098 | 0 | 0 | 0 | 0 | 0 | 0 | 31.0474 | 0 | 0 | 177.3522 | 0 | 177.3522 | 0 | 159.7392 | 159.7392
2006 | Small Office | 1B | 511.16 | 0.086052 | 0 | 145.7369 | 124.551 | 42.8193 | 90.8704 | 0 | 0 | 48.3438 | 0 | 0 | 0 | 0 | 0 | 0 | 31.0474 | 0 | 0 | 194.1667 | 0 | 194.1667 | 0 | 165.4709 | 165.4709
2006 | Small Office | 2A | 511.16 | 0.6712 | 0 | 113.8462 | 124.551 | 42.802 | 90.8704 | 0 | 0 | 42.0792 | 0 | 0 | 0 | 0 | 0 | 0 | 31.0474 | 0 | 0 | 156.5966 | 0 | 156.5966 | 0 | 152.6114 | 152.6114
2006 | Small Office | 2B | 511.16 | 0.77446 | 0.0058907 | 102.3153 | 124.551 | 42.8365 | 90.8704 | 0 | 0 | 50.6155 | 0 | 0 | 0 | 0 | 0 | 0 | 31.0474 | 0 | 0 | 153.7053 | 0.0058907 | 153.7112 | 0.01721 | 151.6277 | 151.6449
2006 | Small Office | 3A | 511.16 | 10.8769 | 0.8895 | 63.5405 | 124.551 | 42.8365 | 90.8704 | 0 | 0 | 39.36 | 0 | 0 | 0 | 0 | 0 | 0 | 31.0474 | 0 | 0 | 113.7774 | 0.8895 | 114.6669 | 2.5988 | 138.8448 | 141.4435
2006 | Small Office | 3B | 511.16 | 3.9584 | 0.07658 | 70.2697 | 124.551 | 42.8193 | 90.8704 | 0 | 0 | 46.1236 | 0 | 0 | 0 | 0 | 0 | 0 | 31.0474 | 0 | 0 | 120.3517 | 0.07658 | 120.4283 | 0.22373 | 140.288 | 140.5117
2006 | Small Office | 3C | 511.16 | 0.39584 | 0 | 47.7242 | 124.551 | 42.8193 | 90.8704 | 0 | 0 | 34.8681 | 0 | 0 | 0 | 0 | 0 | 0 | 31.0474 | 0 | 0 | 82.9881 | 0 | 82.9881 | 0 | 127.4167 | 127.4167
2006 | Small Office | 4A | 511.16 | 27.3988 | 3.4638 | 43.9035 | 124.551 | 42.7676 | 90.8704 | 0 | 0 | 37.0366 | 0 | 0 | 0 | 0 | 0 | 0 | 31.0474 | 0 | 0 | 108.3389 | 3.4638 | 111.8027 | 10.1197 | 139.534 | 149.6536
2006 | Small Office | 4B | 511.16 | 11.29 | 0.62442 | 50.8393 | 124.551 | 42.802 | 90.8704 | 0 | 0 | 46.0032 | 0 | 0 | 0 | 0 | 0 | 0 | 31.0474 | 0 | 0 | 108.1324 | 0.62442 | 108.7568 | 1.8243 | 136.6357 | 138.46
2006 | Small Office | 4C | 511.16 | 15.954 | 0.67744 | 20.704 | 124.551 | 42.716 | 90.8704 | 0 | 0 | 37.6045 | 0 | 0 | 0 | 0 | 0 | 0 | 31.0474 | 0 | 0 | 74.2625 | 0.67744 | 74.9399 | 1.9792 | 125.0663 | 127.0455
2006 | Small Office | 5A | 511.16 | 48.1544 | 13.9669 | 25.8843 | 124.551 | 42.7848 | 90.8704 | 0 | 0 | 37.5873 | 0 | 0 | 0 | 0 | 0 | 0 | 31.0474 | 0 | 0 | 111.6261 | 13.9669 | 125.593 | 40.8056 | 151.1682 | 191.9738
2006 | Small Office | 5B | 511.16 | 28.0528 | 7.2574 | 35.2123 | 124.551 | 42.7848 | 90.8704 | 0 | 0 | 44.6263 | 0 | 0 | 0 | 0 | 0 | 0 | 31.0474 | 0 | 0 | 107.8914 | 7.2574 | 115.1488 | 21.2031 | 143.1803 | 164.3835
2006 | Small Office | 5C | 511.16 | 19.5681 | 1.2724 | 14.1641 | 124.551 | 42.716 | 90.8704 | 0 | 0 | 34.8853 | 0 | 0 | 0 | 0 | 0 | 0 | 31.0474 | 0 | 0 | 68.6175 | 1.2724 | 69.8899 | 3.7174 | 123.735 | 127.4524
2006 | Small Office | 6A | 511.16 | 57.121 | 42.7255 | 26.5039 | 124.551 | 42.7504 | 90.8704 | 0 | 0 | 44.0068 | 0 | 0 | 0 | 0 | 0 | 0 | 31.0474 | 0 | 0 | 127.6317 | 42.7255 | 170.3572 | 124.8264 | 185.3993 | 310.2257
2006 | Small Office | 6B | 511.16 | 37.1398 | 26.7086 | 21.2892 | 124.551 | 42.7332 | 90.8704 | 0 | 0 | 44.3682 | 0 | 0 | 0 | 0 | 0 | 0 | 31.0474 | 0 | 0 | 102.7972 | 26.7086 | 129.5058 | 78.0315 | 160.8702 | 238.9018
2006 | Small Office | 7 | 511.16 | 49.101 | 66.3474 | 20.4286 | 124.551 | 42.6988 | 90.8704 | 0 | 0 | 44.3854 | 0 | 0 | 0 | 0 | 0 | 0 | 31.0474 | 0 | 0 | 113.915 | 66.3474 | 180.2625 | 193.8397 | 204.3086 | 398.1483
2006 | Small Office | 8 | 511.16 | 40.7196 | 101.8804 | 13.992 | 124.551 | 42.4578 | 90.8704 | 0 | 0 | 47.6381 | 0 | 0 | 0 | 0 | 0 | 0 | 31.0474 | 0 | 0 | 102.3497 | 101.8804 | 204.2301 | 297.6523 | 235.8064 | 533.4587
2009 | Small Office | 0A | 511.16 | 0 | 0 | 148.3357 | 124.551 | 24.6968 | 90.8704 | 0 | 0 | 43.3011 | 0 | 0 | 0 | 0 | 0 | 0 | 31.0474 | 0 | 0 | 191.6368 | 0 | 191.6368 | 0 | 158.402 | 158.402
2009 | Small Office | 0B | 511.16 | 0 | 0 | 143.8266 | 124.551 | 24.6968 | 90.8704 | 0 | 0 | 51.8719 | 0 | 0 | 0 | 0 | 0 | 0 | 31.0474 | 0 | 0 | 195.6984 | 0 | 195.6984 | 0 | 159.7981 | 159.7981
2009 | Small Office | 1A | 511.16 | 0 | 0 | 107.8914 | 124.551 | 24.714 | 90.8704 | 0 | 0 | 40.4098 | 0 | 0 | 0 | 0 | 0 | 0 | 31.0474 | 0 | 0 | 148.3012 | 0 | 148.3012 | 0 | 143.575 | 143.575
2009 | Small Office | 1B | 511.16 | 0.051631 | 0 | 115.1886 | 124.551 | 24.6796 | 90.8704 | 0 | 0 | 48.3438 | 0 | 0 | 0 | 0 | 0 | 0 | 31.0474 | 0 | 0 | 163.584 | 0 | 163.584 | 0 | 148.7942 | 148.7942
2009 | Small Office | 2A | 511.16 | 0.51631 | 0 | 88.9773 | 124.551 | 24.6624 | 90.8704 | 0 | 0 | 41.2187 | 0 | 0 | 0 | 0 | 0 | 0 | 31.0474 | 0 | 0 | 130.7123 | 0 | 130.7123 | 0 | 137.537 | 137.537
2009 | Small Office | 2B | 511.16 | 0.58515 | 0 | 81.1122 | 124.551 | 24.6796 | 90.8704 | 0 | 0 | 49.4624 | 0 | 0 | 0 | 0 | 0 | 0 | 31.0474 | 0 | 0 | 131.1598 | 0 | 131.1598 | 0 | 137.6961 | 137.6961
2009 | Small Office | 3A | 511.16 | 8.5879 | 0.77169 | 50.4262 | 124.551 | 24.6796 | 90.8704 | 0 | 0 | 38.4134 | 0 | 0 | 0 | 0 | 0 | 0 | 31.0474 | 0 | 0 | 97.4276 | 0.77169 | 98.1993 | 2.2546 | 126.9219 | 129.1765
2009 | Small Office | 3B | 511.16 | 3.0979 | 0.058907 | 56.3466 | 124.551 | 24.6796 | 90.8704 | 0 | 0 | 45.0394 | 0 | 0 | 0 | 0 | 0 | 0 | 31.0474 | 0 | 0 | 104.4838 | 0.058907 | 104.5427 | 0.1721 | 128.6243 | 128.7964
2009 | Small Office | 3C | 511.16 | 0.25815 | 0 | 39.446 | 124.551 | 24.6796 | 90.8704 | 0 | 0 | 34.1625 | 0 | 0 | 0 | 0 | 0 | 0 | 31.0474 | 0 | 0 | 73.8667 | 0 | 73.8667 | 0 | 118.0858 | 118.0858
2009 | Small Office | 4A | 511.16 | 21.6678 | 3.0043 | 35.0574 | 124.551 | 24.6452 | 90.8704 | 0 | 0 | 36.1761 | 0 | 0 | 0 | 0 | 0 | 0 | 31.0474 | 0 | 0 | 92.9013 | 3.0043 | 95.9055 | 8.7773 | 127.5876 | 136.3648
2009 | Small Office | 4B | 511.16 | 8.9838 | 0.45359 | 41.3736 | 124.551 | 24.6624 | 90.8704 | 0 | 0 | 44.9705 | 0 | 0 | 0 | 0 | 0 | 0 | 31.0474 | 0 | 0 | 95.3279 | 0.45359 | 95.7815 | 1.3252 | 125.8734 | 127.1985
2009 | Small Office | 4C | 511.16 | 10.6188 | 0.43591 | 18.2773 | 124.551 | 24.6107 | 90.8704 | 0 | 0 | 36.1244 | 0 | 0 | 0 | 0 | 0 | 0 | 31.0474 | 0 | 0 | 65.0206 | 0.43591 | 65.4565 | 1.2736 | 115.4703 | 116.7439
2009 | Small Office | 5A | 511.16 | 36.1933 | 11.0746 | 21.3064 | 124.551 | 24.6452 | 90.8704 | 0 | 0 | 35.3672 | 0 | 0 | 0 | 0 | 0 | 0 | 31.0474 | 0 | 0 | 92.8668 | 11.0746 | 103.9414 | 32.3554 | 135.6579 | 168.0133
2009 | Small Office | 5B | 511.16 | 20.1877 | 5.2192 | 28.8273 | 124.551 | 24.6452 | 90.8704 | 0 | 0 | 42.0104 | 0 | 0 | 0 | 0 | 0 | 0 | 31.0474 | 0 | 0 | 91.0253 | 5.2192 | 96.2445 | 15.2483 | 129.1663 | 144.4146
2009 | Small Office | 5C | 511.16 | 13.2519 | 0.78936 | 13.0626 | 124.551 | 24.6107 | 90.8704 | 0 | 0 | 33.6806 | 0 | 0 | 0 | 0 | 0 | 0 | 31.0474 | 0 | 0 | 59.9951 | 0.78936 | 60.7845 | 2.3062 | 114.1037 | 116.4098
2009 | Small Office | 6A | 511.16 | 39.3083 | 33.2061 | 23.6642 | 124.551 | 24.6452 | 90.8704 | 0 | 0 | 40.0828 | 0 | 0 | 0 | 0 | 0 | 0 | 31.0474 | 0 | 0 | 103.0553 | 33.2061 | 136.2614 | 97.0145 | 161.2649 | 258.2794
2009 | Small Office | 6B | 511.16 | 24.4214 | 18.6501 | 19.9812 | 124.551 | 24.628 | 90.8704 | 0 | 0 | 42.1997 | 0 | 0 | 0 | 0 | 0 | 0 | 31.0474 | 0 | 0 | 86.6023 | 18.6501 | 105.2524 | 54.4878 | 141.0774 | 195.5652
2009 | Small Office | 7 | 511.16 | 33.8871 | 49.0051 | 19.9295 | 124.551 | 24.6107 | 90.8704 | 0 | 0 | 41.3564 | 0 | 0 | 0 | 0 | 0 | 0 | 31.0474 | 0 | 0 | 95.173 | 49.0051 | 144.1781 | 143.1726 | 174.3541 | 317.5267
2009 | Small Office | 8 | 511.16 | 32.6135 | 84.6146 | 12.6152 | 124.551 | 24.4731 | 90.8704 | 0 | 0 | 45.0394 | 0 | 0 | 0 | 0 | 0 | 0 | 31.0474 | 0 | 0 | 90.2681 | 84.6146 | 174.8827 | 247.2089 | 208.2436 | 455.4525
2012 | Small Office | 0A | 511.16 | 0 | 0 | 121.5564 | 71.2335 | 24.6968 | 90.8704 | 0 | 0 | 32.3038 | 0 | 0 | 0 | 0 | 0 | 0 | 31.0474 | 0 | 0 | 153.8602 | 0 | 153.8602 | 0 | 127.2282 | 127.2282
2012 | Small Office | 0B | 511.16 | 0 | 0 | 116.8064 | 71.853 | 24.6968 | 90.8704 | 0 | 0 | 37.8111 | 0 | 0 | 0 | 0 | 0 | 0 | 31.0474 | 0 | 0 | 154.6174 | 0 | 154.6174 | 0 | 127.6995 | 127.6995
2012 | Small Office | 1A | 511.16 | 0 | 0 | 88.8396 | 74.9853 | 24.714 | 90.8704 | 0 | 0 | 31.3228 | 0 | 0 | 0 | 0 | 0 | 0 | 31.0474 | 0 | 0 | 120.1624 | 0 | 120.1624 | 0 | 116.9842 | 116.9842
2012 | Small Office | 1B | 511.16 | 0 | 0 | 93.0217 | 73.9355 | 24.6796 | 90.8704 | 0 | 0 | 35.1262 | 0 | 0 | 0 | 0 | 0 | 0 | 31.0474 | 0 | 0 | 128.148 | 0 | 128.148 | 0 | 119.3405 | 119.3405
2012 | Small Office | 2A | 511.16 | 0.22373 | 0 | 73.9011 | 74.8993 | 24.6624 | 90.8704 | 0 | 0 | 31.753 | 0 | 0 | 0 | 0 | 0 | 0 | 31.0474 | 0 | 0 | 105.8778 | 0 | 105.8778 | 0 | 112.0478 | 112.0478
2012 | Small Office | 2B | 511.16 | 0.25815 | 0 | 65.6573 | 76.4482 | 24.6796 | 90.8704 | 0 | 0 | 37.1054 | 0 | 0 | 0 | 0 | 0 | 0 | 31.0474 | 0 | 0 | 103.0209 | 0 | 103.0209 | 0 | 111.6001 | 111.6001
2012 | Small Office | 3A | 511.16 | 7.4176 | 0.54784 | 40.4786 | 75.9835 | 24.6796 | 90.8704 | 0 | 0 | 30.2213 | 0 | 0 | 0 | 0 | 0 | 0 | 31.0474 | 0 | 0 | 78.1176 | 0.54784 | 78.6654 | 1.6006 | 103.465 | 105.0655
2012 | Small Office | 3B | 511.16 | 1.8759 | 0.058907 | 44.9361 | 75.9147 | 24.6796 | 90.8704 | 0 | 0 | 35.3328 | 0 | 0 | 0 | 0 | 0 | 0 | 31.0474 | 0 | 0 | 82.1448 | 0.058907 | 82.2037 | 0.1721 | 104.3368 | 104.5089
2012 | Small Office | 3C | 511.16 | 0.086052 | 0 | 31.2539 | 75.5533 | 24.6796 | 90.8704 | 0 | 0 | 28.0528 | 0 | 0 | 0 | 0 | 0 | 0 | 31.0474 | 0 | 0 | 59.3928 | 0 | 59.3928 | 0 | 96.3666 | 96.3666
2012 | Small Office | 4A | 511.16 | 16.7284 | 2.0146 | 29.791 | 70.2181 | 24.6452 | 90.8704 | 0 | 0 | 28.638 | 0 | 0 | 0 | 0 | 0 | 0 | 31.0474 | 0 | 0 | 75.1574 | 2.0146 | 77.1721 | 5.8859 | 101.9334 | 107.8193
2012 | Small Office | 4B | 511.16 | 5.8859 | 0.20618 | 35.3328 | 69.4952 | 24.6624 | 90.8704 | 0 | 0 | 36.417 | 0 | 0 | 0 | 0 | 0 | 0 | 31.0474 | 0 | 0 | 77.6357 | 0.20618 | 77.8419 | 0.60236 | 100.7376 | 101.3399
2012 | Small Office | 4C | 511.16 | 8.7084 | 0.28865 | 15.2483 | 73.3503 | 24.6107 | 90.8704 | 0 | 0 | 30.5311 | 0 | 0 | 0 | 0 | 0 | 0 | 31.0474 | 0 | 0 | 54.4878 | 0.28865 | 54.7765 | 0.84331 | 94.1988 | 95.0421
2012 | Small Office | 5A | 511.16 | 31.1162 | 9.4075 | 18.0364 | 71.1818 | 24.6452 | 90.8704 | 0 | 0 | 29.0166 | 0 | 0 | 0 | 0 | 0 | 0 | 31.0474 | 0 | 0 | 78.1692 | 9.4075 | 87.5767 | 27.4849 | 110.6929 | 138.1778
2012 | Small Office | 5B | 511.16 | 16.7284 | 4.0293 | 24.3354 | 69.8222 | 24.6452 | 90.8704 | 0 | 0 | 35.0574 | 0 | 0 | 0 | 0 | 0 | 0 | 31.0474 | 0 | 0 | 76.1212 | 4.0293 | 80.1505 | 11.7719 | 104.1424 | 115.9143
2012 | Small Office | 5C | 511.16 | 12.271 | 0.61853 | 10.4467 | 72.3349 | 24.6107 | 90.8704 | 0 | 0 | 28.6552 | 0 | 0 | 0 | 0 | 0 | 0 | 31.0474 | 0 | 0 | 51.3728 | 0.61853 | 51.9913 | 1.8071 | 93.1091 | 94.9161
2012 | Small Office | 6A | 511.16 | 33.2847 | 26.7852 | 18.5355 | 71.113 | 24.6452 | 90.8704 | 0 | 0 | 30.4795 | 0 | 0 | 0 | 0 | 0 | 0 | 31.0474 | 0 | 0 | 82.2997 | 26.7852 | 109.0849 | 78.2553 | 129.4608 | 207.7161
2012 | Small Office | 6B | 511.16 | 20.7556 | 15.2393 | 15.5237 | 71.1818 | 24.628 | 90.8704 | 0 | 0 | 32.6824 | 0 | 0 | 0 | 0 | 0 | 0 | 31.0474 | 0 | 0 | 68.9617 | 15.2393 | 84.2011 | 44.5231 | 113.3614 | 157.8845
2012 | Small Office | 7 | 511.16 | 27.5537 | 38.0777 | 16.7801 | 69.9255 | 24.6107 | 90.8704 | 0 | 0 | 31.5809 | 0 | 0 | 0 | 0 | 0 | 0 | 31.0474 | 0 | 0 | 75.9147 | 38.0777 | 113.9924 | 111.2474 | 138.1379 | 249.3853
2012 | Small Office | 8 | 511.16 | 26.7104 | 68.4386 | 10.8941 | 74.9681 | 24.4731 | 90.8704 | 0 | 0 | 34.8165 | 0 | 0 | 0 | 0 | 0 | 0 | 31.0474 | 0 | 0 | 72.421 | 68.4386 | 140.8596 | 199.9494 | 168.9936 | 368.943
2015 | Small Office | 0A | 511.16 | 0 | 0 | 114.9132 | 72.0596 | 20.3426 | 90.8704 | 0 | 0 | 32.6135 | 0 | 0 | 0 | 0 | 0 | 0 | 31.0474 | 0 | 0 | 147.5268 | 0 | 147.5268 | 0 | 123.8528 | 123.8528
2015 | Small Office | 0B | 511.16 | 0 | 0 | 110.0944 | 72.2489 | 20.3426 | 90.8704 | 0 | 0 | 38.2413 | 0 | 0 | 0 | 0 | 0 | 0 | 31.0474 | 0 | 0 | 148.3357 | 0 | 148.3357 | 0 | 124.1945 | 124.1945
2015 | Small Office | 1A | 511.16 | 0 | 0 | 83.8142 | 72.6964 | 20.3426 | 90.8704 | 0 | 0 | 31.0818 | 0 | 0 | 0 | 0 | 0 | 0 | 31.0474 | 0 | 0 | 114.896 | 0 | 114.896 | 0 | 112.896 | 112.896
2015 | Small Office | 1B | 511.16 | 0 | 0 | 88.1856 | 72.6275 | 20.3082 | 90.8704 | 0 | 0 | 35.5737 | 0 | 0 | 0 | 0 | 0 | 0 | 31.0474 | 0 | 0 | 123.7593 | 0 | 123.7593 | 0 | 115.8944 | 115.8944
2015 | Small Office | 2A | 511.16 | 0.20652 | 0 | 70.1836 | 72.6964 | 20.3082 | 90.8704 | 0 | 0 | 32.0284 | 0 | 0 | 0 | 0 | 0 | 0 | 31.0474 | 0 | 0 | 102.4186 | 0 | 102.4186 | 0 | 108.6194 | 108.6194
2015 | Small Office | 2B | 511.16 | 0.25815 | 0 | 62.0432 | 73.0578 | 20.3254 | 90.8704 | 0 | 0 | 37.8111 | 0 | 0 | 0 | 0 | 0 | 0 | 31.0474 | 0 | 0 | 100.1124 | 0 | 100.1124 | 0 | 107.9537 | 107.9537
2015 | Small Office | 3A | 511.16 | 6.4539 | 0.43002 | 38.8092 | 72.8857 | 20.3082 | 90.8704 | 0 | 0 | 30.7376 | 0 | 0 | 0 | 0 | 0 | 0 | 31.0474 | 0 | 0 | 76.0007 | 0.43002 | 76.4308 | 1.2564 | 100.066 | 101.3224
2015 | Small Office | 3B | 511.16 | 1.721 | 0.035344 | 43.0946 | 72.9373 | 20.3082 | 90.8704 | 0 | 0 | 36.09 | 0 | 0 | 0 | 0 | 0 | 0 | 31.0474 | 0 | 0 | 80.9057 | 0.035344 | 80.941 | 0.10326 | 101.3738 | 101.477
2015 | Small Office | 3C | 511.16 | 0.068841 | 0 | 30.0664 | 72.8685 | 20.3426 | 90.8704 | 0 | 0 | 28.1561 | 0 | 0 | 0 | 0 | 0 | 0 | 31.0474 | 0 | 0 | 58.2913 | 0 | 58.2913 | 0 | 93.5862 | 93.5862
2015 | Small Office | 4A | 511.16 | 16.8317 | 1.832 | 29.2231 | 72.2833 | 20.3598 | 90.8704 | 0 | 0 | 30.4795 | 0 | 0 | 0 | 0 | 0 | 0 | 31.0474 | 0 | 0 | 76.5342 | 1.832 | 78.3663 | 5.3524 | 101.4621 | 106.8145
2015 | Small Office | 4B | 511.16 | 5.8859 | 0.17083 | 34.5067 | 72.2317 | 20.3082 | 90.8704 | 0 | 0 | 38.1725 | 0 | 0 | 0 | 0 | 0 | 0 | 31.0474 | 0 | 0 | 78.5651 | 0.17083 | 78.7359 | 0.4991 | 100.4607 | 100.9598
2015 | Small Office | 4C | 511.16 | 9.0354 | 0.27686 | 14.9558 | 72.6447 | 20.3426 | 90.8704 | 0 | 0 | 31.7358 | 0 | 0 | 0 | 0 | 0 | 0 | 31.0474 | 0 | 0 | 55.727 | 0.27686 | 56.0038 | 0.80888 | 92.9147 | 93.7235
2015 | Small Office | 5A | 511.16 | 31.5809 | 8.9068 | 17.6922 | 72.3177 | 20.3254 | 90.8704 | 0 | 0 | 30.5483 | 0 | 0 | 0 | 0 | 0 | 0 | 31.0474 | 0 | 0 | 79.8214 | 8.9068 | 88.7282 | 26.022 | 109.662 | 135.684
2015 | Small Office | 5B | 511.16 | 16.7973 | 3.935 | 23.9912 | 72.3005 | 20.3426 | 90.8704 | 0 | 0 | 36.7784 | 0 | 0 | 0 | 0 | 0 | 0 | 31.0474 | 0 | 0 | 77.5669 | 3.935 | 81.5019 | 11.4965 | 103.9186 | 115.415
2015 | Small Office | 5C | 511.16 | 12.6152 | 0.60086 | 10.5155 | 72.5415 | 20.3426 | 90.8704 | 0 | 0 | 29.8255 | 0 | 0 | 0 | 0 | 0 | 0 | 31.0474 | 0 | 0 | 52.9561 | 0.60086 | 53.557 | 1.7555 | 92.249 | 94.0045
2015 | Small Office | 6A | 511.16 | 33.5257 | 26.4612 | 18.2429 | 72.3521 | 20.3254 | 90.8704 | 0 | 0 | 32.0628 | 0 | 0 | 0 | 0 | 0 | 0 | 31.0474 | 0 | 0 | 83.8314 | 26.4612 | 110.2926 | 77.3087 | 128.6067 | 205.9154
2015 | Small Office | 6B | 511.16 | 20.8245 | 15.1039 | 15.3172 | 72.4038 | 20.3082 | 90.8704 | 0 | 0 | 34.5067 | 0 | 0 | 0 | 0 | 0 | 0 | 31.0474 | 0 | 0 | 70.6483 | 15.1039 | 85.7522 | 44.1272 | 112.7429 | 156.8701
2015 | Small Office | 7 | 511.16 | 27.7602 | 37.8775 | 16.7456 | 72.2489 | 20.3426 | 90.8704 | 0 | 0 | 33.5085 | 0 | 0 | 0 | 0 | 0 | 0 | 31.0474 | 0 | 0 | 78.0143 | 37.8775 | 115.8918 | 110.6623 | 138.0024 | 248.6647
2015 | Small Office | 8 | 511.16 | 27.1923 | 69.8347 | 11.1007 | 73.1782 | 20.4631 | 90.8704 | 0 | 0 | 37.071 | 0 | 0 | 0 | 0 | 0 | 0 | 31.0474 | 0 | 0 | 75.3639 | 69.8347 | 145.1987 | 204.0282 | 169.4118 | 373.44
2018 | Small Office | 0A | 511.16 | 0 | 0 | 114.0527 | 68.6863 | 13.424 | 90.8704 | 0 | 0 | 32.3038 | 0 | 0 | 0 | 0 | 0 | 0 | 31.0474 | 0 | 0 | 146.3565 | 0 | 146.3565 | 0 | 119.9296 | 119.9296
2018 | Small Office | 0B | 511.16 | 0 | 0 | 109.2338 | 68.8585 | 13.424 | 90.8704 | 0 | 0 | 37.9315 | 0 | 0 | 0 | 0 | 0 | 0 | 31.0474 | 0 | 0 | 147.1654 | 0 | 147.1654 | 0 | 120.2654 | 120.2654
2018 | Small Office | 1A | 511.16 | 0 | 0 | 83.0397 | 69.2887 | 13.424 | 90.8704 | 0 | 0 | 30.7548 | 0 | 0 | 0 | 0 | 0 | 0 | 31.0474 | 0 | 0 | 113.7946 | 0 | 113.7946 | 0 | 108.9905 | 108.9905
2018 | Small Office | 1B | 511.16 | 0 | 0 | 87.3595 | 69.2199 | 13.4068 | 90.8704 | 0 | 0 | 35.2467 | 0 | 0 | 0 | 0 | 0 | 0 | 31.0474 | 0 | 0 | 122.6063 | 0 | 122.6063 | 0 | 111.9771 | 111.9771
2018 | Small Office | 2A | 511.16 | 0.20652 | 0 | 69.4608 | 69.2887 | 13.4068 | 90.8704 | 0 | 0 | 31.7186 | 0 | 0 | 0 | 0 | 0 | 0 | 31.0474 | 0 | 0 | 101.3859 | 0 | 101.3859 | 0 | 104.7374 | 104.7374
2018 | Small Office | 2B | 511.16 | 0.25815 | 0 | 61.3031 | 69.6329 | 13.4068 | 90.8704 | 0 | 0 | 37.4668 | 0 | 0 | 0 | 0 | 0 | 0 | 31.0474 | 0 | 0 | 99.0281 | 0 | 99.0281 | 0 | 104.0482 | 104.0482
2018 | Small Office | 3A | 511.16 | 6.6088 | 0.4477 | 38.2585 | 69.4608 | 13.4068 | 90.8704 | 0 | 0 | 30.4278 | 0 | 0 | 0 | 0 | 0 | 0 | 31.0474 | 0 | 0 | 75.2951 | 0.4477 | 75.7428 | 1.308 | 96.3077 | 97.6157
2018 | Small Office | 3B | 511.16 | 1.7727 | 0.041235 | 42.4578 | 69.5297 | 13.4068 | 90.8704 | 0 | 0 | 35.7458 | 0 | 0 | 0 | 0 | 0 | 0 | 31.0474 | 0 | 0 | 79.9763 | 0.041235 | 80.0175 | 0.12047 | 97.5271 | 97.6476
2018 | Small Office | 3C | 511.16 | 0.068841 | 0 | 29.4124 | 69.4608 | 13.4413 | 90.8704 | 0 | 0 | 27.8463 | 0 | 0 | 0 | 0 | 0 | 0 | 31.0474 | 0 | 0 | 57.3275 | 0 | 57.3275 | 0 | 89.716 | 89.716
2018 | Small Office | 4A | 511.16 | 17.8987 | 2.0382 | 27.743 | 69.0822 | 13.4413 | 90.8704 | 0 | 0 | 29.378 | 0 | 0 | 0 | 0 | 0 | 0 | 31.0474 | 0 | 0 | 75.0197 | 2.0382 | 77.0579 | 5.9548 | 97.692 | 103.6468
2018 | Small Office | 4B | 511.16 | 6.5227 | 0.23563 | 32.2177 | 69.0306 | 13.4068 | 90.8704 | 0 | 0 | 36.7612 | 0 | 0 | 0 | 0 | 0 | 0 | 31.0474 | 0 | 0 | 75.5016 | 0.23563 | 75.7373 | 0.68841 | 96.0309 | 96.7193
2018 | Small Office | 4C | 511.16 | 9.8443 | 0.34755 | 13.5273 | 69.4436 | 13.4413 | 90.8704 | 0 | 0 | 30.2041 | 0 | 0 | 0 | 0 | 0 | 0 | 31.0474 | 0 | 0 | 53.5757 | 0.34755 | 53.9232 | 1.0154 | 88.7794 | 89.7948
2018 | Small Office | 5A | 511.16 | 32.2177 | 9.3663 | 16.9349 | 69.0306 | 13.424 | 90.8704 | 0 | 0 | 29.8255 | 0 | 0 | 0 | 0 | 0 | 0 | 31.0474 | 0 | 0 | 78.9781 | 9.3663 | 88.3444 | 27.3644 | 106.3455 | 133.7099
2018 | Small Office | 5B | 511.16 | 17.675 | 4.1942 | 22.8897 | 68.9961 | 13.424 | 90.8704 | 0 | 0 | 35.9007 | 0 | 0 | 0 | 0 | 0 | 0 | 31.0474 | 0 | 0 | 76.4654 | 4.1942 | 80.6596 | 12.2537 | 100.3075 | 112.5613
2018 | Small Office | 5C | 511.16 | 13.2691 | 0.67744 | 9.6894 | 69.2371 | 13.424 | 90.8704 | 0 | 0 | 28.8961 | 0 | 0 | 0 | 0 | 0 | 0 | 31.0474 | 0 | 0 | 51.8547 | 0.67744 | 52.5321 | 1.9792 | 88.4495 | 90.4287
2018 | Small Office | 6A | 511.16 | 33.9215 | 26.8205 | 17.8987 | 68.9617 | 13.424 | 90.8704 | 0 | 0 | 31.753 | 0 | 0 | 0 | 0 | 0 | 0 | 31.0474 | 0 | 0 | 83.5733 | 26.8205 | 110.3938 | 78.3585 | 125.3609 | 203.7194
2018 | Small Office | 6B | 511.16 | 21.1859 | 15.3689 | 14.9558 | 69.0133 | 13.4068 | 90.8704 | 0 | 0 | 34.1625 | 0 | 0 | 0 | 0 | 0 | 0 | 31.0474 | 0 | 0 | 70.3041 | 15.3689 | 85.6731 | 44.9017 | 109.3734 | 154.2751
2018 | Small Office | 7 | 511.16 | 28.0872 | 38.3428 | 16.4186 | 68.8757 | 13.424 | 90.8704 | 0 | 0 | 33.2159 | 0 | 0 | 0 | 0 | 0 | 0 | 31.0474 | 0 | 0 | 77.7218 | 38.3428 | 116.0646 | 112.0219 | 134.8449 | 246.8669
2018 | Small Office | 8 | 511.16 | 27.4504 | 70.5652 | 10.8253 | 69.7534 | 13.5273 | 90.8704 | 0 | 0 | 36.8129 | 0 | 0 | 0 | 0 | 0 | 0 | 31.0474 | 0 | 0 | 75.0886 | 70.5652 | 145.6538 | 206.1623 | 166.4959 | 372.6582
2006 | Stand-Alone Retail | 0A | 2293.99 | 0 | 0 | 486.783 | 182.246 | 44.1857 | 74.8419 | 0 | 0 | 168.7548 | 0 | 0 | 0 | 0 | 0 | 0 | 0 | 10.9458 | 0 | 655.5378 | 0 | 655.5378 | 31.9792 | 338.4443 | 370.4236
2006 | Stand-Alone Retail | 0B | 2293.99 | 0 | 0.031503 | 452.1194 | 182.246 | 44.1972 | 74.8419 | 0 | 0 | 181.4406 | 0 | 0 | 0 | 0 | 0 | 0 | 0 | 10.9353 | 0 | 633.56 | 0.031503 | 633.5915 | 32.0406 | 330.9441 | 362.9847
2006 | Stand-Alone Retail | 1A | 2293.99 | 0 | 0.0013126 | 330.8522 | 182.246 | 44.2011 | 74.8419 | 0 | 0 | 159.156 | 0 | 0 | 0 | 0 | 0 | 0 | 0 | 11.1992 | 0 | 490.0082 | 0.0013126 | 490.0095 | 32.7232 | 282.0455 | 314.7687
2006 | Stand-Alone Retail | 1B | 2293.99 | 0 | 2.0293 | 364.2388 | 182.246 | 44.1474 | 74.8419 | 0 | 0 | 178.6411 | 0 | 0 | 0 | 0 | 0 | 0 | 0 | 11.2097 | 0 | 542.8799 | 2.0293 | 544.9092 | 38.6788 | 302.1612 | 340.84
2006 | Stand-Alone Retail | 2A | 2293.99 | 0 | 6.8768 | 282.9197 | 182.246 | 44.132 | 74.8419 | 0 | 0 | 166.9409 | 0 | 0 | 0 | 0 | 0 | 0 | 0 | 11.4932 | 0 | 449.8606 | 6.8768 | 456.7374 | 53.6656 | 275.447 | 329.1126
2006 | Stand-Alone Retail | 2B | 2293.99 | 0 | 3.7212 | 213.8839 | 182.246 | 44.1627 | 74.8419 | 0 | 0 | 186.1767 | 0 | 0 | 0 | 0 | 0 | 0 | 0 | 11.5129 | 0 | 400.0606 | 3.7212 | 403.7818 | 44.5078 | 255.2788 | 299.7866
2006 | Stand-Alone Retail | 3A | 2293.99 | 0 | 33.3022 | 153.0278 | 182.246 | 44.155 | 74.8419 | 0 | 0 | 160.9853 | 0 | 0 | 0 | 0 | 0 | 0 | 0 | 11.9881 | 0 | 314.0131 | 33.3022 | 347.3153 | 132.3232 | 255.8812 | 388.2045
2006 | Stand-Alone Retail | 3B | 2293.99 | 0 | 18.3555 | 153.3883 | 182.246 | 44.1512 | 74.8419 | 0 | 0 | 189.0644 | 0 | 0 | 0 | 0 | 0 | 0 | 0 | 11.8673 | 0 | 342.4527 | 18.3555 | 360.8083 | 88.2947 | 250.5442 | 338.8389
2006 | Stand-Alone Retail | 3C | 2293.99 | 0 | 4.1964 | 64.1502 | 182.246 | 44.1474 | 74.8419 | 0 | 0 | 149.7643 | 0 | 0 | 0 | 0 | 0 | 0 | 0 | 12.0353 | 0 | 213.9146 | 4.1964 | 218.111 | 47.4224 | 192.5571 | 239.9794
2006 | Stand-Alone Retail | 4A | 2293.99 | 0 | 86.2791 | 98.6988 | 182.246 | 44.086 | 74.8419 | 0 | 0 | 162.4962 | 0 | 0 | 0 | 0 | 0 | 0 | 0 | 12.3831 | 0 | 261.195 | 86.2791 | 347.4741 | 288.2503 | 291.151 | 579.4013
2006 | Stand-Alone Retail | 4B | 2293.99 | 0 | 29.0388 | 88.0301 | 182.246 | 44.1205 | 74.8419 | 0 | 0 | 176.0181 | 0 | 0 | 0 | 0 | 0 | 0 | 0 | 12.269 | 0 | 264.0482 | 29.0388 | 293.087 | 120.6843 | 234.7837 | 355.468
2006 | Stand-Alone Retail | 4C | 2293.99 | 0 | 47.4482 | 24.1369 | 182.246 | 44.0362 | 74.8419 | 0 | 0 | 153.6299 | 0 | 0 | 0 | 0 | 0 | 0 | 0 | 12.4987 | 0 | 177.7668 | 47.4482 | 225.215 | 175.1399 | 223.8615 | 399.0013
2006 | Stand-Alone Retail | 5A | 2293.99 | 0 | 109.7 | 51.449 | 182.246 | 44.1013 | 74.8419 | 0 | 0 | 173.5216 | 0 | 0 | 0 | 0 | 0 | 0 | 0 | 12.7087 | 0 | 224.9706 | 109.7 | 334.6705 | 357.6274 | 302.5025 | 660.1299
2006 | Stand-Alone Retail | 5B | 2293.99 | 0 | 57.4253 | 59.6442 | 182.246 | 44.1013 | 74.8419 | 0 | 0 | 183.8604 | 0 | 0 | 0 | 0 | 0 | 0 | 0 | 12.6129 | 0 | 243.5046 | 57.4253 | 300.93 | 204.6264 | 256.4785 | 461.1049
2006 | Stand-Alone Retail | 5C | 2293.99 | 0 | 58.9794 | 9.6218 | 182.246 | 44.0323 | 74.8419 | 0 | 0 | 150.0175 | 0 | 0 | 0 | 0 | 0 | 0 | 0 | 12.685 | 0 | 159.6392 | 58.9794 | 218.6187 | 209.3779 | 229.3744 | 438.7523
2006 | Stand-Alone Retail | 6A | 2293.99 | 0 | 152.6682 | 56.5878 | 182.246 | 44.0783 | 74.8419 | 0 | 0 | 187.2237 | 0 | 0 | 0 | 0 | 0 | 0 | 0 | 12.9463 | 0 | 243.8114 | 152.6682 | 396.4796 | 483.8608 | 352.1506 | 836.0114
2006 | Stand-Alone Retail | 6B | 2293.99 | 0 | 97.9587 | 37.0068 | 182.246 | 44.0477 | 74.8419 | 0 | 0 | 196.3929 | 0 | 0 | 0 | 0 | 0 | 0 | 0 | 12.8859 | 0 | 233.3997 | 97.9587 | 331.3584 | 323.842 | 293.8051 | 617.6471
2006 | Stand-Alone Retail | 7 | 2293.99 | 0 | 191.4492 | 46.5864 | 182.246 | 44.0208 | 74.8419 | 0 | 0 | 193.2214 | 0 | 0 | 0 | 0 | 0 | 0 | 0 | 13.2285 | 0 | 239.8078 | 191.4492 | 431.257 | 597.9798 | 389.8211 | 987.8009
2006 | Stand-Alone Retail | 8 | 2293.99 | 0 | 270.7938 | 23.3737 | 182.246 | 43.7792 | 74.8419 | 0 | 0 | 217.1627 | 0 | 0 | 0 | 0 | 0 | 0 | 0 | 13.6104 | 0 | 240.5364 | 270.7938 | 511.3302 | 830.9116 | 469.7157 | 1300.6273
2009 | Stand-Alone Retail | 0A | 2293.99 | 0 | 0 | 443.138 | 182.246 | 28.0293 | 74.8419 | 0 | 0 | 168.4902 | 0 | 0 | 0 | 0 | 0 | 0 | 0 | 10.9458 | 0 | 611.6282 | 0 | 611.6282 | 31.9792 | 317.8836 | 349.8629
2009 | Stand-Alone Retail | 0B | 2293.99 | 0 | 0.031503 | 427.8214 | 182.246 | 28.0331 | 74.8419 | 0 | 0 | 181.0955 | 0 | 0 | 0 | 0 | 0 | 0 | 0 | 10.9353 | 0 | 608.9169 | 0.031503 | 608.9484 | 32.0368 | 316.9766 | 349.0134
2009 | Stand-Alone Retail | 1A | 2293.99 | 0 | 0.0013126 | 313.6143 | 182.246 | 28.037 | 74.8419 | 0 | 0 | 159.041 | 0 | 0 | 0 | 0 | 0 | 0 | 0 | 11.1992 | 0 | 472.6553 | 0.0013126 | 472.6566 | 32.7232 | 270.5746 | 303.2978
2009 | Stand-Alone Retail | 1B | 2293.99 | 0 | 1.3835 | 345.5628 | 182.246 | 28.0024 | 74.8419 | 0 | 0 | 178.3689 | 0 | 0 | 0 | 0 | 0 | 0 | 0 | 11.2097 | 0 | 523.9317 | 1.3835 | 525.3152 | 36.792 | 289.505 | 326.2971
2009 | Stand-Alone Retail | 2A | 2293.99 | 0 | 2.8287 | 242.2506 | 182.246 | 27.9909 | 74.8419 | 0 | 0 | 149.8679 | 0 | 0 | 0 | 0 | 0 | 0 | 0 | 11.4893 | 0 | 392.1185 | 2.8287 | 394.9472 | 41.8311 | 246.1089 | 287.94
2009 | Stand-Alone Retail | 2B | 2293.99 | 0 | 1.3074 | 179.7801 | 182.246 | 28.0139 | 74.8419 | 0 | 0 | 171.4776 | 0 | 0 | 0 | 0 | 0 | 0 | 0 | 11.5076 | 0 | 351.2577 | 1.3074 | 352.565 | 37.444 | 230.6293 | 268.0732
2009 | Stand-Alone Retail | 3A | 2293.99 | 0 | 18.24 | 129.5928 | 182.246 | 28.0063 | 74.8419 | 0 | 0 | 156.74 | 0 | 0 | 0 | 0 | 0 | 0 | 0 | 11.9854 | 0 | 286.3328 | 18.24 | 304.5728 | 88.3024 | 225.812 | 314.1144
2009 | Stand-Alone Retail | 3B | 2293.99 | 0 | 5.6363 | 128.7529 | 182.246 | 28.0063 | 74.8419 | 0 | 0 | 166.0243 | 0 | 0 | 0 | 0 | 0 | 0 | 0 | 11.8555 | 0 | 294.7773 | 5.6363 | 300.4136 | 51.1039 | 215.9714 | 267.0753
2009 | Stand-Alone Retail | 3C | 2293.99 | 0 | 3.6937 | 60.9366 | 182.246 | 28.0024 | 74.8419 | 0 | 0 | 147.8047 | 0 | 0 | 0 | 0 | 0 | 0 | 0 | 12.0314 | 0 | 208.7413 | 3.6937 | 212.435 | 45.9383 | 184.751 | 230.6892
2009 | Stand-Alone Retail | 4A | 2293.99 | 0 | 48.8868 | 80.0612 | 182.246 | 27.9641 | 74.8419 | 0 | 0 | 158.6882 | 0 | 0 | 0 | 0 | 0 | 0 | 0 | 12.3779 | 0 | 238.7494 | 48.8868 | 287.6362 | 178.9863 | 240.55 | 419.5363
2009 | Stand-Alone Retail | 4B | 2293.99 | 0 | 15.4337 | 81.0353 | 182.246 | 27.9871 | 74.8419 | 0 | 0 | 170.0088 | 0 | 0 | 0 | 0 | 0 | 0 | 0 | 12.2611 | 0 | 251.0441 | 15.4337 | 266.4777 | 80.9126 | 211.1961 | 292.1087
2009 | Stand-Alone Retail | 4C | 2293.99 | 0 | 30.9828 | 23.949 | 182.246 | 27.9334 | 74.8419 | 0 | 0 | 153.0892 | 0 | 0 | 0 | 0 | 0 | 0 | 0 | 12.4921 | 0 | 177.0382 | 30.9828 | 208.021 | 127.0157 | 201.6272 | 328.6429
2009 | Stand-Alone Retail | 5A | 2293.99 | 0 | 75.8885 | 45.8002 | 182.246 | 27.9718 | 74.8419 | 0 | 0 | 172.0988 | 0 | 0 | 0 | 0 | 0 | 0 | 0 | 12.7034 | 0 | 217.899 | 75.8885 | 293.7875 | 258.8289 | 260.7445 | 519.5734
2009 | Stand-Alone Retail | 5B | 2293.99 | 0 | 37.3542 | 57.2551 | 182.246 | 27.9756 | 74.8419 | 0 | 0 | 182.3533 | 0 | 0 | 0 | 0 | 0 | 0 | 0 | 12.6076 | 0 | 239.6084 | 37.3542 | 276.9626 | 145.9716 | 229.5464 | 375.518
2009 | Stand-Alone Retail | 5C | 2293.99 | 0 | 37.9252 | 9.9362 | 182.246 | 27.9296 | 74.8419 | 0 | 0 | 149.841 | 0 | 0 | 0 | 0 | 0 | 0 | 0 | 12.6772 | 0 | 159.7773 | 37.9252 | 197.7025 | 147.8431 | 202.8466 | 350.6897
2009 | Stand-Alone Retail | 6A | 2293.99 | 0 | 110.3103 | 52.6915 | 182.246 | 27.9603 | 74.8419 | 0 | 0 | 187.5765 | 0 | 0 | 0 | 0 | 0 | 0 | 0 | 12.9423 | 0 | 240.268 | 110.3103 | 350.5783 | 360.0933 | 303.0577 | 663.151
2009 | Stand-Alone Retail | 6B | 2293.99 | 0 | 69.017 | 36.7038 | 182.246 | 27.9411 | 74.8419 | 0 | 0 | 197.0602 | 0 | 0 | 0 | 0 | 0 | 0 | 0 | 12.8819 | 0 | 233.764 | 69.017 | 302.781 | 239.2747 | 259.4712 | 498.746
2009 | Stand-Alone Retail | 7 | 2293.99 | 0 | 140.881 | 51.5602 | 182.246 | 27.9219 | 74.8419 | 0 | 0 | 193.4784 | 0 | 0 | 0 | 0 | 0 | 0 | 0 | 13.2232 | 0 | 245.0386 | 140.881 | 385.9196 | 450.2326 | 335.5303 | 785.7629
2009 | Stand-Alone Retail | 8 | 2293.99 | 0 | 211.0767 | 28.244 | 182.246 | 27.7685 | 74.8419 | 0 | 0 | 215.6901 | 0 | 0 | 0 | 0 | 0 | 0 | 0 | 13.6078 | 0 | 243.9342 | 211.0767 | 455.0108 | 656.4352 | 405.6788 | 1062.1139
2012 | Stand-Alone Retail | 0A | 2293.99 | 0 | 0 | 337.0302 | 128.6724 | 28.0293 | 74.8419 | 0 | 0 | 138.808 | 0 | 0 | 0 | 0 | 0 | 0 | 0 | 10.9498 | 0 | 475.8382 | 0 | 475.8382 | 31.9907 | 253.0723 | 285.063
2012 | Stand-Alone Retail | 0B | 2293.99 | 0 | 0.03019 | 304.9436 | 129.9072 | 28.0331 | 74.8419 | 0 | 0 | 149.7682 | 0 | 0 | 0 | 0 | 0 | 0 | 0 | 10.9367 | 0 | 454.7118 | 0.03019 | 454.742 | 32.0444 | 246.2834 | 278.3279
2012 | Stand-Alone Retail | 1A | 2293.99 | 0 | 0.0013126 | 240.0149 | 137.3086 | 28.037 | 74.8419 | 0 | 0 | 135.1802 | 0 | 0 | 0 | 0 | 0 | 0 | 0 | 11.2005 | 0 | 375.1951 | 0.0013126 | 375.1964 | 32.727 | 221.8348 | 254.5618
2012 | Stand-Alone Retail | 1B | 2293.99 | 0 | 0.64187 | 254.3229 | 135.5982 | 28.0024 | 74.8419 | 0 | 0 | 149.3655 | 0 | 0 | 0 | 0 | 0 | 0 | 0 | 11.2071 | 0 | 403.6884 | 0.64187 | 404.3303 | 34.6176 | 231.636 | 266.2537
2012 | Stand-Alone Retail | 2A | 2293.99 | 0 | 2.3981 | 193.4055 | 137.5502 | 27.9909 | 74.8419 | 0 | 0 | 139.019 | 0 | 0 | 0 | 0 | 0 | 0 | 0 | 11.4866 | 0 | 332.4245 | 2.3981 | 334.8226 | 40.5656 | 209.9439 | 250.5094
2012 | Stand-Alone Retail | 2B | 2293.99 | 0 | 1.2627 | 154.9645 | 144.0388 | 28.0139 | 74.8419 | 0 | 0 | 157.879 | 0 | 0 | 0 | 0 | 0 | 0 | 0 | 11.5063 | 0 | 312.8435 | 1.2627 | 314.1062 | 37.3059 | 204.3548 | 241.6607
2012 | Stand-Alone Retail | 3A | 2293.99 | 0 | 16.5428 | 109.7318 | 139.1417 | 28.0063 | 74.8419 | 0 | 0 | 142.271 | 0 | 0 | 0 | 0 | 0 | 0 | 0 | 11.9841 | 0 | 252.0028 | 16.5428 | 268.5456 | 83.3439 | 197.6093 | 280.9532
2012 | Stand-Alone Retail | 3B | 2293.99 | 0 | 4.0625 | 110.7289 | 143.13 | 28.0063 | 74.8419 | 0 | 0 | 157.7985 | 0 | 0 | 0 | 0 | 0 | 0 | 0 | 11.8555 | 0 | 268.5274 | 4.0625 | 272.5899 | 46.5058 | 192.0228 | 238.5287
2012 | Stand-Alone Retail | 3C | 2293.99 | 0 | 2.2537 | 51.5257 | 142.5317 | 28.0024 | 74.8419 | 0 | 0 | 135.1726 | 0 | 0 | 0 | 0 | 0 | 0 | 0 | 12.0301 | 0 | 186.6983 | 2.2537 | 188.952 | 41.7275 | 162.1728 | 203.9003
2012 | Stand-Alone Retail | 4A | 2293.99 | 0 | 38.168 | 72.4221 | 143.4943 | 27.9641 | 74.8419 | 0 | 0 | 145.1165 | 0 | 0 | 0 | 0 | 0 | 0 | 0 | 12.3726 | 0 | 217.5385 | 38.168 | 255.7066 | 147.659 | 209.3033 | 356.9623
2012 | Stand-Alone Retail | 4B | 2293.99 | 0 | 9.8577 | 76.6136 | 144.3188 | 27.9871 | 74.8419 | 0 | 0 | 167.5966 | 0 | 0 | 0 | 0 | 0 | 0 | 0 | 12.2558 | 0 | 244.2103 | 9.8577 | 254.068 | 64.6066 | 190.2941 | 254.9007
2012 | Stand-Alone Retail | 4C | 2293.99 | 0 | 21.2013 | 22.2693 | 146.7501 | 27.9334 | 74.8419 | 0 | 0 | 141.0821 | 0 | 0 | 0 | 0 | 0 | 0 | 0 | 12.4842 | 0 | 163.3514 | 21.2013 | 184.5527 | 98.415 | 175.0035 | 273.4186
2012 | Stand-Alone Retail | 5A | 2293.99 | 0 | 62.3437 | 42.1379 | 143.2719 | 27.9718 | 74.8419 | 0 | 0 | 146.3283 | 0 | 0 | 0 | 0 | 0 | 0 | 0 | 12.6969 | 0 | 188.4662 | 62.3437 | 250.8098 | 219.2412 | 223.7788 | 443.02
2012 | Stand-Alone Retail | 5B | 2293.99 | 0 | 27.5805 | 54.3444 | 145.3082 | 27.9756 | 74.8419 | 0 | 0 | 169.5371 | 0 | 0 | 0 | 0 | 0 | 0 | 0 | 12.601 | 0 | 223.8815 | 27.5805 | 251.462 | 117.3978 | 201.7388 | 319.1366
2012 | Stand-Alone Retail | 5C | 2293.99 | 0 | 27.1264 | 9.1654 | 145.4347 | 27.9296 | 74.8419 | 0 | 0 | 138.4706 | 0 | 0 | 0 | 0 | 0 | 0 | 0 | 12.6706 | 0 | 147.636 | 27.1264 | 174.7624 | 116.2742 | 175.2871 | 291.5612
2012 | Stand-Alone Retail | 6A | 2293.99 | 0 | 90.99 | 46.8471 | 144.7406 | 27.9603 | 74.8419 | 0 | 0 | 153.6338 | 0 | 0 | 0 | 0 | 0 | 0 | 0 | 12.9371 | 0 | 200.4809 | 90.99 | 291.4709 | 303.632 | 257.2765 | 560.9086
2012 | Stand-Alone Retail | 6B | 2293.99 | 0 | 55.6021 | 33.2563 | 146.3628 | 27.9411 | 74.8419 | 0 | 0 | 163.3706 | 0 | 0 | 0 | 0 | 0 | 0 | 0 | 12.8754 | 0 | 196.6268 | 55.6021 | 252.2289 | 200.0629 | 221.0564 | 421.1193
2012 | Stand-Alone Retail | 7 | 2293.99 | 0 | 103.1724 | 33.3214 | 146.9687 | 27.9219 | 74.8419 | 0 | 0 | 166.3426 | 0 | 0 | 0 | 0 | 0 | 0 | 0 | 13.2167 | 0 | 199.6641 | 103.1724 | 302.8364 | 340.0406 | 270.2084 | 610.2489
2012 | Stand-Alone Retail | 8 | 2293.99 | 0 | 163.5747 | 11.9035 | 153.4497 | 27.7685 | 74.8419 | 0 | 0 | 177.9624 | 0 | 0 | 0 | 0 | 0 | 0 | 0 | 13.6013 | 0 | 189.8659 | 163.5747 | 353.4406 | 517.6348 | 329.806 | 847.4408
2015 | Stand-Alone Retail | 0A | 2293.99 | 0 | 0 | 234.2434 | 118.414 | 22.9212 | 74.8419 | 0 | 0 | 54.3559 | 0 | 0 | 0 | 0 | 0 | 10.2469 | 0 | 10.9498 | 0 | 298.8461 | 0 | 298.8461 | 31.9907 | 187.2305 | 219.2212
2015 | Stand-Alone Retail | 0B | 2293.99 | 0 | 0.031503 | 248.8812 | 119.5645 | 22.9174 | 74.8419 | 0 | 0 | 62.7811 | 0 | 0 | 0 | 0 | 0 | 0 | 0 | 10.938 | 0 | 311.6623 | 0.031503 | 311.6938 | 32.0444 | 192.0281 | 224.0725
2015 | Stand-Alone Retail | 1A | 2293.99 | 0 | 0.0013126 | 172.9348 | 126.452 | 22.9174 | 74.8419 | 0 | 0 | 54.4901 | 0 | 0 | 0 | 0 | 0 | 10.2469 | 0 | 11.1992 | 0 | 237.6718 | 0.0013126 | 237.6731 | 32.7232 | 169.2937 | 202.0169
2015 | Stand-Alone Retail | 1B | 2293.99 | 0 | 1.0291 | 203.7176 | 124.8605 | 22.8828 | 74.8419 | 0 | 0 | 61.205 | 0 | 0 | 0 | 0 | 0 | 0 | 0 | 11.2097 | 0 | 264.9226 | 1.0291 | 265.9516 | 35.7566 | 179.1015 | 214.8581
2015 | Stand-Alone Retail | 2A | 2293.99 | 0 | 2.3286 | 140.1464 | 126.6744 | 22.8752 | 74.8419 | 0 | 0 | 53.378 | 0 | 0 | 0 | 0 | 0 | 7.8232 | 0 | 11.4866 | 0 | 201.3476 | 2.3286 | 203.6762 | 40.3585 | 159.5345 | 199.8929
2015 | Stand-Alone Retail | 2B | 2293.99 | 0 | 1.6657 | 122.2336 | 132.7144 | 22.8944 | 74.8419 | 0 | 0 | 62.5587 | 0 | 0 | 0 | 0 | 0 | 0 | 0 | 11.5076 | 0 | 184.7923 | 1.6657 | 186.458 | 38.4871 | 155.3026 | 193.7897
2015 | Stand-Alone Retail | 3A | 2293.99 | 0 | 10.2856 | 84.061 | 128.1585 | 22.8905 | 74.8419 | 0 | 0 | 56.1774 | 0 | 0 | 0 | 0 | 0 | 7.363 | 0 | 11.9828 | 0 | 147.6015 | 10.2856 | 157.8871 | 65.0591 | 150.106 | 215.1651
2015 | Stand-Alone Retail | 3B | 2293.99 | 0 | 6.7678 | 87.1021 | 131.8707 | 22.8867 | 74.8419 | 0 | 0 | 61.692 | 0 | 0 | 0 | 0 | 0 | 0 | 0 | 11.8568 | 0 | 148.7941 | 6.7678 | 155.5619 | 54.4172 | 148.141 | 202.5582
2015 | Stand-Alone Retail | 3C | 2293.99 | 0 | 2.5491 | 44.527 | 131.3108 | 22.9289 | 74.8419 | 0 | 0 | 60.8138 | 0 | 0 | 0 | 0 | 0 | 0 | 0 | 12.0314 | 0 | 105.3409 | 2.5491 | 107.89 | 42.5981 | 129.0452 | 171.6433
2015 | Stand-Alone Retail | 4A | 2293.99 | 0 | 23.3159 | 57.3663 | 132.2082 | 22.9365 | 74.8419 | 0 | 0 | 63.3756 | 0 | 0 | 0 | 0 | 0 | 7.5126 | 0 | 12.374 | 0 | 128.2544 | 23.3159 | 151.5703 | 104.2671 | 158.3059 | 262.5729
2015 | Stand-Alone Retail | 4B | 2293.99 | 0 | 16.2947 | 59.3106 | 132.9752 | 22.879 | 74.8419 | 0 | 0 | 71.4595 | 0 | 0 | 0 | 0 | 0 | 0 | 0 | 12.2598 | 0 | 130.7701 | 16.2947 | 147.0648 | 83.4244 | 152.2757 | 235.7001
2015 | Stand-Alone Retail | 4C | 2293.99 | 0 | 31.6627 | 18.7143 | 135.2377 | 22.9327 | 74.8419 | 0 | 0 | 63.4216 | 0 | 0 | 0 | 0 | 0 | 0 | 0 | 12.4908 | 0 | 82.1359 | 31.6627 | 113.7986 | 129.0022 | 152.0237 | 281.0259
2015 | Stand-Alone Retail | 5A | 2293.99 | 0 | 39.545 | 36.8342 | 132.0011 | 22.8982 | 74.8419 | 0 | 0 | 66.5048 | 0 | 0 | 0 | 0 | 0 | 6.5807 | 0 | 12.6995 | 0 | 109.9197 | 39.545 | 149.4647 | 152.6367 | 168.5035 | 321.1402
2015 | Stand-Alone Retail | 5B | 2293.99 | 0 | 39.9519 | 41.7506 | 133.8955 | 22.9212 | 74.8419 | 0 | 0 | 75.7968 | 0 | 0 | 0 | 0 | 0 | 0 | 0 | 12.6063 | 0 | 117.5474 | 39.9519 | 157.4992 | 153.5532 | 172.0843 | 325.6375
2015 | Stand-Alone Retail | 5C | 2293.99 | 0 | 40.6082 | 9.6371 | 134.0144 | 22.9212 | 74.8419 | 0 | 0 | 63.3794 | 0 | 0 | 0 | 0 | 0 | 0 | 0 | 12.6772 | 0 | 73.0165 | 40.6082 | 113.6247 | 155.6778 | 157.6089 | 313.2866
2015 | Stand-Alone Retail | 6A | 2293.99 | 0 | 60.3301 | 40.2434 | 149.8526 | 22.9097 | 74.8419 | 0 | 0 | 72.9705 | 0 | 0 | 0 | 0 | 0 | 6.9488 | 0 | 12.9384 | 0 | 120.1628 | 60.3301 | 180.4929 | 214.0603 | 199.1464 | 413.2066
2015 | Stand-Alone Retail | 6B | 2293.99 | 0 | 69.2086 | 26.2652 | 150.5007 | 22.8828 | 74.8419 | 0 | 0 | 79.2329 | 0 | 0 | 0 | 0 | 0 | 0 | 0 | 12.8806 | 0 | 105.4981 | 69.2086 | 174.7067 | 239.8308 | 203.1603 | 442.9911
2015 | Stand-Alone Retail | 7 | 2293.99 | 0 | 68.1336 | 30.6102 | 150.4738 | 22.9212 | 74.8419 | 0 | 0 | 85.1578 | 0 | 0 | 0 | 0 | 0 | 6.7724 | 0 | 13.2193 | 0 | 122.5404 | 68.1336 | 190.674 | 237.6794 | 208.2637 | 445.9432
2015 | Stand-Alone Retail | 8 | 2293.99 | 0 | 111.3932 | 14.3809 | 152.8169 | 23.0746 | 74.8419 | 0 | 0 | 100.1062 | 0 | 0 | 0 | 0 | 0 | 7.014 | 0 | 13.6026 | 0 | 121.5011 | 111.3932 | 232.8944 | 365.186 | 252.4028 | 617.5889
2018 | Stand-Alone Retail | 0A | 2293.99 | 0 | 0 | 269.7584 | 90.9562 | 16.3904 | 74.8419 | 0 | 0 | 58.1294 | 0 | 0 | 0 | 0 | 0 | 0 | 0 | 10.8986 | 0 | 327.8878 | 0 | 327.8878 | 31.8412 | 185.4874 | 217.3285
2018 | Stand-Alone Retail | 0B | 2293.99 | 0 | 0 | 239.1098 | 91.8382 | 16.3865 | 74.8419 | 0 | 0 | 60.1236 | 0 | 0 | 0 | 0 | 0 | 0 | 0 | 10.8855 | 0 | 299.2334 | 0 | 299.2334 | 31.8028 | 175.9657 | 207.7685
2018 | Stand-Alone Retail | 1A | 2293.99 | 0 | 0 | 182.0389 | 97.1227 | 16.3865 | 74.8419 | 0 | 0 | 52.1508 | 0 | 0 | 0 | 0 | 0 | 0 | 0 | 11.148 | 0 | 234.1897 | 0 | 234.1897 | 32.5698 | 155.7765 | 188.3463
2018 | Stand-Alone Retail | 1B | 2293.99 | 0 | 0.71143 | 194.3144 | 95.8993 | 16.3635 | 74.8419 | 0 | 0 | 57.1822 | 0 | 0 | 0 | 0 | 0 | 0 | 0 | 11.1572 | 0 | 251.4966 | 0.71143 | 252.208 | 34.6752 | 161.9917 | 196.6668
2018 | Stand-Alone Retail | 2A | 2293.99 | 0 | 1.3428 | 147.3445 | 97.2952 | 16.3558 | 74.8419 | 0 | 0 | 49.7118 | 0 | 0 | 0 | 0 | 0 | 0 | 0 | 11.4354 | 0 | 197.0563 | 1.3428 | 198.3991 | 37.3328 | 144.744 | 182.0767
2018 | Stand-Alone Retail | 2B | 2293.99 | 0 | 0.89914 | 115.6836 | 101.9278 | 16.3712 | 74.8419 | 0 | 0 | 55.8515 | 0 | 0 | 0 | 0 | 0 | 0 | 0 | 11.4564 | 0 | 171.5351 | 0.89914 | 172.4342 | 36.0979 | 137.1768 | 173.2747
2018 | Stand-Alone Retail | 3A | 2293.99 | 0 | 21.0096 | 82.4657 | 98.4304 | 16.3674 | 74.8419 | 0 | 0 | 53.9877 | 0 | 0 | 0 | 0 | 0 | 0 | 0 | 11.9316 | 0 | 136.4534 | 21.0096 | 157.463 | 96.2407 | 144.5563 | 240.7969
2018 | Stand-Alone Retail | 3B | 2293.99 | 0 | 6.374 | 81.484 | 101.2797 | 16.3674 | 74.8419 | 0 | 0 | 58.9002 | 0 | 0 | 0 | 0 | 0 | 0 | 0 | 11.8056 | 0 | 140.3842 | 6.374 | 146.7582 | 53.1095 | 132.1127 | 185.2223
2018 | Stand-Alone Retail | 3C | 2293.99 | 0 | 0.72456 | 39.8983 | 100.8502 | 16.3942 | 74.8419 | 0 | 0 | 53.4202 | 0 | 0 | 0 | 0 | 0 | 0 | 0 | 11.9802 | 0 | 93.3185 | 0.72456 | 94.043 | 37.118 | 110.393 | 147.511
2018 | Stand-Alone Retail | 4A | 2293.99 | 0 | 50.6746 | 54.0414 | 101.5405 | 16.4019 | 74.8419 | 0 | 0 | 56.4306 | 0 | 0 | 0 | 0 | 0 | 0 | 0 | 12.3215 | 0 | 110.472 | 50.6746 | 161.1465 | 184.0484 | 166.7932 | 350.8415
2018 | Stand-Alone Retail | 4B | 2293.99 | 0 | 17.018 | 54.9925 | 102.1272 | 16.3597 | 74.8419 | 0 | 0 | 62.762 | 0 | 0 | 0 | 0 | 0 | 0 | 0 | 12.2073 | 0 | 117.7544 | 17.018 | 134.7724 | 85.384 | 135.7027 | 221.0868
2018 | Stand-Alone Retail | 4C | 2293.99 | 0 | 31.3766 | 16.8429 | 103.8644 | 16.4019 | 74.8419 | 0 | 0 | 57.7152 | 0 | 0 | 0 | 0 | 0 | 0 | 0 | 12.4383 | 0 | 74.5581 | 31.3766 | 105.9347 | 128.0128 | 136.1162 | 264.129
2018 | Stand-Alone Retail | 5A | 2293.99 | 0 | 79.8394 | 31.7415 | 101.3794 | 16.375 | 74.8419 | 0 | 0 | 58.2406 | 0 | 0 | 0 | 0 | 0 | 0 | 0 | 12.647 | 0 | 89.9821 | 79.8394 | 169.8215 | 270.2071 | 189.206 | 459.413
2018 | Stand-Alone Retail | 5B | 2293.99 | 0 | 43.3226 | 39.1045 | 102.8328 | 16.3942 | 74.8419 | 0 | 0 | 65.5499 | 0 | 0 | 0 | 0 | 0 | 0 | 0 | 12.5525 | 0 | 104.6544 | 43.3226 | 147.9771 | 163.244 | 158.1208 | 321.3648
2018 | Stand-Alone Retail | 5C | 2293.99 | 0 | 39.3586 | 7.7235 | 102.9249 | 16.3904 | 74.8419 | 0 | 0 | 56.9981 | 0 | 0 | 0 | 0 | 0 | 0 | 0 | 12.6247 | 0 | 64.7216 | 39.3586 | 104.0802 | 151.8735 | 140.5922 | 292.4657
2018 | Stand-Alone Retail | 6A | 2293.99 | 0 | 108.6026 | 34.9359 | 115.0777 | 16.3827 | 74.8419 | 0 | 0 | 63.295 | 0 | 0 | 0 | 0 | 0 | 0 | 0 | 12.8859 | 0 | 98.231 | 108.6026 | 206.8336 | 354.9392 | 225.7241 | 580.6632
2018 | Stand-Alone Retail | 6B | 2293.99 | 0 | 74.0036 | 24.1675 | 115.5762 | 16.3635 | 74.8419 | 0 | 0 | 64.9517 | 0 | 0 | 0 | 0 | 0 | 0 | 0 | 12.8268 | 0 | 89.1192 | 74.0036 | 163.1228 | 253.6825 | 188.1099 | 441.7924
2018 | Stand-Alone Retail | 7 | 2293.99 | 0 | 73.5967 | 27.5269 | 115.5532 | 16.3942 | 74.8419 | 0 | 0 | 62.5204 | 0 | 0 | 0 | 0 | 0 | 7.0639 | 0 | 13.1642 | 0 | 97.1112 | 73.5967 | 170.7078 | 253.4792 | 190.7785 | 444.2577
2018 | Stand-Alone Retail | 8 | 2293.99 | 0 | 119.7033 | 12.7817 | 117.3518 | 16.5131 | 74.8419 | 0 | 0 | 70.2784 | 0 | 0 | 0 | 0 | 0 | 7.34 | 0 | 13.5474 | 0 | 90.4001 | 119.7033 | 210.1034 | 389.3037 | 235.629 | 624.9327
2006 | Strip Mall | 0A | 2090.32 | 0 | 0 | 475.2971 | 298.277 | 70.3712 | 54.1725 | 0 | 0 | 127.0646 | 0 | 0 | 0 | 0 | 0 | 0 | 24.2749 | 0 | 0 | 602.3618 | 0 | 602.3618 | 0 | 359.208 | 359.208
2006 | Strip Mall | 0B | 2090.32 | 0 | 0 | 417.3706 | 298.277 | 70.3838 | 54.1725 | 0 | 0 | 153.4817 | 0 | 0 | 0 | 0 | 0 | 0 | 24.2539 | 0 | 0 | 570.8523 | 0 | 570.8523 | 0 | 348.4215 | 348.4215
2006 | Strip Mall | 1A | 2090.32 | 0 | 0 | 318.8526 | 298.277 | 70.3923 | 54.1725 | 0 | 0 | 116.8463 | 0 | 0 | 0 | 0 | 0 | 0 | 24.721 | 0 | 0 | 435.6989 | 0 | 435.6989 | 0 | 302.3226 | 302.3226
2006 | Strip Mall | 1B | 2090.32 | 0 | 0.43503 | 338.6538 | 298.277 | 70.3039 | 54.1725 | 0 | 0 | 148.2547 | 0 | 0 | 0 | 0 | 0 | 0 | 24.7421 | 0 | 0 | 486.9085 | 0.43503 | 487.3436 | 1.271 | 320.2626 | 321.5336
2006 | Strip Mall | 2A | 2090.32 | 0 | 2.8608 | 271.62 | 298.277 | 70.2786 | 54.1725 | 0 | 0 | 124.0429 | 0 | 0 | 0 | 0 | 0 | 0 | 25.2471 | 0 | 0 | 395.6629 | 2.8608 | 398.5237 | 8.3582 | 291.6211 | 299.9793
2006 | Strip Mall | 2B | 2090.32 | 0 | 0.26505 | 206.8798 | 298.277 | 70.3291 | 54.1725 | 0 | 0 | 150.4979 | 0 | 0 | 0 | 0 | 0 | 0 | 25.2766 | 0 | 0 | 357.3777 | 0.26505 | 357.6427 | 0.77437 | 275.9499 | 276.7242
2006 | Strip Mall | 3A | 2090.32 | 0 | 37.6519 | 154.4876 | 298.277 | 70.3165 | 54.1725 | 0 | 0 | 124.67 | 0 | 0 | 0 | 0 | 0 | 0 | 26.1772 | 0 | 0 | 279.1575 | 37.6519 | 316.8094 | 110.0032 | 286.866 | 396.8691
2006 | Strip Mall | 3B | 2090.32 | 0 | 7.3581 | 140.8224 | 298.277 | 70.3165 | 54.1725 | 0 | 0 | 145.275 | 0 | 0 | 0 | 0 | 0 | 0 | 25.9247 | 0 | 0 | 286.0974 | 7.3581 | 293.4555 | 21.4973 | 258.8612 | 280.3585
2006 | Strip Mall | 3C | 2090.32 | 0 | 0.9637 | 50.9992 | 298.277 | 70.3039 | 54.1725 | 0 | 0 | 114.0728 | 0 | 0 | 0 | 0 | 0 | 0 | 26.2193 | 0 | 0 | 165.0721 | 0.9637 | 166.0358 | 2.8155 | 211.1388 | 213.9543
2006 | Strip Mall | 4A | 2090.32 | 0 | 102.2786 | 95.1217 | 298.277 | 70.2113 | 54.1725 | 0 | 0 | 114.3253 | 0 | 0 | 0 | 0 | 0 | 0 | 26.9221 | 0 | 0 | 209.4471 | 102.2786 | 311.7256 | 298.8157 | 327.8497 | 626.6654
2006 | Strip Mall | 4B | 2090.32 | 0 | 28.0567 | 88.8047 | 298.277 | 70.2618 | 54.1725 | 0 | 0 | 140.5783 | 0 | 0 | 0 | 0 | 0 | 0 | 26.6738 | 0 | 0 | 229.383 | 28.0567 | 257.4396 | 81.97 | 260.3852 | 342.3552
2006 | Strip Mall | 4C | 2090.32 | 0 | 58.2496 | 20.7271 | 298.277 | 70.1313 | 54.1725 | 0 | 0 | 105.1339 | 0 | 0 | 0 | 0 | 0 | 0 | 27.1157 | 0 | 0 | 125.861 | 58.2496 | 184.1106 | 170.1813 | 255.2498 | 425.4311
2006 | Strip Mall | 5A | 2090.32 | 0 | 140.9445 | 49.9808 | 298.277 | 70.2323 | 54.1725 | 0 | 0 | 104.0649 | 0 | 0 | 0 | 0 | 0 | 0 | 27.4987 | 0 | 0 | 154.0457 | 140.9445 | 294.9902 | 411.7816 | 347.7575 | 759.5391
2006 | Strip Mall | 5B | 2090.32 | 0 | 67.9082 | 59.732 | 298.277 | 70.2323 | 54.1725 | 0 | 0 | 130.1285 | 0 | 0 | 0 | 0 | 0 | 0 | 27.2883 | 0 | 0 | 189.8604 | 67.9082 | 257.7686 | 198.3996 | 286.9106 | 485.3102
2006 | Strip Mall | 5C | 2090.32 | 0 | 77.3391 | 7.5922 | 298.277 | 70.1229 | 54.1725 | 0 | 0 | 94.9365 | 0 | 0 | 0 | 0 | 0 | 0 | 27.4608 | 0 | 0 | 102.5288 | 77.3391 | 179.8679 | 225.953 | 266.4699 | 492.4229
2006 | Strip Mall | 6A | 2090.32 | 0 | 195.0253 | 59.0628 | 298.277 | 70.1987 | 54.1725 | 0 | 0 | 120.9706 | 0 | 0 | 0 | 0 | 0 | 0 | 27.928 | 0 | 0 | 180.0335 | 195.0253 | 375.0588 | 569.7833 | 410.8702 | 980.6535
2006 | Strip Mall | 6B | 2090.32 | 0 | 126.7296 | 35.92 | 298.277 | 70.1482 | 54.1725 | 0 | 0 | 128.1883 | 0 | 0 | 0 | 0 | 0 | 0 | 27.8101 | 0 | 0 | 164.1083 | 126.7296 | 290.838 | 370.2516 | 337.0661 | 707.3177
2006 | Strip Mall | 7 | 2090.32 | 0 | 228.5962 | 45.8017 | 298.277 | 70.1061 | 54.1725 | 0 | 0 | 130.1074 | 0 | 0 | 0 | 0 | 0 | 0 | 28.4119 | 0 | 0 | 175.9091 | 228.5962 | 404.5053 | 667.8637 | 443.1634 | 1111.0271
2006 | Strip Mall | 8 | 2090.32 | 0 | 325.7855 | 21.6488 | 298.277 | 69.7189 | 54.1725 | 0 | 0 | 147.3961 | 0 | 0 | 0 | 0 | 0 | 0 | 29.0937 | 0 | 0 | 169.0449 | 325.7855 | 494.8304 | 951.8105 | 538.1026 | 1489.9131
2009 | Strip Mall | 0A | 2090.32 | 0 | 0 | 447.4028 | 296.3537 | 46.6813 | 54.1725 | 0 | 0 | 126.9384 | 0 | 0 | 0 | 0 | 0 | 0 | 24.2749 | 0 | 0 | 574.3412 | 0 | 574.3412 | 0 | 340.8488 | 340.8488
2009 | Strip Mall | 0B | 2090.32 | 0 | 0 | 394.3077 | 296.3537 | 46.6897 | 54.1725 | 0 | 0 | 153.3218 | 0 | 0 | 0 | 0 | 0 | 0 | 24.2539 | 0 | 0 | 547.6295 | 0 | 547.6295 | 0 | 331.7045 | 331.7045
2009 | Strip Mall | 1A | 2090.32 | 0 | 0 | 302.5613 | 296.3537 | 46.6939 | 54.1725 | 0 | 0 | 116.7368 | 0 | 0 | 0 | 0 | 0 | 0 | 24.721 | 0 | 0 | 419.2981 | 0 | 419.2981 | 0 | 287.9406 | 287.9406
2009 | Strip Mall | 1B | 2090.32 | 0 | 0.18438 | 321.7902 | 296.3537 | 46.635 | 54.1725 | 0 | 0 | 148.1074 | 0 | 0 | 0 | 0 | 0 | 0 | 24.7379 | 0 | 0 | 469.8976 | 0.18438 | 470.0819 | 0.53869 | 305.4297 | 305.9684
2009 | Strip Mall | 2A | 2090.32 | 0 | 1.2403 | 254.6217 | 296.3537 | 46.6223 | 54.1725 | 0 | 0 | 119.8722 | 0 | 0 | 0 | 0 | 0 | 0 | 25.2345 | 0 | 0 | 374.4939 | 1.2403 | 375.7341 | 3.6236 | 273.9951 | 277.6187
2009 | Strip Mall | 2B | 2090.32 | 0 | 0.074906 | 192.7601 | 296.3537 | 46.656 | 54.1725 | 0 | 0 | 145.557 | 0 | 0 | 0 | 0 | 0 | 0 | 25.2639 | 0 | 0 | 338.3171 | 0.074906 | 338.3921 | 0.21884 | 260.4688 | 260.6876
2009 | Strip Mall | 3A | 2090.32 | 0 | 20.8887 | 132.2748 | 296.3537 | 46.6434 | 54.1725 | 0 | 0 | 118.9169 | 0 | 0 | 0 | 0 | 0 | 0 | 26.1435 | 0 | 0 | 251.1917 | 20.8887 | 272.0804 | 61.0282 | 251.7595 | 312.7877
2009 | Strip Mall | 3B | 2090.32 | 0 | 2.4244 | 129.8002 | 296.3537 | 46.6434 | 54.1725 | 0 | 0 | 139.0085 | 0 | 0 | 0 | 0 | 0 | 0 | 25.891 | 0 | 0 | 268.8087 | 2.4244 | 271.2331 | 7.083 | 239.2386 | 246.3216
2009 | Strip Mall | 3C | 2090.32 | 0 | 0.22616 | 46.0247 | 296.3537 | 46.635 | 54.1725 | 0 | 0 | 109.0226 | 0 | 0 | 0 | 0 | 0 | 0 | 26.1856 | 0 | 0 | 155.0473 | 0.22616 | 155.2735 | 0.66074 | 198.2002 | 198.8609
2009 | Strip Mall | 4A | 2090.32 | 0 | 63.9655 | 79.428 | 296.3537 | 46.5761 | 54.1725 | 0 | 0 | 108.2314 | 0 | 0 | 0 | 0 | 0 | 0 | 26.8842 | 0 | 0 | 187.6594 | 63.9655 | 251.6249 | 186.8808 | 273.3181 | 460.1988
2009 | Strip Mall | 4B | 2090.32 | 0 | 12.6606 | 82.5087 | 296.3537 | 46.6097 | 54.1725 | 0 | 0 | 133.2133 | 0 | 0 | 0 | 0 | 0 | 0 | 26.6275 | 0 | 0 | 215.722 | 12.6606 | 228.3826 | 36.989 | 231.5435 | 268.5325
2009 | Strip Mall | 4C | 2090.32 | 0 | 40.7806 | 18.686 | 296.3537 | 46.5213 | 54.1725 | 0 | 0 | 104.4605 | 0 | 0 | 0 | 0 | 0 | 0 | 27.0905 | 0 | 0 | 123.1465 | 40.7806 | 163.9271 | 119.1441 | 228.105 | 347.2491
2009 | Strip Mall | 5A | 2090.32 | 0 | 105.8078 | 43.1335 | 296.3537 | 46.5887 | 54.1725 | 0 | 0 | 103.644 | 0 | 0 | 0 | 0 | 0 | 0 | 27.4776 | 0 | 0 | 146.7775 | 105.8078 | 252.5853 | 309.1266 | 301.3776 | 610.5042
2009 | Strip Mall | 5B | 2090.32 | 0 | 49.7261 | 57.9939 | 296.3537 | 46.5887 | 54.1725 | 0 | 0 | 127.8685 | 0 | 0 | 0 | 0 | 0 | 0 | 27.2714 | 0 | 0 | 185.8623 | 49.7261 | 235.5885 | 145.2792 | 258.6033 | 403.8826
2009 | Strip Mall | 5C | 2090.32 | 0 | 54.4078 | 7.3145 | 296.3537 | 46.5171 | 54.1725 | 0 | 0 | 94.663 | 0 | 0 | 0 | 0 | 0 | 0 | 27.4356 | 0 | 0 | 101.9774 | 54.4078 | 156.3852 | 158.957 | 234.6031 | 393.5602
2009 | Strip Mall | 6A | 2090.32 | 0 | 148.0376 | 52.6742 | 296.3537 | 46.5676 | 54.1725 | 0 | 0 | 119.2788 | 0 | 0 | 0 | 0 | 0 | 0 | 27.9027 | 0 | 0 | 171.9531 | 148.0376 | 319.9906 | 432.5046 | 352.3613 | 784.8659
2009 | Strip Mall | 6B | 2090.32 | 0 | 96.3307 | 35.6212 | 296.3537 | 46.534 | 54.1725 | 0 | 0 | 126.9005 | 0 | 0 | 0 | 0 | 0 | 0 | 27.7849 | 0 | 0 | 162.5217 | 96.3307 | 258.8524 | 281.4386 | 297.3744 | 578.813
2009 | Strip Mall | 7 | 2090.32 | 0 | 183.0216 | 49.3874 | 296.3537 | 46.5045 | 54.1725 | 0 | 0 | 128.7354 | 0 | 0 | 0 | 0 | 0 | 0 | 28.3867 | 0 | 0 | 178.1228 | 183.0216 | 361.1444 | 534.7135 | 389.6026 | 924.3161
2009 | Strip Mall | 8 | 2090.32 | 0 | 269.7312 | 24.8178 | 296.3537 | 46.2478 | 54.1725 | 0 | 0 | 146.3398 | 0 | 0 | 0 | 0 | 0 | 0 | 29.0769 | 0 | 0 | 171.1576 | 269.7312 | 440.8888 | 788.0431 | 474.0766 | 1262.1197
2012 | Strip Mall | 0A | 2090.32 | 0 | 0 | 349.7181 | 247.0715 | 46.6813 | 54.1725 | 0 | 0 | 105.3948 | 0 | 0 | 0 | 0 | 0 | 0 | 24.2707 | 0 | 0 | 455.1129 | 0 | 455.1129 | 0 | 283.1711 | 283.1711
2012 | Strip Mall | 0B | 2090.32 | 0 | 0 | 308.4617 | 247.0715 | 46.6897 | 54.1725 | 0 | 0 | 130.3936 | 0 | 0 | 0 | 0 | 0 | 0 | 24.2539 | 0 | 0 | 438.8553 | 0 | 438.8553 | 0 | 277.605 | 277.605
2012 | Strip Mall | 1A | 2090.32 | 0 | 0 | 233.1833 | 247.0715 | 46.6939 | 54.1725 | 0 | 0 | 95.7782 | 0 | 0 | 0 | 0 | 0 | 0 | 24.7168 | 0 | 0 | 328.9615 | 0 | 328.9615 | 0 | 240.149 | 240.149
2012 | Strip Mall | 1B | 2090.32 | 0 | 0.061942 | 249.6682 | 247.0715 | 46.635 | 54.1725 | 0 | 0 | 126.2818 | 0 | 0 | 0 | 0 | 0 | 0 | 24.7337 | 0 | 0 | 375.95 | 0.061942 | 376.012 | 0.18097 | 256.2798 | 256.4608
2012 | Strip Mall | 2A | 2090.32 | 0 | 0.84413 | 192.5876 | 247.0715 | 46.6223 | 54.1725 | 0 | 0 | 102.9875 | 0 | 0 | 0 | 0 | 0 | 0 | 25.2345 | 0 | 0 | 295.5751 | 0.84413 | 296.4192 | 2.4662 | 229.7169 | 232.1831
2012 | Strip Mall | 2B | 2090.32 | 0 | 0.044656 | 152.8925 | 247.0715 | 46.656 | 54.1725 | 0 | 0 | 128.7523 | 0 | 0 | 0 | 0 | 0 | 0 | 25.2639 | 0 | 0 | 281.6448 | 0.044656 | 281.6894 | 0.13047 | 224.1724 | 224.3029
2012 | Strip Mall | 3A | 2090.32 | 0 | 18.9541 | 100.2267 | 247.0715 | 46.6434 | 54.1725 | 0 | 0 | 95.046 | 0 | 0 | 0 | 0 | 0 | 0 | 26.1562 | 0 | 0 | 195.2726 | 18.9541 | 214.2268 | 55.3761 | 213.8195 | 269.1957
2012 | Strip Mall | 3B | 2090.32 | 0 | 2.2803 | 98.3918 | 247.0715 | 46.6434 | 54.1725 | 0 | 0 | 113.8834 | 0 | 0 | 0 | 0 | 0 | 0 | 25.8994 | 0 | 0 | 212.2752 | 2.2803 | 214.5555 | 6.6621 | 202.8775 | 209.5396
2012 | Strip Mall | 3C | 2090.32 | 0 | 0.17718 | 35.9158 | 247.0715 | 46.635 | 54.1725 | 0 | 0 | 89.1456 | 0 | 0 | 0 | 0 | 0 | 0 | 26.194 | 0 | 0 | 125.0614 | 0.17718 | 125.2385 | 0.51765 | 171.0208 | 171.5384
2012 | Strip Mall | 4A | 2090.32 | 0 | 47.4084 | 65.1526 | 247.0715 | 46.5761 | 54.1725 | 0 | 0 | 93.5435 | 0 | 0 | 0 | 0 | 0 | 0 | 26.859 | 0 | 0 | 158.6961 | 47.4084 | 206.1045 | 138.5077 | 229.9719 | 368.4796
2012 | Strip Mall | 4B | 2090.32 | 0 | 7.5468 | 67.2274 | 247.0715 | 46.6097 | 54.1725 | 0 | 0 | 115.6889 | 0 | 0 | 0 | 0 | 0 | 0 | 26.6023 | 0 | 0 | 182.9163 | 7.5468 | 190.4631 | 22.0486 | 198.3241 | 220.3727
2012 | Strip Mall | 4C | 2090.32 | 0 | 28.8 | 17.0783 | 247.0715 | 46.5213 | 54.1725 | 0 | 0 | 90.1767 | 0 | 0 | 0 | 0 | 0 | 0 | 27.0652 | 0 | 0 | 107.255 | 28.8 | 136.0549 | 84.1416 | 193.8066 | 277.9482
2012 | Strip Mall | 5A | 2090.32 | 0 | 80.5356 | 36.2693 | 247.0715 | 46.5887 | 54.1725 | 0 | 0 | 90.2314 | 0 | 0 | 0 | 0 | 0 | 0 | 27.4566 | 0 | 0 | 126.5007 | 80.5356 | 207.0363 | 235.2918 | 252.2867 | 487.5785
2012 | Strip Mall | 5B | 2090.32 | 0 | 35.2347 | 47.6492 | 247.0715 | 46.5887 | 54.1725 | 0 | 0 | 112.1579 | 0 | 0 | 0 | 0 | 0 | 0 | 27.2462 | 0 | 0 | 159.8072 | 35.2347 | 195.0419 | 102.9412 | 218.3154 | 321.2566
2012 | Strip Mall | 5C | 2090.32 | 0 | 38.0278 | 5.5595 | 247.0715 | 46.5171 | 54.1725 | 0 | 0 | 84.7392 | 0 | 0 | 0 | 0 | 0 | 0 | 27.4103 | 0 | 0 | 90.2987 | 38.0278 | 128.3265 | 111.1016 | 197.3503 | 308.4519
2012 | Strip Mall | 6A | 2090.32 | 0 | 113.4655 | 42.0645 | 247.0715 | 46.5676 | 54.1725 | 0 | 0 | 92.1 | 0 | 0 | 0 | 0 | 0 | 0 | 27.8775 | 0 | 0 | 134.1645 | 113.4655 | 247.63 | 331.4993 | 287.9781 | 619.4773
2012 | Strip Mall | 6B | 2090.32 | 0 | 71.6074 | 27.928 | 247.0715 | 46.534 | 54.1725 | 0 | 0 | 100.6055 | 0 | 0 | 0 | 0 | 0 | 0 | 27.7554 | 0 | 0 | 128.5334 | 71.6074 | 200.1408 | 209.2072 | 244.1378 | 453.345
2012 | Strip Mall | 7 | 2090.32 | 0 | 135.6464 | 28.9085 | 247.0715 | 46.5045 | 54.1725 | 0 | 0 | 91.6118 | 0 | 0 | 0 | 0 | 0 | 0 | 28.3572 | 0 | 0 | 120.5203 | 135.6464 | 256.1667 | 396.3026 | 305.63 | 701.9326
2012 | Strip Mall | 8 | 2090.32 | 0 | 199.4361 | 9.4272 | 247.0715 | 46.2478 | 54.1725 | 0 | 0 | 98.236 | 0 | 0 | 0 | 0 | 0 | 0 | 29.0348 | 0 | 0 | 107.6632 | 199.4361 | 307.0993 | 582.6699 | 365.1645 | 947.8344
2015 | Strip Mall | 0A | 2090.32 | 0 | 0 | 292.0273 | 211.282 | 38.3652 | 54.1725 | 0 | 0 | 50.3722 | 0 | 0 | 0 | 0 | 0 | 0 | 24.2834 | 0 | 0 | 342.3994 | 0 | 342.3994 | 0 | 229.498 | 229.498
2015 | Strip Mall | 0B | 2090.32 | 0 | 0 | 254.3818 | 211.282 | 38.361 | 54.1725 | 0 | 0 | 60.1571 | 0 | 0 | 0 | 0 | 0 | 0 | 24.2665 | 0 | 0 | 314.5388 | 0 | 314.5388 | 0 | 219.9561 | 219.9561
2015 | Strip Mall | 1A | 2090.32 | 0 | 0 | 187.3816 | 211.282 | 38.3652 | 54.1725 | 0 | 0 | 39.2995 | 0 | 0 | 0 | 0 | 0 | 0 | 24.7252 | 0 | 0 | 226.6811 | 0 | 226.6811 | 0 | 190.0426 | 190.0426
2015 | Strip Mall | 1B | 2090.32 | 0 | 0.30395 | 202.0652 | 211.282 | 38.3062 | 54.1725 | 0 | 0 | 56.2136 | 0 | 0 | 0 | 0 | 0 | 0 | 24.7547 | 0 | 0 | 258.2789 | 0.30395 | 258.5828 | 0.888 | 201.1518 | 202.0398
2015 | Strip Mall | 2A | 2090.32 | 0 | 1.9101 | 154.1888 | 211.282 | 38.2894 | 54.1725 | 0 | 0 | 41.6899 | 0 | 0 | 0 | 0 | 0 | 0 | 25.2471 | 0 | 0 | 195.8787 | 1.9101 | 197.7888 | 5.5805 | 181.5624 | 187.1429
2015 | Strip Mall | 2B | 2090.32 | 0 | 0.3947 | 120.0616 | 211.282 | 38.3231 | 54.1725 | 0 | 0 | 50.8646 | 0 | 0 | 0 | 0 | 0 | 0 | 25.285 | 0 | 0 | 170.9262 | 0.3947 | 171.3209 | 1.1531 | 171.5307 | 172.6839
2015 | Strip Mall | 3A | 2090.32 | 0 | 23.1013 | 79.4575 | 211.282 | 38.3147 | 54.1725 | 0 | 0 | 37.6287 | 0 | 0 | 0 | 0 | 0 | 0 | 26.1688 | 0 | 0 | 117.0861 | 23.1013 | 140.1875 | 67.4926 | 176.1086 | 243.6012
2015 | Strip Mall | 3B | 2090.32 | 0 | 5.6929 | 75.1648 | 211.282 | 38.3147 | 54.1725 | 0 | 0 | 42.8683 | 0 | 0 | 0 | 0 | 0 | 0 | 25.9247 | 0 | 0 | 118.0331 | 5.6929 | 123.7259 | 16.6322 | 158.9407 | 175.5729
2015 | Strip Mall | 3C | 2090.32 | 0 | 0.47393 | 37.2204 | 211.282 | 38.3778 | 54.1725 | 0 | 0 | 65.1526 | 0 | 0 | 0 | 0 | 0 | 0 | 26.2109 | 0 | 0 | 102.373 | 0.47393 | 102.847 | 1.3846 | 148.4812 | 149.8658
2015 | Strip Mall | 4A | 2090.32 | 0 | 59.4755 | 51.782 | 211.282 | 38.3904 | 54.1725 | 0 | 0 | 38.2305 | 0 | 0 | 0 | 0 | 0 | 0 | 26.88 | 0 | 0 | 90.0125 | 59.4755 | 149.488 | 173.7627 | 203.4854 | 377.2481
2015 | Strip Mall | 4B | 2090.32 | 0 | 12.4272 | 49.9934 | 211.282 | 38.2978 | 54.1725 | 0 | 0 | 73.4098 | 0 | 0 | 0 | 0 | 0 | 0 | 26.6275 | 0 | 0 | 123.4032 | 12.4272 | 135.8304 | 36.3072 | 167.7494 | 204.0566
2015 | Strip Mall | 4C | 2090.32 | 0 | 37.2096 | 15.7358 | 211.282 | 38.382 | 54.1725 | 0 | 0 | 68.9571 | 0 | 0 | 0 | 0 | 0 | 0 | 27.0905 | 0 | 0 | 84.6929 | 37.2096 | 121.9025 | 108.7111 | 179.4679 | 288.179
2015 | Strip Mall | 5A | 2090.32 | 0 | 91.2501 | 28.4246 | 211.282 | 38.3273 | 54.1725 | 0 | 0 | 51.2686 | 0 | 0 | 0 | 0 | 0 | 0 | 27.4734 | 0 | 0 | 79.6932 | 91.2501 | 170.9432 | 266.595 | 231.9079 | 498.5029
2015 | Strip Mall | 5B | 2090.32 | 0 | 41.9863 | 35.3055 | 211.282 | 38.3694 | 54.1725 | 0 | 0 | 81.7133 | 0 | 0 | 0 | 0 | 0 | 0 | 27.263 | 0 | 0 | 117.0188 | 41.9863 | 159.0051 | 122.6667 | 195.3624 | 318.0291
2015 | Strip Mall | 5C | 2090.32 | 0 | 48.2395 | 6.8263 | 211.282 | 38.361 | 54.1725 | 0 | 0 | 65.7208 | 0 | 0 | 0 | 0 | 0 | 0 | 27.4356 | 0 | 0 | 72.547 | 48.2395 | 120.7866 | 140.936 | 186.4529 | 327.3889
2015 | Strip Mall | 6A | 2090.32 | 0 | 130.8898 | 33.4875 | 211.282 | 38.3483 | 54.1725 | 0 | 0 | 40.4526 | 0 | 0 | 0 | 0 | 0 | 0 | 27.9069 | 0 | 0 | 73.9401 | 130.8898 | 204.8299 | 382.4059 | 269.7355 | 652.1415
2015 | Strip Mall | 6B | 2090.32 | 0 | 82.8735 | 21.3879 | 211.282 | 38.302 | 54.1725 | 0 | 0 | 77.4037 | 0 | 0 | 0 | 0 | 0 | 0 | 27.7807 | 0 | 0 | 98.7916 | 82.8735 | 181.6651 | 242.1223 | 230.1664 | 472.2886
2015 | Strip Mall | 7 | 2090.32 | 0 | 150.3308 | 22.36 | 211.282 | 38.3652 | 54.1725 | 0 | 0 | 58.0065 | 0 | 0 | 0 | 0 | 0 | 0 | 28.3825 | 0 | 0 | 80.3665 | 150.3308 | 230.6974 | 439.2046 | 291.5447 | 730.7493
2015 | Strip Mall | 8 | 2090.32 | 0 | 179.9274 | 7.3692 | 211.282 | 38.6135 | 54.1725 | 0 | 0 | 75.796 | 0 | 0 | 0 | 0 | 0 | 3.8887 | 29.0432 | 0 | 0 | 87.0539 | 179.9274 | 266.9813 | 525.6735 | 323.74 | 849.4135
2018 | Strip Mall | 0A | 2090.32 | 0 | 0 | 281.7626 | 182.6259 | 27.162 | 54.1725 | 0 | 0 | 48.7266 | 0 | 0 | 0 | 0 | 0 | 0 | 22.7935 | 0 | 0 | 330.4892 | 0 | 330.4892 | 0 | 211.2713 | 211.2713
2018 | Strip Mall | 0B | 2090.32 | 0 | 0 | 245.2787 | 182.6259 | 27.1578 | 54.1725 | 0 | 0 | 58.5368 | 0 | 0 | 0 | 0 | 0 | 0 | 22.7767 | 0 | 0 | 303.8154 | 0 | 303.8154 | 0 | 202.1327 | 202.1327
2018 | Strip Mall | 1A | 2090.32 | 0 | 0 | 179.1876 | 182.6259 | 27.162 | 54.1725 | 0 | 0 | 37.7128 | 0 | 0 | 0 | 0 | 0 | 0 | 23.227 | 0 | 0 | 216.9004 | 0 | 216.9004 | 0 | 172.5376 | 172.5376
2018 | Strip Mall | 1B | 2090.32 | 0 | 0.46672 | 193.888 | 182.6259 | 27.1199 | 54.1725 | 0 | 0 | 54.3871 | 0 | 0 | 0 | 0 | 0 | 0 | 23.248 | 0 | 0 | 248.2752 | 0.46672 | 248.7419 | 1.3636 | 183.7375 | 185.1011
2018 | Strip Mall | 2A | 2090.32 | 0 | 2.6678 | 146.4113 | 182.6259 | 27.1073 | 54.1725 | 0 | 0 | 40.1706 | 0 | 0 | 0 | 0 | 0 | 0 | 23.732 | 0 | 0 | 186.582 | 2.6678 | 189.2498 | 7.7942 | 164.9836 | 172.7779
2018 | Strip Mall | 2B | 2090.32 | 0 | 0.77643 | 114.4726 | 182.6259 | 27.1325 | 54.1725 | 0 | 0 | 49.017 | 0 | 0 | 0 | 0 | 0 | 0 | 23.7657 | 0 | 0 | 163.4897 | 0.77643 | 164.2661 | 2.2684 | 155.2084 | 157.4768
2018 | Strip Mall | 3A | 2090.32 | 0 | 26.0443 | 74.0116 | 182.6259 | 27.1241 | 54.1725 | 0 | 0 | 36.8164 | 0 | 0 | 0 | 0 | 0 | 0 | 24.6074 | 0 | 0 | 110.828 | 26.0443 | 136.8723 | 76.0906 | 162.7379 | 238.8285
2018 | Strip Mall | 3B | 2090.32 | 0 | 6.7516 | 70.165 | 182.6259 | 27.1241 | 54.1725 | 0 | 0 | 53.8274 | 0 | 0 | 0 | 0 | 0 | 0 | 24.3759 | 0 | 0 | 123.9924 | 6.7516 | 130.744 | 19.7255 | 147.8705 | 167.5959
2018 | Strip Mall | 3C | 2090.32 | 0 | 0.93921 | 28.9085 | 182.6259 | 27.1704 | 54.1725 | 0 | 0 | 63.7975 | 0 | 0 | 0 | 0 | 0 | 0 | 24.6705 | 0 | 0 | 92.706 | 0.93921 | 93.6452 | 2.744 | 131.466 | 134.21
2018 | Strip Mall | 4A | 2090.32 | 0 | 65.4103 | 46.9422 | 182.6259 | 27.183 | 54.1725 | 0 | 0 | 40.4442 | 0 | 0 | 0 | 0 | 0 | 0 | 25.2934 | 0 | 0 | 87.3864 | 65.4103 | 152.7967 | 191.102 | 194.3324 | 385.4344
2018 | Strip Mall | 4B | 2090.32 | 0 | 16.3122 | 45.6418 | 182.6259 | 27.1157 | 54.1725 | 0 | 0 | 79.1587 | 0 | 0 | 0 | 0 | 0 | 0 | 25.0703 | 0 | 0 | 124.8004 | 16.3122 | 141.1127 | 47.6577 | 157.9425 | 205.6001
2018 | Strip Mall | 4C | 2090.32 | 0 | 44.549 | 13.1475 | 182.6259 | 27.1788 | 54.1725 | 0 | 0 | 64.2604 | 0 | 0 | 0 | 0 | 0 | 0 | 25.4996 | 0 | 0 | 77.4079 | 44.549 | 121.9569 | 130.1537 | 170.1262 | 300.2799
2018 | Strip Mall | 5A | 2090.32 | 0 | 97.7467 | 25.0451 | 182.6259 | 27.1367 | 54.1725 | 0 | 0 | 52.8426 | 0 | 0 | 0 | 0 | 0 | 0 | 25.8658 | 0 | 0 | 77.8877 | 97.7467 | 175.6344 | 285.5756 | 223.5977 | 509.1732
2018 | Strip Mall | 5B | 2090.32 | 0 | 49.9206 | 33.155 | 182.6259 | 27.1662 | 54.1725 | 0 | 0 | 76.4189 | 0 | 0 | 0 | 0 | 0 | 0 | 25.6806 | 0 | 0 | 109.5739 | 49.9206 | 159.4945 | 145.8474 | 186.5638 | 332.4112
2018 | Strip Mall | 5C | 2090.32 | 0 | 57.8491 | 6.8557 | 182.6259 | 27.162 | 54.1725 | 0 | 0 | 61.3523 | 0 | 0 | 0 | 0 | 0 | 0 | 25.8321 | 0 | 0 | 68.208 | 57.8491 | 126.0572 | 169.0113 | 180.3855 | 349.3968
2018 | Strip Mall | 6A | 2090.32 | 0 | 137.3649 | 30.6172 | 182.6259 | 27.1536 | 54.1725 | 0 | 0 | 40.7472 | 0 | 0 | 0 | 0 | 0 | 0 | 26.2824 | 0 | 0 | 71.3644 | 137.3649 | 208.7293 | 401.3234 | 261.1314 | 662.4548
2018 | Strip Mall | 6B | 2090.32 | 0 | 91.0844 | 20.3189 | 182.6259 | 27.1199 | 54.1725 | 0 | 0 | 76.2464 | 0 | 0 | 0 | 0 | 0 | 0 | 26.1688 | 0 | 0 | 96.5652 | 91.0844 | 187.6497 | 266.111 | 223.4277 | 489.5387
2018 | Strip Mall | 7 | 2090.32 | 0 | 158.4812 | 20.5672 | 182.6259 | 27.1662 | 54.1725 | 0 | 0 | 51.4496 | 0 | 0 | 0 | 0 | 0 | 0 | 26.758 | 0 | 0 | 72.0168 | 158.4812 | 230.498 | 463.0166 | 282.6395 | 745.6561
2018 | Strip Mall | 8 | 2090.32 | 0 | 187.0665 | 6.4854 | 182.6259 | 27.3556 | 54.1725 | 0 | 0 | 75.9686 | 0 | 0 | 0 | 0 | 0 | 4.0192 | 27.4103 | 0 | 0 | 86.4731 | 187.0665 | 273.5397 | 546.5311 | 316.4597 | 862.9908
2006 | Warehouse | 0A | 4835.13 | 0 | 3.437 | 41.1539 | 86.6289 | 22.4955 | 25.3411 | 0 | 0 | 16.0766 | 0 | 0 | 0 | 0 | 0 | 0 | 4.0228 | 0 | 0 | 57.2304 | 3.437 | 60.6674 | 10.0415 | 70.4276 | 80.4691
2006 | Warehouse | 0B | 4835.13 | 0 | 4.4191 | 43.3791 | 86.6289 | 22.501 | 25.3411 | 0 | 0 | 28.0139 | 0 | 0 | 0 | 0 | 0 | 0 | 4.0155 | 0 | 0 | 71.393 | 4.4191 | 75.812 | 12.9107 | 76.2566 | 89.1673
2006 | Warehouse | 1A | 4835.13 | 0 | 3.437 | 24.6989 | 86.6289 | 22.5028 | 25.3411 | 0 | 0 | 11.5734 | 0 | 0 | 0 | 0 | 0 | 0 | 4.1301 | 0 | 0 | 36.2723 | 3.437 | 39.7093 | 10.0415 | 63.2933 | 73.3348
2006 | Warehouse | 1B | 4835.13 | 0 | 4.4645 | 29.675 | 86.6289 | 22.4755 | 25.3411 | 0 | 0 | 17.5212 | 0 | 0 | 0 | 0 | 0 | 0 | 4.1338 | 0 | 0 | 47.1962 | 4.4645 | 51.6608 | 13.0436 | 68.0511 | 81.0947
2006 | Warehouse | 2A | 4835.13 | 0 | 6.0831 | 21.906 | 86.6289 | 22.4664 | 25.3411 | 0 | 0 | 12.6669 | 0 | 0 | 0 | 0 | 0 | 0 | 4.2538 | 0 | 0 | 34.573 | 6.0831 | 40.6561 | 17.7723 | 65.3882 | 83.1605
2006 | Warehouse | 2B | 4835.13 | 0 | 3.6325 | 21.7041 | 86.6289 | 22.4828 | 25.3411 | 0 | 0 | 25.1301 | 0 | 0 | 0 | 0 | 0 | 0 | 4.2629 | 0 | 0 | 46.8342 | 3.6325 | 50.4667 | 10.6128 | 67.1432 | 77.756
2006 | Warehouse | 3A | 4835.13 | 0 | 20.064 | 11.6644 | 86.6289 | 22.4792 | 25.3411 | 0 | 0 | 11.8336 | 0 | 0 | 0 | 0 | 0 | 0 | 4.4704 | 0 | 0 | 23.498 | 20.064 | 43.562 | 58.6187 | 75.6563 | 134.2749
2006 | Warehouse | 3B | 4835.13 | 0 | 6.7345 | 12.8361 | 86.6289 | 22.4792 | 25.3411 | 0 | 0 | 14.4718 | 0 | 0 | 0 | 0 | 0 | 0 | 4.414 | 0 | 0 | 27.308 | 6.7345 | 34.0424 | 19.6754 | 63.6121 | 83.2875
2006 | Warehouse | 3C | 4835.13 | 0 | 4.1482 | 3.3205 | 86.6289 | 22.4755 | 25.3411 | 0 | 0 | 8.6423 | 0 | 0 | 0 | 0 | 0 | 0 | 4.4922 | 0 | 0 | 11.9628 | 4.1482 | 16.111 | 12.1193 | 55.7984 | 67.9177
2006 | Warehouse | 4A | 4835.13 | 0 | 53.384 | 6.832 | 86.6289 | 22.4446 | 25.3411 | 0 | 0 | 11.024 | 0 | 0 | 0 | 0 | 0 | 0 | 4.6396 | 0 | 0 | 17.856 | 53.384 | 71.2399 | 155.9659 | 107.0912 | 263.0571
2006 | Warehouse | 4B | 4835.13 | 0 | 20.8505 | 7.2141 | 86.6289 | 22.4628 | 25.3411 | 0 | 0 | 13.3201 | 0 | 0 | 0 | 0 | 0 | 0 | 4.5904 | 0 | 0 | 20.5342 | 20.8505 | 41.3847 | 60.9166 | 75.4632 | 136.3798
2006 | Warehouse | 4C | 4835.13 | 0 | 20.3193 | 1.2227 | 86.6289 | 22.4191 | 25.3411 | 0 | 0 | 7.8108 | 0 | 0 | 0 | 0 | 0 | 0 | 4.6905 | 0 | 0 | 9.0335 | 20.3193 | 29.3528 | 59.3646 | 71.0161 | 130.3807
2006 | Warehouse | 5A | 4835.13 | 0 | 80.335 | 2.7583 | 86.6289 | 22.4519 | 25.3411 | 0 | 0 | 9.7649 | 0 | 0 | 0 | 0 | 0 | 0 | 4.7797 | 0 | 0 | 12.5232 | 80.335 | 92.8582 | 234.7058 | 132.2674 | 366.9731
2006 | Warehouse | 5B | 4835.13 | 0 | 41.6581 | 4.0282 | 86.6289 | 22.4519 | 25.3411 | 0 | 0 | 11.7736 | 0 | 0 | 0 | 0 | 0 | 0 | 4.7396 | 0 | 0 | 15.8018 | 41.6581 | 57.4599 | 121.7077 | 94.6989 | 216.4066
2006 | Warehouse | 5C | 4835.13 | 0 | 18.2904 | 0.50398 | 86.6289 | 22.4173 | 25.3411 | 0 | 0 | 6.9994 | 0 | 0 | 0 | 0 | 0 | 0 | 4.7724 | 0 | 0 | 7.5034 | 18.2904 | 25.7937 | 53.4369 | 68.4902 | 121.9271
2006 | Warehouse | 6A | 4835.13 | 0 | 125.3062 | 2.9293 | 86.6289 | 22.441 | 25.3411 | 0 | 0 | 11.6899 | 0 | 0 | 0 | 0 | 0 | 0 | 4.8834 | 0 | 0 | 14.6192 | 125.3062 | 139.9254 | 366.0929 | 177.9877 | 544.0806
2006 | Warehouse | 6B | 4835.13 | 0 | 79.4277 | 2.0523 | 86.6289 | 22.4246 | 25.3411 | 0 | 0 | 11.2369 | 0 | 0 | 0 | 0 | 0 | 0 | 4.8579 | 0 | 0 | 13.2892 | 79.4277 | 92.7169 | 232.0548 | 131.6396 | 363.6945
2006 | Warehouse | 7 | 4835.13 | 0 | 116.4207 | 1.6466 | 86.6289 | 22.4118 | 25.3411 | 0 | 0 | 9.1008 | 0 | 0 | 0 | 0 | 0 | 0 | 5.0071 | 0 | 0 | 10.7474 | 116.4207 | 127.1681 | 340.1331 | 167.8093 | 507.9425
2006 | Warehouse | 8 | 4835.13 | 0 | 117.3667 | 0.47851 | 86.6289 | 22.2881 | 25.3411 | 0 | 0 | 8.0274 | 0 | 0 | 0 | 0 | 0 | 0 | 5.1727 | 0 | 0 | 8.5059 | 117.3667 | 125.8725 | 342.8969 | 168.0024 | 510.8993
2009 | Warehouse | 0A | 4835.13 | 0 | 0 | 43.9758 | 86.6289 | 18.0688 | 25.3411 | 0 | 0 | 16.9317 | 0 | 0 | 0 | 0 | 0 | 0 | 4.0228 | 0 | 0 | 60.9075 | 0 | 60.9075 | 0 | 66.7346 | 66.7346
2009 | Warehouse | 0B | 4835.13 | 0 | 0 | 45.4532 | 86.6289 | 18.0725 | 25.3411 | 0 | 0 | 28.8581 | 0 | 0 | 0 | 0 | 0 | 0 | 4.0155 | 0 | 0 | 74.3113 | 0 | 74.3113 | 0 | 71.3212 | 71.3212
2009 | Warehouse | 1A | 4835.13 | 0 | 0 | 26.4874 | 86.6289 | 18.0761 | 25.3411 | 0 | 0 | 12.2375 | 0 | 0 | 0 | 0 | 0 | 0 | 4.1301 | 0 | 0 | 38.7249 | 0 | 38.7249 | 0 | 59.18 | 59.18
2009 | Warehouse | 1B | 4835.13 | 0 | 0.052934 | 31.4836 | 86.6289 | 18.0525 | 25.3411 | 0 | 0 | 18.0488 | 0 | 0 | 0 | 0 | 0 | 0 | 4.1338 | 0 | 0 | 49.5324 | 0.052934 | 49.5853 | 0.15465 | 62.9259 | 63.0805
2009 | Warehouse | 2A | 4835.13 | 0 | 0.14635 | 20.6998 | 86.6289 | 18.047 | 25.3411 | 0 | 0 | 11.8409 | 0 | 0 | 0 | 0 | 0 | 0 | 4.2538 | 0 | 0 | 32.5407 | 0.14635 | 32.687 | 0.42757 | 57.2426 | 57.6701
2009 | Warehouse | 2B | 4835.13 | 0 | 0.15382 | 20.2376 | 86.6289 | 18.0597 | 25.3411 | 0 | 0 | 23.5053 | 0 | 0 | 0 | 0 | 0 | 0 | 4.2629 | 0 | 0 | 43.7429 | 0.15382 | 43.8968 | 0.4494 | 61.0912 | 61.5406
2009 | Warehouse | 3A | 4835.13 | 0 | 10.5022 | 10.0378 | 86.6289 | 18.0561 | 25.3411 | 0 | 0 | 10.8129 | 0 | 0 | 0 | 0 | 0 | 0 | 4.4704 | 0 | 0 | 20.8508 | 10.5022 | 31.3529 | 30.683 | 63.6744 | 94.3574
2009 | Warehouse | 3B | 4835.13 | 0 | 1.7892 | 11.5443 | 86.6289 | 18.0561 | 25.3411 | 0 | 0 | 13.2291 | 0 | 0 | 0 | 0 | 0 | 0 | 4.414 | 0 | 0 | 24.7735 | 1.7892 | 26.5627 | 5.2272 | 56.2842 | 61.5114
2009 | Warehouse | 3C | 4835.13 | 0 | 0.17001 | 2.7437 | 86.6289 | 18.0525 | 25.3411 | 0 | 0 | 7.8673 | 0 | 0 | 0 | 0 | 0 | 0 | 4.4922 | 0 | 0 | 10.611 | 0.17001 | 10.781 | 0.49671 | 49.8436 | 50.3403
2009 | Warehouse | 4A | 4835.13 | 0 | 38.4939 | 5.6912 | 86.6289 | 18.0288 | 25.3411 | 0 | 0 | 9.7995 | 0 | 0 | 0 | 0 | 0 | 0 | 4.6396 | 0 | 0 | 15.4907 | 38.4939 | 53.9846 | 112.4631 | 89.88 | 202.3432
2009 | Warehouse | 4B | 4835.13 | 0 | 11.1486 | 6.4408 | 86.6289 | 18.0416 | 25.3411 | 0 | 0 | 11.8973 | 0 | 0 | 0 | 0 | 0 | 0 | 4.5904 | 0 | 0 | 18.3381 | 11.1486 | 29.4867 | 32.5716 | 63.4976 | 96.0691
2009 | Warehouse | 4C | 4835.13 | 0 | 13.4621 | 0.66591 | 86.6289 | 18.007 | 25.3411 | 0 | 0 | 7.4706 | 0 | 0 | 0 | 0 | 0 | 0 | 4.6923 | 0 | 0 | 8.1365 | 13.4621 | 21.5987 | 39.3308 | 62.3417 | 101.6725
2009 | Warehouse | 5A | 4835.13 | 0 | 68.7057 | 2.1306 | 86.6289 | 18.0343 | 25.3411 | 0 | 0 | 9.2846 | 0 | 0 | 0 | 0 | 0 | 0 | 4.7797 | 0 | 0 | 11.4152 | 68.7057 | 80.1208 | 200.7296 | 118.7473 | 319.4769
2009 | Warehouse | 5B | 4835.13 | 0 | 30.9672 | 3.799 | 86.6289 | 18.0343 | 25.3411 | 0 | 0 | 11.2114 | 0 | 0 | 0 | 0 | 0 | 0 | 4.7396 | 0 | 0 | 15.0104 | 30.9672 | 45.9776 | 90.4734 | 82.2245 | 172.6979
2009 | Warehouse | 5C | 4835.13 | 0 | 11.0832 | 0.40392 | 86.6289 | 18.007 | 25.3411 | 0 | 0 | 6.6919 | 0 | 0 | 0 | 0 | 0 | 0 | 4.7724 | 0 | 0 | 7.0958 | 11.0832 | 18.179 | 32.3805 | 59.6333 | 92.0139
2009 | Warehouse | 6A | 4835.13 | 0 | 111.5389 | 2.6673 | 86.6289 | 18.0252 | 25.3411 | 0 | 0 | 11.3024 | 0 | 0 | 0 | 0 | 0 | 0 | 4.8834 | 0 | 0 | 13.9696 | 111.5389 | 125.5085 | 325.8706 | 162.4866 | 488.3572
2009 | Warehouse | 6B | 4835.13 | 0 | 63.4982 | 1.8413 | 86.6289 | 18.0124 | 25.3411 | 0 | 0 | 10.7583 | 0 | 0 | 0 | 0 | 0 | 0 | 4.8579 | 0 | 0 | 12.5996 | 63.4982 | 76.0978 | 185.5154 | 113.9639 | 299.4793
2009 | Warehouse | 7 | 4835.13 | 0 | 111.6803 | 1.8122 | 86.6289 | 18.0015 | 25.3411 | 0 | 0 | 9.714 | 0 | 0 | 0 | 0 | 0 | 0 | 5.0053 | 0 | 0 | 11.5261 | 111.6803 | 123.2064 | 326.2836 | 161.8259 | 488.1095
2009 | Warehouse | 8 | 4835.13 | 0 | 104.4052 | 0.38936 | 86.6289 | 17.9015 | 25.3411 | 0 | 0 | 7.6853 | 0 | 0 | 0 | 0 | 0 | 0 | 5.1727 | 0 | 0 | 8.0747 | 104.4052 | 112.4799 | 305.0289 | 153.3919 | 458.4208
2012 | Warehouse | 0A | 4835.13 | 0 | 0 | 29.9552 | 30.29 | 18.0688 | 25.3411 | 0 | 0 | 13.5239 | 0 | 0 | 0 | 0 | 0 | 0 | 4.021 | 0 | 0 | 43.4791 | 0 | 43.4791 | 0 | 41.485 | 41.485
2012 | Warehouse | 0B | 4835.13 | 0 | 0 | 28.234 | 31.3544 | 18.0725 | 25.3411 | 0 | 0 | 16.5696 | 0 | 0 | 0 | 0 | 0 | 0 | 4.0155 | 0 | 0 | 44.8037 | 0 | 44.8037 | 0 | 42.302 | 42.302
2012 | Warehouse | 1A | 4835.13 | 0 | 0 | 17.6831 | 33.0683 | 18.0761 | 25.3411 | 0 | 0 | 9.3919 | 0 | 0 | 0 | 0 | 0 | 0 | 4.1283 | 0 | 0 | 27.0751 | 0 | 27.0751 | 0 | 36.8591 | 36.8591
2012 | Warehouse | 1B | 4835.13 | 0 | 0.033006 | 21.2274 | 32.557 | 18.0525 | 25.3411 | 0 | 0 | 14.2298 | 0 | 0 | 0 | 0 | 0 | 0 | 4.1338 | 0 | 0 | 35.4572 | 0.033006 | 35.4902 | 0.09643 | 39.5812 | 39.6776
2012 | Warehouse | 2A | 4835.13 | 0 | 0.051689 | 13.3419 | 33.6178 | 18.047 | 25.3411 | 0 | 0 | 9.1045 | 0 | 0 | 0 | 0 | 0 | 0 | 4.2538 | 0 | 0 | 22.4464 | 0.051689 | 22.4981 | 0.15101 | 35.5482 | 35.6992
2012 | Warehouse | 2B | 4835.13 | 0 | 0.08594 | 12.9398 | 35.6428 | 18.0597 | 25.3411 | 0 | 0 | 12.9562 | 0 | 0 | 0 | 0 | 0 | 0 | 4.2629 | 0 | 0 | 25.8961 | 0.08594 | 25.982 | 0.25108 | 37.4644 | 37.7155
2012 | Warehouse | 3A | 4835.13 | 0 | 8.2758 | 6.7519 | 35.1716 | 18.0561 | 25.3411 | 0 | 0 | 8.1111 | 0 | 0 | 0 | 0 | 0 | 0 | 4.4704 | 0 | 0 | 14.863 | 8.2758 | 23.1388 | 24.1785 | 41.7857 | 65.9643
2012 | Warehouse | 3B | 4835.13 | 0 | 1.2511 | 8.0728 | 34.7222 | 18.0561 | 25.3411 | 0 | 0 | 10.2071 | 0 | 0 | 0 | 0 | 0 | 0 | 4.414 | 0 | 0 | 18.2799 | 1.2511 | 19.531 | 3.6553 | 35.7568 | 39.4121
2012 | Warehouse | 3C | 4835.13 | 0 | 0.090923 | 1.9504 | 34.0908 | 18.0525 | 25.3411 | 0 | 0 | 5.8113 | 0 | 0 | 0 | 0 | 0 | 0 | 4.4904 | 0 | 0 | 7.7617 | 0.090923 | 7.8526 | 0.26564 | 30.8065 | 31.0722
2012 | Warehouse | 4A | 4835.13 | 0 | 29.1002 | 4.343 | 36.1704 | 18.0288 | 25.3411 | 0 | 0 | 7.4233 | 0 | 0 | 0 | 0 | 0 | 0 | 4.6377 | 0 | 0 | 11.7663 | 29.1002 | 40.8665 | 85.0187 | 61.94 | 146.9588
2012 | Warehouse | 4B | 4835.13 | 0 | 6.8497 | 5.2491 | 36.3979 | 18.0416 | 25.3411 | 0 | 0 | 9.3319 | 0 | 0 | 0 | 0 | 0 | 0 | 4.5886 | 0 | 0 | 14.581 | 6.8497 | 21.4307 | 20.012 | 40.719 | 60.731
2012 | Warehouse | 4C | 4835.13 | 0 | 10.2693 | 0.65682 | 38.7322 | 18.007 | 25.3411 | 0 | 0 | 6.006 | 0 | 0 | 0 | 0 | 0 | 0 | 4.6905 | 0 | 0 | 6.6628 | 10.2693 | 16.932 | 30.0025 | 42.2497 | 72.2522
2012 | Warehouse | 5A | 4835.13 | 0 | 54.0759 | 1.8467 | 36.3469 | 18.0343 | 25.3411 | 0 | 0 | 7.1267 | 0 | 0 | 0 | 0 | 0 | 0 | 4.7797 | 0 | 0 | 8.9735 | 54.0759 | 63.0493 | 157.9873 | 86.0712 | 244.0586
2012 | Warehouse | 5B | 4835.13 | 0 | 22.697 | 3.093 | 37.1893 | 18.0343 | 25.3411 | 0 | 0 | 8.8497 | 0 | 0 | 0 | 0 | 0 | 0 | 4.7378 | 0 | 0 | 11.9428 | 22.697 | 34.6398 | 66.3113 | 55.9827 | 122.294
2012 | Warehouse | 5C | 4835.13 | 0 | 8.7666 | 0.131 | 38.3283 | 18.007 | 25.3411 | 0 | 0 | 5.5584 | 0 | 0 | 0 | 0 | 0 | 0 | 4.7706 | 0 | 0 | 5.6894 | 8.7666 | 14.4559 | 25.6122 | 40.303 | 65.9152
2012 | Warehouse | 6A | 4835.13 | 0 | 88.3537 | 2.0505 | 37.2002 | 18.0252 | 25.3411 | 0 | 0 | 8.0929 | 0 | 0 | 0 | 0 | 0 | 0 | 4.8834 | 0 | 0 | 10.1434 | 88.3537 | 98.497 | 258.1329 | 121.0739 | 379.2068
2012 | Warehouse | 6B | 4835.13 | 0 | 49.8324 | 1.5247 | 38.2464 | 18.0124 | 25.3411 | 0 | 0 | 8.253 | 0 | 0 | 0 | 0 | 0 | 0 | 4.8579 | 0 | 0 | 9.7777 | 49.8324 | 59.6101 | 145.5897 | 82.7725 | 228.3622
2012 | Warehouse | 7 | 4835.13 | 0 | 87.389 | 1.1153 | 42.3456 | 18.0015 | 25.3411 | 0 | 0 | 7.285 | 0 | 0 | 0 | 0 | 0 | 0 | 5.0053 | 0 | 0 | 8.4003 | 87.389 | 95.7893 | 255.3145 | 121.3068 | 376.6214
2012 | Warehouse | 8 | 4835.13 | 0 | 91.5571 | 0.16739 | 48.4771 | 17.9015 | 25.3411 | 0 | 0 | 6.399 | 0 | 0 | 0 | 0 | 0 | 0 | 5.1727 | 0 | 0 | 6.5664 | 91.5571 | 98.1235 | 267.492 | 126.9689 | 394.461
2015 | Warehouse | 0A | 4835.13 | 0 | 0 | 29.595 | 43.672 | 15.205 | 25.3411 | 0 | 0 | 13.8641 | 0 | 0 | 0 | 0 | 0 | 0 | 4.021 | 0 | 0 | 43.4591 | 0 | 43.4591 | 0 | 45.0783 | 45.0783
2015 | Warehouse | 0B | 4835.13 | 0 | 0 | 27.8774 | 44.4525 | 15.2032 | 25.3411 | 0 | 0 | 16.7752 | 0 | 0 | 0 | 0 | 0 | 0 | 4.0155 | 0 | 0 | 44.6527 | 0 | 44.6527 | 0 | 45.7508 | 45.7508
2015 | Warehouse | 1A | 4835.13 | 0 | 0 | 17.2938 | 46.2738 | 15.205 | 25.3411 | 0 | 0 | 10.1889 | 0 | 0 | 0 | 0 | 0 | 0 | 4.1283 | 0 | 0 | 27.4826 | 0 | 27.4826 | 0 | 40.5371 | 40.5371
2015 | Warehouse | 1B | 4835.13 | 0 | 0.034252 | 20.9927 | 45.5606 | 15.1832 | 25.3411 | 0 | 0 | 14.2426 | 0 | 0 | 0 | 0 | 0 | 0 | 4.1319 | 0 | 0 | 35.2352 | 0.034252 | 35.2695 | 0.10007 | 42.9733 | 43.0734
2015 | Warehouse | 2A | 4835.13 | 0 | 0.057294 | 13.2564 | 46.5867 | 15.1759 | 25.3411 | 0 | 0 | 8.7042 | 0 | 0 | 0 | 0 | 0 | 0 | 4.2538 | 0 | 0 | 21.9606 | 0.057294 | 22.0179 | 0.16739 | 38.8445 | 39.0119
2015 | Warehouse | 2B | 4835.13 | 0 | 0.088431 | 12.5378 | 48.7136 | 15.1887 | 25.3411 | 0 | 0 | 12.334 | 0 | 0 | 0 | 0 | 0 | 0 | 4.2611 | 0 | 0 | 24.8717 | 0.088431 | 24.9602 | 0.25836 | 40.6062 | 40.8646
2015 | Warehouse | 3A | 4835.13 | 0 | 7.5765 | 6.5864 | 47.8221 | 15.1869 | 25.3411 | 0 | 0 | 8.7224 | 0 | 0 | 0 | 0 | 0 | 0 | 4.4685 | 0 | 0 | 15.3088 | 7.5765 | 22.8852 | 22.1353 | 44.5863 | 66.7216
2015 | Warehouse | 3B | 4835.13 | 0 | 0.84633 | 7.7799 | 47.8567 | 15.185 | 25.3411 | 0 | 0 | 10.9439 | 0 | 0 | 0 | 0 | 0 | 0 | 4.414 | 0 | 0 | 18.7238 | 0.84633 | 19.5702 | 2.4726 | 39.0176 | 41.4902
2015 | Warehouse | 3C | 4835.13 | 0 | 0.09715 | 2.4217 | 47.2053 | 15.2087 | 25.3411 | 0 | 0 | 6.379 | 0 | 0 | 0 | 0 | 0 | 0 | 4.4904 | 0 | 0 | 8.8006 | 0.09715 | 8.8978 | 0.28383 | 34.6826 | 34.9664
2015 | Warehouse | 4A | 4835.13 | 0 | 27.5533 | 4.2684 | 48.5099 | 15.2105 | 25.3411 | 0 | 0 | 7.8818 | 0 | 0 | 0 | 0 | 0 | 0 | 4.6377 | 0 | 0 | 12.1502 | 27.5533 | 39.7035 | 80.4992 | 63.7834 | 144.2826
2015 | Warehouse | 4B | 4835.13 | 0 | 6.0582 | 5.0853 | 49.2322 | 15.1796 | 25.3411 | 0 | 0 | 9.9469 | 0 | 0 | 0 | 0 | 0 | 0 | 4.5868 | 0 | 0 | 15.0322 | 6.0582 | 21.0904 | 17.6995 | 43.494 | 61.1935
2015 | Warehouse | 4C | 4835.13 | 0 | 8.9428 | 0.98068 | 50.4549 | 15.2069 | 25.3411 | 0 | 0 | 6.5554 | 0 | 0 | 0 | 0 | 0 | 0 | 4.6887 | 0 | 0 | 7.5361 | 8.9428 | 16.4789 | 26.1271 | 44.2755 | 70.4027
2015 | Warehouse | 5A | 4835.13 | 0 | 51.9927 | 1.8758 | 48.6627 | 15.1887 | 25.3411 | 0 | 0 | 7.5634 | 0 | 0 | 0 | 0 | 0 | 0 | 4.7797 | 0 | 0 | 9.4392 | 51.9927 | 61.432 | 151.9013 | 87.3878 | 239.289
2015 | Warehouse | 5B | 4835.13 | 0 | 21.2024 | 3.1076 | 49.6179 | 15.2032 | 25.3411 | 0 | 0 | 9.4502 | 0 | 0 | 0 | 0 | 0 | 0 | 4.7378 | 0 | 0 | 12.5578 | 21.2024 | 33.7602 | 61.9446 | 57.9837 | 119.9283
2015 | Warehouse | 5C | 4835.13 | 0 | 7.3143 | 0.42757 | 50.0455 | 15.1996 | 25.3411 | 0 | 0 | 5.9932 | 0 | 0 | 0 | 0 | 0 | 0 | 4.7687 | 0 | 0 | 6.4208 | 7.3143 | 13.7351 | 21.3693 | 42.1513 | 63.5206
2015 | Warehouse | 6A | 4835.13 | 0 | 82.8404 | 1.8758 | 64.8102 | 15.196 | 25.3411 | 0 | 0 | 8.0747 | 0 | 0 | 0 | 0 | 0 | 0 | 4.8834 | 0 | 0 | 9.9505 | 82.8404 | 92.7909 | 242.0254 | 123.976 | 366.0013
2015 | Warehouse | 6B | 4835.13 | 0 | 45.1181 | 1.3045 | 65.0286 | 15.1778 | 25.3411 | 0 | 0 | 8.2275 | 0 | 0 | 0 | 0 | 0 | 0 | 4.8561 | 0 | 0 | 9.532 | 45.1181 | 54.6502 | 131.8165 | 86.1709 | 217.9874
2015 | Warehouse | 7 | 4835.13 | 0 | 79.8063 | 1.37 | 64.9558 | 15.2014 | 25.3411 | 0 | 0 | 7.4688 | 0 | 0 | 0 | 0 | 0 | 0 | 5.0053 | 0 | 0 | 8.8388 | 79.8063 | 88.6451 | 233.1611 | 120.6542 | 353.8152
2015 | Warehouse | 8 | 4835.13 | 0 | 81.6478 | 0.37662 | 65.6763 | 15.2851 | 25.3411 | 0 | 0 | 6.5991 | 0 | 0 | 0 | 0 | 0 | 0 | 5.1708 | 0 | 0 | 6.9757 | 81.6478 | 88.6235 | 238.5411 | 122.1905 | 360.7317
2018 | Warehouse | 0A | 4835.13 | 0 | 0 | 28.0648 | 29.7223 | 12.1939 | 25.3411 | 0 | 0 | 13.1054 | 0 | 0 | 0 | 0 | 0 | 0 | 3.9937 | 0 | 0 | 41.1703 | 0 | 41.1703 | 0 | 38.4795 | 38.4795
2018 | Warehouse | 0B | 4835.13 | 0 | 0 | 26.5984 | 30.2427 | 12.1921 | 25.3411 | 0 | 0 | 16.193 | 0 | 0 | 0 | 0 | 0 | 0 | 3.9864 | 0 | 0 | 42.7914 | 0 | 42.7914 | 0 | 39.2094 | 39.2094
2018 | Warehouse | 1A | 4835.13 | 0 | 0 | 15.8127 | 31.489 | 12.1939 | 25.3411 | 0 | 0 | 9.4483 | 0 | 0 | 0 | 0 | 0 | 0 | 4.0992 | 0 | 0 | 25.2611 | 0 | 25.2611 | 0 | 33.675 | 33.675
2018 | Warehouse | 1B | 4835.13 | 0 | 0.045461 | 19.901 | 31.0014 | 12.1757 | 25.3411 | 0 | 0 | 13.6585 | 0 | 0 | 0 | 0 | 0 | 0 | 4.1028 | 0 | 0 | 33.5595 | 0.045461 | 33.605 | 0.13282 | 36.3889 | 36.5218
2018 | Warehouse | 2A | 4835.13 | 0 | 0.072863 | 12.2485 | 31.6983 | 12.1702 | 25.3411 | 0 | 0 | 8.091 | 0 | 0 | 0 | 0 | 0 | 0 | 4.2229 | 0 | 0 | 20.3395 | 0.072863 | 20.4124 | 0.21287 | 32.1698 | 32.3826
2018 | Warehouse | 2B | 4835.13 | 0 | 0.1177 | 11.7627 | 33.132 | 12.1811 | 25.3411 | 0 | 0 | 11.7408 | 0 | 0 | 0 | 0 | 0 | 0 | 4.232 | 0 | 0 | 23.5035 | 0.1177 | 23.6212 | 0.34387 | 33.7945 | 34.1384
2018 | Warehouse | 3A | 4835.13 | 0 | 8.7086 | 6.0351 | 32.5134 | 12.1775 | 25.3411 | 0 | 0 | 8.2275 | 0 | 0 | 0 | 0 | 0 | 0 | 4.4376 | 0 | 0 | 14.2626 | 8.7086 | 22.9712 | 25.443 | 39.0805 | 64.5235
2018 | Warehouse | 3B | 4835.13 | 0 | 1.2318 | 7.1977 | 32.5716 | 12.1775 | 25.3411 | 0 | 0 | 10.3471 | 0 | 0 | 0 | 0 | 0 | 0 | 4.383 | 0 | 0 | 17.5448 | 1.2318 | 18.7767 | 3.5988 | 32.7277 | 36.3266
2018 | Warehouse | 3C | 4835.13 | 0 | 0.12891 | 2.056 | 32.1222 | 12.1957 | 25.3411 | 0 | 0 | 5.8932 | 0 | 0 | 0 | 0 | 0 | 0 | 4.4594 | 0 | 0 | 7.9491 | 0.12891 | 8.078 | 0.37662 | 28.2196 | 28.5962
2018 | Warehouse | 4A | 4835.13 | 0 | 30.1919 | 3.8627 | 32.9846 | 12.1993 | 25.3411 | 0 | 0 | 7.4761 | 0 | 0 | 0 | 0 | 0 | 0 | 4.605 | 0 | 0 | 11.3387 | 30.1919 | 41.5306 | 88.2082 | 59.7884 | 147.9966
2018 | Warehouse | 4B | 4835.13 | 0 | 7.7122 | 4.6268 | 33.474 | 12.172 | 25.3411 | 0 | 0 | 9.3519 | 0 | 0 | 0 | 0 | 0 | 0 | 4.5559 | 0 | 0 | 13.9787 | 7.7122 | 21.691 | 22.5319 | 38.3537 | 60.8857
2018 | Warehouse | 4C | 4835.13 | 0 | 11.1816 | 0.80055 | 34.2728 | 12.1957 | 25.3411 | 0 | 0 | 6.0496 | 0 | 0 | 0 | 0 | 0 | 0 | 4.6578 | 0 | 0 | 6.8502 | 11.1816 | 18.0318 | 32.668 | 39.6989 | 72.3669
2018 | Warehouse | 5A | 4835.13 | 0 | 55.3419 | 1.7776 | 33.0829 | 12.1811 | 25.3411 | 0 | 0 | 7.1668 | 0 | 0 | 0 | 0 | 0 | 0 | 4.7451 | 0 | 0 | 8.9444 | 55.3419 | 64.2863 | 161.6862 | 84.1949 | 245.8811
2018 | Warehouse | 5B | 4835.13 | 0 | 24.143 | 2.7746 | 33.716 | 12.1921 | 25.3411 | 0 | 0 | 8.9371 | 0 | 0 | 0 | 0 | 0 | 0 | 4.7051 | 0 | 0 | 11.7117 | 24.143 | 35.8548 | 70.536 | 54.15 | 124.686
2018 | Warehouse | 5C | 4835.13 | 0 | 9.6745 | 0.34387 | 33.9853 | 12.1902 | 25.3411 | 0 | 0 | 5.6202 | 0 | 0 | 0 | 0 | 0 | 0 | 4.7378 | 0 | 0 | 5.9641 | 9.6745 | 15.6386 | 28.265 | 37.8163 | 66.0813
2018 | Warehouse | 6A | 4835.13 | 0 | 87.2993 | 1.4628 | 43.5919 | 12.1866 | 25.3411 | 0 | 0 | 7.4233 | 0 | 0 | 0 | 0 | 0 | 0 | 4.8488 | 0 | 0 | 8.8861 | 87.2993 | 96.1855 | 255.0525 | 119.7668 | 374.8193
2018 | Warehouse | 6B | 4835.13 | 0 | 49.6524 | 1.1626 | 43.7284 | 12.172 | 25.3411 | 0 | 0 | 7.487 | 0 | 0 | 0 | 0 | 0 | 0 | 4.8233 | 0 | 0 | 8.6496 | 49.6524 | 58.302 | 145.0638 | 82.0713 | 227.1351
2018 | Warehouse | 7 | 4835.13 | 0 | 84.7311 | 1.0698 | 43.6793 | 12.1902 | 25.3411 | 0 | 0 | 6.9248 | 0 | 0 | 0 | 0 | 0 | 0 | 4.9707 | 0 | 0 | 7.9946 | 84.7311 | 92.7257 | 247.5492 | 116.9662 | 364.5154
2018 | Warehouse | 8 | 4835.13 | 0 | 87.399 | 0.27292 | 44.1305 | 12.2594 | 25.3411 | 0 | 0 | 6.0515 | 0 | 0 | 0 | 0 | 0 | 0 | 5.1381 | 0 | 0 | 6.3244 | 87.399 | 93.7233 | 255.3437 | 119.2972 | 374.6409
0

## Convert
1 m2 = | 10.7639 | ft2
1 Btu = | 1055.0559 | J
1 m3/s = | 15850.3231 | gpm
m ft of H2O | 9804.1394 | Pa
1 kWh | 0.0036 | GJ
Electricity | 3.167 | Source-Site Multiplier
Gas | 1.084 | Source-Site Multiplier

## Weights
National Weighting Factors | Taken from PNNL - Development of National New Construction Weighting Factors for the Commercial Building Prototype Analyses (2003-2018) Report - June, 2020
Total Construction Area (in 1,000 sf) of Samples Aggregated by Climate Zone and Prototype Category (Excluding 'No Prototype') - Table 9 (Page 32)
Building Type | 1A | 1B | 2A | 2B | 3A | 3B | 3C | 4A | 4B | 4C | 5A | 5B | 5C | 6A | 6B | 7 | 8 | Sum by Building Type
Large Office | 16868.9 | 0 | 84133 | 10300 | 83929.9 | 39669.7 | 35451.3 | 174052.1 | 120 | 36842.8 | 74518.9 | 23820 | 162.4 | 13990.2 | 543.7 | 1295.3 | 0 | 595698.2
Medium Office | 21848.7 | 0 | 120104.5 | 29913.5 | 112127.8 | 68844.9 | 25436.2 | 146920.8 | 3930.2 | 26285.4 | 135800.4 | 48290.8 | 367.3 | 26562.7 | 4003.6 | 3172.6 | 355.8 | 773965.2
Small Office | 17162 | 0 | 118476.5 | 23865 | 107666 | 42488.3 | 7232.6 | 89124.6 | 4779 | 14328.2 | 103506.7 | 31856.1 | 348.6 | 20126.3 | 3364.7 | 2423.4 | 123.3 | 586871.3
Stand-Alone Retail | 44821.4 | 0 | 276996.8 | 47518.4 | 274753.6 | 131884 | 18800.7 | 296430.9 | 12655 | 40896.3 | 365606.6 | 82967.5 | 1746.1 | 76240.9 | 9590.5 | 8943.2 | 978.6 | 1690830.5
Strip Mall | 24133.5 | 0 | 97829.6 | 21386.8 | 107582.3 | 65526.1 | 13714.2 | 102063.9 | 2660 | 13523.3 | 93823.4 | 19265.5 | 320.7 | 9083.4 | 1277.3 | 1241.9 | 142.7 | 573574.6
Primary School | 20212.6 | 0 | 150817.8 | 18538.4 | 145027.2 | 55388 | 6782.8 | 136250.3 | 5012.7 | 17810.8 | 119331.6 | 35831.3 | 275.6 | 24237.3 | 7302.9 | 2951.1 | 203.5 | 745973.9
Secondary School | 40614.2 | 0 | 287327.1 | 29704.4 | 334229.3 | 118573.4 | 20879.6 | 305440.9 | 10982.6 | 41838.1 | 336475 | 78271.9 | 1356.4 | 56653.1 | 14616.9 | 9338.2 | 1007 | 1687308.1
Hospital | 14357 | 0 | 115638 | 16770.3 | 97542.2 | 48683.2 | 15213.1 | 142347.1 | 3958.4 | 19933.8 | 146341.6 | 36183.7 | 1052.2 | 30415.3 | 4953.1 | 5087.4 | 353.2 | 698829.6
Outpatient Healthcare | 8459.8 | 0 | 83724.7 | 13739 | 81971.1 | 27005.3 | 6808.4 | 95704.8 | 3206.7 | 15204.9 | 123690.4 | 31275.6 | 577.4 | 27946.6 | 4166.9 | 4450.1 | 322 | 528253.7
Full Service Restaurant | 4806.4 | 0 | 27341.3 | 4221.9 | 25969.4 | 12984.3 | 1983.3 | 25253.3 | 1169.2 | 3264.8 | 30123.8 | 6946.8 | 99.1 | 4506.9 | 684.3 | 669.4 | 131.2 | 150155.4
Quick Service Restaurant | 1221.9 | 0 | 10390.4 | 1466.5 | 10037.7 | 3127.6 | 293.3 | 8515.8 | 309.8 | 706.6 | 10452.5 | 2695 | 13 | 1637.2 | 278.9 | 139 | 4.2 | 51289.4
Large Hotel | 27678.8 | 0 | 109029.4 | 16191.3 | 86868.1 | 84587.5 | 14080.2 | 126031.1 | 3666.5 | 20721 | 100465.6 | 29721.9 | 326.6 | 22180.4 | 6451 | 3756.5 | 86.2 | 651842.1
Small Hotel | 5057.2 | 0 | 46920.4 | 3747.1 | 41402.8 | 16408.6 | 2357.9 | 47016 | 2112.5 | 4011.4 | 42132.1 | 14696 | 318.9 | 12700.3 | 3926.8 | 2436.8 | 157.6 | 245402.4
Warehouse | 82424.4 | 0 | 544781.6 | 96607.6 | 428770.5 | 344959.7 | 28244.9 | 570756.4 | 8114.5 | 83618.4 | 484733 | 125953.1 | 467.4 | 57271.5 | 4666.3 | 5637.9 | 316.2 | 2867323.4
High-Rise Apartment | 222690.7 | 0 | 184107.2 | 12910.4 | 87935.1 | 97550.3 | 45192.2 | 504188.6 | 0 | 76376.9 | 209659.8 | 28818.6 | 0 | 17490.5 | 1373 | 631.9 | 0 | 1488925.2
Mid-Rise Apartment | 55967 | 0 | 346765.7 | 41767 | 274789.5 | 181789.4 | 76095.8 | 466118.4 | 4005.4 | 109081.4 | 342812.1 | 112610.4 | 1021.3 | 88294.7 | 7987.3 | 6374.6 | 1.7 | 2115481.7
Sum by CZ | 608324.5 | 0 | 2604384 | 388647.6 | 2300602.5 | 1339470.3 | 318566.5 | 3236215 | 66682.5 | 524444.1 | 2719473.5 | 709204.2 | 8453 | 489337.3 | 75187.2 | 58549.3 | 4183.2 | 15451724.7
Weighting Factor Table
Building Type | 1A | 1B | 2A | 2B | 3A | 3B | 3C | 4A | 4B | 4C | 5A | 5B | 5C | 6A | 6B | 7 | 8 | Sum by Building Type
Large Office | 0.1092% | 0% | 0.5445% | 0.06666% | 0.5432% | 0.2567% | 0.2294% | 1.126% | 0.0007766% | 0.2384% | 0.4823% | 0.1542% | 0.001051% | 0.09054% | 0.003519% | 0.008383% | 0% | 3.855%
Medium Office | 0.1414% | 0% | 0.7773% | 0.1936% | 0.7257% | 0.4455% | 0.1646% | 0.9508% | 0.02544% | 0.1701% | 0.8789% | 0.3125% | 0.002377% | 0.1719% | 0.02591% | 0.02053% | 0.002303% | 5.009%
Small Office | 0.1111% | 0% | 0.7668% | 0.1544% | 0.6968% | 0.275% | 0.04681% | 0.5768% | 0.03093% | 0.09273% | 0.6699% | 0.2062% | 0.002256% | 0.1303% | 0.02178% | 0.01568% | 0.000798% | 3.798%
Stand-Alone Retail | 0.2901% | 0% | 1.793% | 0.3075% | 1.778% | 0.8535% | 0.1217% | 1.918% | 0.0819% | 0.2647% | 2.366% | 0.5369% | 0.0113% | 0.4934% | 0.06207% | 0.05788% | 0.006333% | 10.94%
Strip Mall | 0.1562% | 0% | 0.6331% | 0.1384% | 0.6962% | 0.4241% | 0.08876% | 0.6605% | 0.01721% | 0.08752% | 0.6072% | 0.1247% | 0.002075% | 0.05879% | 0.008266% | 0.008037% | 0.0009235% | 3.712%
Primary School | 0.1308% | 0% | 0.9761% | 0.12% | 0.9386% | 0.3585% | 0.0439% | 0.8818% | 0.03244% | 0.1153% | 0.7723% | 0.2319% | 0.001784% | 0.1569% | 0.04726% | 0.0191% | 0.001317% | 4.828%
Secondary School | 0.2628% | 0% | 1.86% | 0.1922% | 2.163% | 0.7674% | 0.1351% | 1.977% | 0.07108% | 0.2708% | 2.178% | 0.5066% | 0.008778% | 0.3666% | 0.0946% | 0.06043% | 0.006517% | 10.92%
Hospital | 0.09292% | 0% | 0.7484% | 0.1085% | 0.6313% | 0.3151% | 0.09846% | 0.9212% | 0.02562% | 0.129% | 0.9471% | 0.2342% | 0.00681% | 0.1968% | 0.03206% | 0.03292% | 0.002286% | 4.523%
Outpatient Healthcare | 0.05475% | 0% | 0.5418% | 0.08892% | 0.5305% | 0.1748% | 0.04406% | 0.6194% | 0.02075% | 0.0984% | 0.8005% | 0.2024% | 0.003737% | 0.1809% | 0.02697% | 0.0288% | 0.002084% | 3.419%
Full Service Restaurant | 0.03111% | 0% | 0.1769% | 0.02732% | 0.1681% | 0.08403% | 0.01284% | 0.1634% | 0.007567% | 0.02113% | 0.195% | 0.04496% | 0.0006414% | 0.02917% | 0.004429% | 0.004332% | 0.0008491% | 0.9718%
Quick Service Restaurant | 0.007908% | 0% | 0.06724% | 0.009491% | 0.06496% | 0.02024% | 0.001898% | 0.05511% | 0.002005% | 0.004573% | 0.06765% | 0.01744% | 8.413e-05% | 0.0106% | 0.001805% | 0.0008996% | 2.718e-05% | 0.3319%
Large Hotel | 0.1791% | 0% | 0.7056% | 0.1048% | 0.5622% | 0.5474% | 0.09112% | 0.8156% | 0.02373% | 0.1341% | 0.6502% | 0.1924% | 0.002114% | 0.1435% | 0.04175% | 0.02431% | 0.0005579% | 4.219%
Small Hotel | 0.03273% | 0% | 0.3037% | 0.02425% | 0.2679% | 0.1062% | 0.01526% | 0.3043% | 0.01367% | 0.02596% | 0.2727% | 0.09511% | 0.002064% | 0.08219% | 0.02541% | 0.01577% | 0.00102% | 1.588%
Warehouse | 0.5334% | 0% | 3.526% | 0.6252% | 2.775% | 2.232% | 0.1828% | 3.694% | 0.05252% | 0.5412% | 3.137% | 0.8151% | 0.003025% | 0.3706% | 0.0302% | 0.03649% | 0.002046% | 18.56%
High-Rise Apartment | 1.441% | 0% | 1.191% | 0.08355% | 0.5691% | 0.6313% | 0.2925% | 3.263% | 0% | 0.4943% | 1.357% | 0.1865% | 0% | 0.1132% | 0.008886% | 0.00409% | 0% | 9.636%
Mid-Rise Apartment | 0.3622% | 0% | 2.244% | 0.2703% | 1.778% | 1.176% | 0.4925% | 3.017% | 0.02592% | 0.7059% | 2.219% | 0.7288% | 0.00661% | 0.5714% | 0.05169% | 0.04125% | 1.1e-05% | 13.69%
Sum by CZ | 3.937% | 0% | 16.85% | 2.515% | 14.89% | 8.669% | 2.062% | 20.94% | 0.4316% | 3.394% | 17.6% | 4.59% | 0.05471% | 3.167% | 0.4866% | 0.3789% | 0.02707% | 100%

## SWH
Serving Water Heating Pump Energy Use
Building Type | SWH Pump Energy (GJ/yr) | Floor Area (m2) |  | Note: The prototype model pump energy usage category includes HVAC pumping and SWH pumping (depending on the building type), this study on HVAC energy performance
Large Office | 0.14091 | 46320.38 |  | subtracted out SWH pump energy in order to isolate HVAC pumping energy.
Medium Office | 0.15 | 4982.19
Small Office | 0 | 511.16
Stand-Alone Retail | 0 | 2293.99
Strip Mall | 0 | 2090.32
Primary School | 0.014366 | 6871
Secondary School | 0.074712 | 19592
Hospital | 0.78826 | 22436.18
Outpatient Healthcare | 0.024109 | 3804.01
Full Service Restaurant | 0.45 | 511.15
Quick Service Restaurant | 0 | 232.34
Large Hotel | 1.5108 | 11345.29
Small Hotel | 0.26 | 4013.58
Warehouse | 0 | 4835.13
High-Rise Apartment | 0.11415 | 7836.48
Mid-Rise Apartment | 0 | 3134.61
| High-Rise Apartment |  |  |  | Hospital |  |  | Large Hotel |  |  | Large Office |  |  | Outpatient Healtchare |  |  | Primary School |  |  | Secondary School
|  | 0.11415 | GJ/yr |  |  | 0.78826 | GJ/yr |  | 1.5108 | GJ/yr |  | 0.14091 | GJ/yr |  | 0.024109 | GJ/yr |  | 0.014366 | GJ/yr |  | 0.074712 | GJ/yr

## Office
Large Office - IECC HVAC Energy Use - Source EUI (kWh/m2/yr)
Large Office | Ho Chi Minh City | Dubai | Honolulu | New Delhi | Tampa | Tucson | Atlanta | El Paso | San Diego | New York | Albuquerque | Seattle | Buffalo | Denver | Port Angeles | Rochester | Great Falls | International Falls | Fairbanks | National | % National HVAC Energy Improvement per Publication Year
Year | 0A | 0B | 1A | 1B | 2A | 2B | 3A | 3B | 3C | 4A | 4B | 4C | 5A | 5B | 5C | 6A | 6B | 7 | 8 | All | All
2006 | 418.4412 | 361.0549 | 306.8806 | 314.8056 | 288.5865 | 226.3469 | 232.4471 | 222.22 | 166.4295 | 225.7462 | 213.3224 | 159.7843 | 207.7335 | 215.1021 | 151.0434 | 233.9669 | 213.3406 | 256.6965 | 282.1352 | 233.3568 | 0%
2009 | 380.606 | 335.5509 | 291.4105 | 295.5335 | 261.7956 | 211.7028 | 202.3363 | 208.9447 | 157.6963 | 192.0907 | 206.0267 | 143.6921 | 184.3572 | 205.3357 | 134.427 | 207.5735 | 196.6773 | 222.9824 | 239.5903 | 208.7956 | -10.53%
2012 | 281.3922 | 286.7088 | 238.6674 | 260.77 | 209.2809 | 194.0825 | 174.6935 | 195.2386 | 149.2333 | 158.4507 | 194.7533 | 134.6005 | 144.5448 | 192.1487 | 128.0432 | 185.4255 | 180.2219 | 183.0128 | 154.6026 | 175.9718 | -15.72%
2015 | 258.2911 | 250.4941 | 217.7379 | 227.3996 | 195.084 | 178.7002 | 161.8451 | 181.6496 | 138.054 | 146.6986 | 181.7759 | 119.1867 | 134.3678 | 178.8074 | 111.0415 | 145.4519 | 162.4335 | 140.0432 | 145.2137 | 162.0755 | -7.897%
2018 | 248.7834 | 249.306 | 213.2865 | 225.9733 | 189.9786 | 177.4469 | 158.021 | 180.4978 | 136.8289 | 141.2825 | 179.3091 | 116.391 | 130.3031 | 176.3255 | 109.0372 | 139.4311 | 159.9305 | 132.1626 | 132.8397 | 158.0074 | -2.51%
% HVAC EUI Savings vs. IECC-2006 Baseline
2006 | 0% | 0% | 0% | 0% | 0% | 0% | 0% | 0% | 0% | 0% | 0% | 0% | 0% | 0% | 0% | 0% | 0% | 0% | 0% | 0%
2009 | -9.042% | -7.064% | -5.041% | -6.122% | -9.283% | -6.47% | -12.95% | -5.974% | -5.247% | -14.91% | -3.42% | -10.07% | -11.25% | -4.54% | -11% | -11.28% | -7.811% | -13.13% | -15.08% | -10.53%
2012 | -32.75% | -20.59% | -22.23% | -17.16% | -27.48% | -14.25% | -24.85% | -12.14% | -10.33% | -29.81% | -8.705% | -15.76% | -30.42% | -10.67% | -15.23% | -20.75% | -15.52% | -28.7% | -45.2% | -24.59%
2015 | -38.27% | -30.62% | -29.05% | -27.77% | -32.4% | -21.05% | -30.37% | -18.26% | -17.05% | -35.02% | -14.79% | -25.41% | -35.32% | -16.87% | -26.48% | -37.83% | -23.86% | -45.44% | -48.53% | -30.55%
2018 | -40.55% | -30.95% | -30.5% | -28.22% | -34.17% | -21.6% | -32.02% | -18.78% | -17.79% | -37.42% | -15.94% | -27.16% | -37.27% | -18.03% | -27.81% | -40.41% | -25.04% | -48.51% | -52.92% | -32.29%
Medium Office - IECC HVAC Energy Use - Source EUI (kWh/m2/yr)
Medium Office | Ho Chi Minh City | Dubai | Honolulu | New Delhi | Tampa | Tucson | Atlanta | El Paso | San Diego | New York | Albuquerque | Seattle | Buffalo | Denver | Port Angeles | Rochester | Great Falls | International Falls | Fairbanks | National | % National HVAC Energy Improvement per Publication Year
Year | 0A | 0B | 1A | 1B | 2A | 2B | 3A | 3B | 3C | 4A | 4B | 4C | 5A | 5B | 5C | 6A | 6B | 7 | 8 | All | All
2006 | 314.8286 | 279.4009 | 207.9222 | 233.76 | 192.1771 | 150.441 | 156.5357 | 122.9132 | 79.8683 | 172.7989 | 117.2596 | 103.9371 | 173.4117 | 127.0586 | 106.862 | 225.8602 | 163.7953 | 241.1552 | 305.2613 | 165.5506 | 0% |  | Year
2009 | 276.325 | 251.8096 | 189.0713 | 210.1388 | 169.5766 | 134.1283 | 118.1897 | 103.6578 | 65.8174 | 121.8028 | 91.7661 | 73.0948 | 131.1313 | 100.7347 | 68.5249 | 174.8594 | 123.9657 | 185.1807 | 235.28 | 130.3727 | -21.25% | Building Type | 2006 | 2009 | 2012 | 2015 | 2018
2012 | 219.1788 | 201.1724 | 148.5989 | 164.5907 | 123.4854 | 104.8937 | 96.1087 | 82.6637 | 54.2098 | 95.0578 | 73.6796 | 64.5952 | 90.9222 | 81.4747 | 73.3096 | 131.7963 | 98.9395 | 120.574 | 147.5294 | 99.2483 | -23.87% | Large Office | 233.3568 | 208.7956 | 175.9718 | 162.0755 | 158.0074
2015 | 188.6916 | 175.5811 | 136.9433 | 146.8598 | 116.5157 | 99.9351 | 84.4131 | 76.9054 | 51.0844 | 81.2449 | 67.4125 | 47.1961 | 87.227 | 70.837 | 41.4082 | 116.4702 | 82.759 | 102.3853 | 126.2622 | 89.8796 | -9.44% | Medium Office | 165.5506 | 130.3727 | 99.2483 | 89.8796 | 86.0035
2018 | 182.7235 | 174.4545 | 133.9256 | 145.1394 | 113.6585 | 97.9489 | 81.19 | 74.9455 | 49.6699 | 76.8681 | 63.0263 | 40.9386 | 82.1671 | 66.3436 | 35.7466 | 109.7681 | 75.9941 | 89.6058 | 106.301 | 86.0035 | -4.313% | Small Office | 127.0859 | 107.262 | 87.0436 | 86.3305 | 85.4227
% HVAC EUI Savings vs. IECC-2006 Baseline
2006 | 0% | 0% | 0% | 0% | 0% | 0% | 0% | 0% | 0% | 0% | 0% | 0% | 0% | 0% | 0% | 0% | 0% | 0% | 0% | 0%
2009 | -9.202% | -7.642% | -6.143% | -7.503% | -7.831% | -7.207% | -16.5% | -8.665% | -8.443% | -22.59% | -11.95% | -19.3% | -20.35% | -12.24% | -25.38% | -21.8% | -18.67% | -21.81% | -24.8% | -21.25%
2012 | -22.86% | -21.67% | -19.33% | -21.97% | -23.8% | -20.12% | -26% | -18.11% | -15.42% | -34.44% | -20.43% | -24.62% | -39.71% | -21.19% | -22.21% | -40.2% | -30.4% | -46.97% | -55.91% | -40.05%
2015 | -30.14% | -28.75% | -23.13% | -27.6% | -26.22% | -22.31% | -31.03% | -20.7% | -17.29% | -40.56% | -23.37% | -35.51% | -41.49% | -26.14% | -43.33% | -46.75% | -37.98% | -54.06% | -63.44% | -45.71%
2018 | -31.57% | -29.07% | -24.11% | -28.15% | -27.21% | -23.19% | -32.41% | -21.59% | -18.14% | -42.49% | -25.42% | -39.43% | -43.92% | -28.23% | -47.08% | -49.62% | -41.16% | -59.04% | -70.52% | -48.05%
Small Office - IECC HVAC Energy Use - Source EUI (kWh/m2/yr)
Small Office | Ho Chi Minh City | Dubai | Honolulu | New Delhi | Tampa | Tucson | Atlanta | El Paso | San Diego | New York | Albuquerque | Seattle | Buffalo | Denver | Port Angeles | Rochester | Great Falls | International Falls | Fairbanks | National | % National HVAC Energy Improvement per Publication Year
Year | 0A | 0B | 1A | 1B | 2A | 2B | 3A | 3B | 3C | 4A | 4B | 4C | 5A | 5B | 5C | 6A | 6B | 7 | 8 | All | All
2006 | 233.9914 | 234.6798 | 177.3522 | 194.1667 | 156.5966 | 153.7112 | 114.6669 | 120.4283 | 82.9881 | 111.8027 | 108.7568 | 74.9399 | 125.593 | 115.1488 | 69.8899 | 170.3572 | 129.5058 | 180.2625 | 204.2301 | 127.0859 | 0%
2009 | 191.6368 | 195.6984 | 148.3012 | 163.584 | 130.7123 | 131.1598 | 98.1993 | 104.5427 | 73.8667 | 95.9055 | 95.7815 | 65.4565 | 103.9414 | 96.2445 | 60.7845 | 136.2614 | 105.2524 | 144.1781 | 174.8827 | 107.262 | -15.6%
2012 | 153.8602 | 154.6174 | 120.1624 | 128.148 | 105.8778 | 103.0209 | 78.6654 | 82.2037 | 59.3928 | 77.1721 | 77.8419 | 54.7765 | 87.5767 | 80.1505 | 51.9913 | 109.0849 | 84.2011 | 113.9924 | 140.8596 | 87.0436 | -18.85%
2015 | 147.5268 | 148.3357 | 114.896 | 123.7593 | 102.4186 | 100.1124 | 76.4308 | 80.941 | 58.2913 | 78.3663 | 78.7359 | 56.0038 | 88.7282 | 81.5019 | 53.557 | 110.2926 | 85.7522 | 115.8918 | 145.1987 | 86.3305 | -0.8192%
2018 | 146.3565 | 147.1654 | 113.7946 | 122.6063 | 101.3859 | 99.0281 | 75.7428 | 80.0175 | 57.3275 | 77.0579 | 75.7373 | 53.9232 | 88.3444 | 80.6596 | 52.5321 | 110.3938 | 85.6731 | 116.0646 | 145.6538 | 85.4227 | -1.052%
% HVAC EUI Savings vs. IECC-2006 Baseline
2006 | 0% | 0% | 0% | 0% | 0% | 0% | 0% | 0% | 0% | 0% | 0% | 0% | 0% | 0% | 0% | 0% | 0% | 0% | 0% | 0%
2009 | -10.12% | -10.8% | -9.467% | -9.715% | -8.969% | -9.963% | -7.084% | -7.149% | -5.481% | -7.042% | -6.082% | -5.935% | -10.42% | -8.789% | -6.028% | -14.57% | -11.37% | -14.06% | -10.4% | -15.6%
2012 | -19.15% | -22.17% | -18.64% | -20.97% | -17.57% | -22.39% | -15.49% | -17.2% | -14.18% | -15.34% | -14.49% | -12.62% | -18.3% | -16.27% | -11.85% | -26.19% | -21.24% | -25.82% | -22.46% | -31.51%
2015 | -20.66% | -23.91% | -20.35% | -22.37% | -18.77% | -23.68% | -16.45% | -17.77% | -14.84% | -14.81% | -14.07% | -11.85% | -17.75% | -15.64% | -10.81% | -25.67% | -20.51% | -25.08% | -20.92% | -32.07%
2018 | -20.94% | -24.24% | -20.71% | -22.73% | -19.13% | -24.16% | -16.75% | -18.19% | -15.42% | -15.39% | -15.48% | -13.15% | -17.93% | -16.03% | -11.49% | -25.63% | -20.55% | -25.01% | -20.76% | -32.78%

## Retail
Stand-Alone Retail - IECC HVAC Energy Use - Source EUI (kWh/m2/yr)
Stand-Alone Retail | Ho Chi Minh City | Dubai | Honolulu | New Delhi | Tampa | Tucson | Atlanta | El Paso | San Diego | New York | Albuquerque | Seattle | Buffalo | Denver | Port Angeles | Rochester | Great Falls | International Falls | Fairbanks | National | % National HVAC Energy Improvement per Publication Year
Year | 0A | 0B | 1A | 1B | 2A | 2B | 3A | 3B | 3C | 4A | 4B | 4C | 5A | 5B | 5C | 6A | 6B | 7 | 8 | All | All
2006 | 655.5378 | 633.5915 | 490.0095 | 544.9092 | 456.7374 | 403.7818 | 347.3153 | 360.8083 | 218.111 | 347.4741 | 293.087 | 225.215 | 334.6705 | 300.93 | 218.6187 | 396.4796 | 331.3584 | 431.257 | 511.3302 | 364.3743 | 0%
2009 | 611.6282 | 608.9484 | 472.6566 | 525.3152 | 394.9472 | 352.565 | 304.5728 | 300.4136 | 212.435 | 287.6362 | 266.4777 | 208.021 | 293.7875 | 276.9626 | 197.7025 | 350.5783 | 302.781 | 385.9196 | 455.0108 | 316.9543 | -13.01%
2012 | 475.8382 | 454.742 | 375.1964 | 404.3303 | 334.8226 | 314.1062 | 268.5456 | 272.5899 | 188.952 | 255.7066 | 254.068 | 184.5527 | 250.8098 | 251.462 | 174.7624 | 291.4709 | 252.2289 | 302.8364 | 353.4406 | 275.0113 | -13.23%
2015 | 298.8461 | 311.6938 | 237.6731 | 265.9516 | 203.6762 | 186.458 | 157.8871 | 155.5619 | 107.89 | 151.5703 | 147.0648 | 113.7986 | 149.4647 | 157.4992 | 113.6247 | 180.4929 | 174.7067 | 190.674 | 232.8944 | 164.7841 | -40.08%
2018 | 327.8878 | 299.2334 | 234.1897 | 252.208 | 198.3991 | 172.4342 | 157.463 | 146.7582 | 94.043 | 161.1465 | 134.7724 | 105.9347 | 169.8215 | 147.9771 | 104.0802 | 206.8336 | 163.1228 | 170.7078 | 210.1034 | 167.8151 | 1.839%
% HVAC EUI Savings vs. IECC-2006 Baseline
2006 | 0% | 0% | 0% | 0% | 0% | 0% | 0% | 0% | 0% | 0% | 0% | 0% | 0% | 0% | 0% | 0% | 0% | 0% | 0% | 0%
2009 | -6.698% | -3.889% | -3.541% | -3.596% | -13.53% | -12.68% | -12.31% | -16.74% | -2.602% | -17.22% | -9.079% | -7.634% | -12.22% | -7.964% | -9.567% | -11.58% | -8.624% | -10.51% | -11.01% | -13.01%
2012 | -27.41% | -28.23% | -23.43% | -25.8% | -26.69% | -22.21% | -22.68% | -24.45% | -13.37% | -26.41% | -13.31% | -18.05% | -25.06% | -16.44% | -20.06% | -26.49% | -23.88% | -29.78% | -30.88% | -24.53%
2015 | -54.41% | -50.81% | -51.5% | -51.19% | -55.41% | -53.82% | -54.54% | -56.89% | -50.53% | -56.38% | -49.82% | -49.47% | -55.34% | -47.66% | -48.03% | -54.48% | -47.28% | -55.79% | -54.45% | -54.78%
2018 | -49.98% | -52.77% | -52.21% | -53.72% | -56.56% | -57.3% | -54.66% | -59.33% | -56.88% | -53.62% | -54.02% | -52.96% | -49.26% | -50.83% | -52.39% | -47.83% | -50.77% | -60.42% | -58.91% | -53.94%
Strip Mall - IECC HVAC Energy Use - Source EUI (kWh/m2/yr)
Strip Mall | Ho Chi Minh City | Dubai | Honolulu | New Delhi | Tampa | Tucson | Atlanta | El Paso | San Diego | New York | Albuquerque | Seattle | Buffalo | Denver | Port Angeles | Rochester | Great Falls | International Falls | Fairbanks | National | % National HVAC Energy Improvement per Publication Year
Year | 0A | 0B | 1A | 1B | 2A | 2B | 3A | 3B | 3C | 4A | 4B | 4C | 5A | 5B | 5C | 6A | 6B | 7 | 8 | All | All
2006 | 602.3618 | 570.8523 | 435.6989 | 487.3436 | 398.5237 | 357.6427 | 316.8094 | 293.4555 | 166.0358 | 311.7256 | 257.4396 | 184.1106 | 294.9902 | 257.7686 | 179.8679 | 375.0588 | 290.838 | 404.5053 | 494.8304 | 320.806 | 0% |  | Year
2009 | 574.3412 | 547.6295 | 419.2981 | 470.0819 | 375.7341 | 338.3921 | 272.0804 | 271.2331 | 155.2735 | 251.6249 | 228.3826 | 163.9271 | 252.5853 | 235.5885 | 156.3852 | 319.9906 | 258.8524 | 361.1444 | 440.8888 | 283.0565 | -11.77% | Building Type | 2006 | 2009 | 2012 | 2015 | 2018
2012 | 455.1129 | 438.8553 | 328.9615 | 376.012 | 296.4192 | 281.6894 | 214.2268 | 214.5555 | 125.2385 | 206.1045 | 190.4631 | 136.0549 | 207.0363 | 195.0419 | 128.3265 | 247.63 | 200.1408 | 256.1667 | 307.0993 | 227.0114 | -19.8% | Stand-Alone Retail | 364.3743 | 316.9543 | 275.0113 | 164.7841 | 167.8151
2015 | 342.3994 | 314.5388 | 226.6811 | 258.5828 | 197.7888 | 171.3209 | 140.1875 | 123.7259 | 102.847 | 149.488 | 135.8304 | 121.9025 | 170.9432 | 159.0051 | 120.7866 | 204.8299 | 181.6651 | 230.6974 | 266.9813 | 162.0884 | -28.6% | Strip Mall | 320.806 | 283.0565 | 227.0114 | 162.0884 | 161.7339
2018 | 330.4892 | 303.8154 | 216.9004 | 248.7419 | 189.2498 | 164.2661 | 136.8723 | 130.744 | 93.6452 | 152.7967 | 141.1127 | 121.9569 | 175.6344 | 159.4945 | 126.0572 | 208.7293 | 187.6497 | 230.498 | 273.5397 | 161.7339 | -0.2187%
% HVAC EUI Savings vs. IECC-2006 Baseline
2006 | 0% | 0% | 0% | 0% | 0% | 0% | 0% | 0% | 0% | 0% | 0% | 0% | 0% | 0% | 0% | 0% | 0% | 0% | 0% | 0%
2009 | -4.274% | -3.665% | -3.347% | -3.168% | -4.99% | -4.768% | -12.88% | -6.159% | -4.934% | -17.3% | -9.914% | -8.962% | -12.67% | -7.371% | -10.74% | -13.89% | -9.653% | -10.05% | -10.55% | -11.77%
2012 | -22.46% | -20.83% | -21.78% | -20.43% | -22.36% | -18.81% | -29.54% | -21.87% | -18.7% | -30.4% | -22.85% | -21.34% | -26.28% | -20.84% | -23.58% | -32.14% | -27.37% | -34.4% | -36.71% | -29.24%
2015 | -39.66% | -40.45% | -42.66% | -41.98% | -43.95% | -46.14% | -50.85% | -47.04% | -28.97% | -46.69% | -41.49% | -27.62% | -37.07% | -32.82% | -27.02% | -42.94% | -32.95% | -40.3% | -44.56% | -49.47%
2018 | -41.47% | -42.15% | -44.65% | -43.79% | -45.82% | -47.89% | -51.81% | -45.1% | -33.19% | -45.74% | -39.69% | -27.6% | -35.66% | -32.66% | -24.61% | -41.95% | -31.14% | -40.35% | -43.28% | -49.59%

## Schools
Primary School - IECC HVAC Energy Use - Source EUI (kWh/m2/yr)
Primary School | Ho Chi Minh City | Dubai | Honolulu | New Delhi | Tampa | Tucson | Atlanta | El Paso | San Diego | New York | Albuquerque | Seattle | Buffalo | Denver | Port Angeles | Rochester | Great Falls | International Falls | Fairbanks | National | % National HVAC Energy Improvement per Publication Year
Year | 0A | 0B | 1A | 1B | 2A | 2B | 3A | 3B | 3C | 4A | 4B | 4C | 5A | 5B | 5C | 6A | 6B | 7 | 8 | All | All
2006 | 695.5534 | 616.9553 | 455.4254 | 553.8787 | 418.0891 | 365.1068 | 326.4267 | 317.3067 | 220.8539 | 304.3786 | 282.3578 | 188.7042 | 252.4483 | 255.4188 | 174.9338 | 311.7677 | 270.0079 | 362.5186 | 470.905 | 318.5534 | 0%
2009 | 653.6526 | 571.3759 | 422.1295 | 513.5165 | 362.4201 | 309.5438 | 244.4168 | 251.5835 | 174.4158 | 213.8303 | 217.3148 | 147.6066 | 200.1143 | 209.3574 | 129.844 | 253.1314 | 216.7386 | 317.1671 | 414.186 | 253.3039 | -20.48%
2012 | 495.4589 | 406.1126 | 312.2355 | 363.4681 | 259.3202 | 238.4747 | 193.3048 | 199.5775 | 135.2757 | 174.0472 | 176.883 | 120.431 | 161.0677 | 171.3331 | 107.2576 | 190.5677 | 160.0929 | 191.9943 | 233.9055 | 196.0484 | -22.6%
2015 | 366.5722 | 341.2112 | 263.19 | 279.3119 | 208.2314 | 188.4263 | 142.8814 | 145.0092 | 101.1592 | 125.4578 | 126.249 | 87.5559 | 111.4528 | 120.5666 | 77.5613 | 141.2815 | 121.0993 | 142.4489 | 176.5301 | 146.7631 | -25.14%
2018 | 330.2437 | 317.764 | 241.163 | 267.3472 | 206.4187 | 180.4865 | 137.3209 | 138.6797 | 95.7858 | 121.8755 | 119.5764 | 85.6742 | 112.9984 | 116.0576 | 77.4471 | 155.072 | 124.0263 | 168.5454 | 223.3213 | 143.688 | -2.095%
% HVAC EUI Savings vs. IECC-2006 Baseline
2006 | 0% | 0% | 0% | 0% | 0% | 0% | 0% | 0% | 0% | 0% | 0% | 0% | 0% | 0% | 0% | 0% | 0% | 0% | 0% | 0%
2009 | -6.024% | -7.388% | -7.311% | -7.287% | -13.32% | -15.22% | -25.12% | -20.71% | -21.03% | -29.75% | -23.04% | -21.78% | -20.73% | -18.03% | -25.78% | -18.81% | -19.73% | -12.51% | -12.04% | -20.48%
2012 | -28.77% | -34.17% | -31.44% | -34.38% | -37.97% | -34.68% | -40.78% | -37.1% | -38.75% | -42.82% | -37.35% | -36.18% | -36.2% | -32.92% | -38.69% | -38.88% | -40.71% | -47.04% | -50.33% | -38.46%
2015 | -47.3% | -44.69% | -42.21% | -49.57% | -50.19% | -48.39% | -56.23% | -54.3% | -54.2% | -58.78% | -55.29% | -53.6% | -55.85% | -52.8% | -55.66% | -54.68% | -55.15% | -60.71% | -62.51% | -53.93%
2018 | -52.52% | -48.49% | -47.05% | -51.73% | -50.63% | -50.57% | -57.93% | -56.29% | -56.63% | -59.96% | -57.65% | -54.6% | -55.24% | -54.56% | -55.73% | -50.26% | -54.07% | -53.51% | -52.58% | -54.89%
Secondary School - IECC HVAC Energy Use - Source EUI (kWh/m2/yr)
Secondary School | Ho Chi Minh City | Dubai | Honolulu | New Delhi | Tampa | Tucson | Atlanta | El Paso | San Diego | New York | Albuquerque | Seattle | Buffalo | Denver | Port Angeles | Rochester | Great Falls | International Falls | Fairbanks | National | % National HVAC Energy Improvement per Publication Year
Year | 0A | 0B | 1A | 1B | 2A | 2B | 3A | 3B | 3C | 4A | 4B | 4C | 5A | 5B | 5C | 6A | 6B | 7 | 8 | All | All
2006 | 709.2132 | 597.6808 | 456.9437 | 538.4371 | 424.7813 | 350.0186 | 326.0593 | 291.7407 | 210.1602 | 289.2276 | 255.3322 | 175.8293 | 236.5168 | 234.4238 | 156.6152 | 284.4425 | 238.8698 | 323.4221 | 398.5121 | 308.1812 | 0% |  | Year
2009 | 602.5595 | 494.3746 | 367.6618 | 447.5736 | 342.3894 | 265.6221 | 234.743 | 212.621 | 164.0706 | 199.9011 | 176.4422 | 133.1087 | 180.7873 | 169.7897 | 113.2708 | 220.4977 | 174.3804 | 269.3956 | 332.7365 | 231.3924 | -24.92% | Building Type | 2006 | 2009 | 2012 | 2015 | 2018
2012 | 496.7228 | 385.882 | 302.8198 | 364.4955 | 268.5368 | 232.8561 | 196.7903 | 190.9286 | 143.7942 | 166.8691 | 158.2901 | 112.0766 | 147.1036 | 148.9013 | 99.1178 | 175.5176 | 144.8666 | 171.3163 | 193.7065 | 191.0358 | -17.44% | Primary School | 318.5534 | 253.3039 | 196.0484 | 146.7631 | 143.688
2015 | 389.5903 | 313.6102 | 248.3623 | 281.9596 | 214.064 | 178.2095 | 149.1283 | 140.819 | 108.981 | 127.6153 | 124.8182 | 85.0355 | 111.144 | 118.5294 | 72.7379 | 134.5567 | 107.5746 | 132.282 | 149.713 | 147.5187 | -22.78% | Secondary School | 308.1812 | 231.3924 | 191.0358 | 147.5187 | 143.5462
2018 | 361.6976 | 305.7176 | 239.8979 | 273.9191 | 208.1207 | 173.597 | 146.6799 | 136.0088 | 104.6897 | 122.9295 | 116.9395 | 82.2749 | 109.6186 | 113.5831 | 70.912 | 133.5751 | 105.7862 | 130.8651 | 146.8662 | 143.5462 | -2.693%
% HVAC EUI Savings vs. IECC-2006 Baseline
2006 | 0% | 0% | 0% | 0% | 0% | 0% | 0% | 0% | 0% | 0% | 0% | 0% | 0% | 0% | 0% | 0% | 0% | 0% | 0% | 0%
2009 | -15.33% | -16.74% | -19.6% | -16.4% | -19.71% | -23.12% | -27.97% | -24.93% | -20.87% | -29.35% | -27.94% | -22.64% | -22.08% | -25.31% | -24.78% | -20.51% | -23.88% | -14.9% | -13.97% | -24.92%
2012 | -30.55% | -34.33% | -33.84% | -31.4% | -37.37% | -32.09% | -39.6% | -31.77% | -30.05% | -40.2% | -34.37% | -33.78% | -35.42% | -33.48% | -32.87% | -34.94% | -34.82% | -41.96% | -43.49% | -38.01%
2015 | -45.95% | -46.04% | -45.8% | -46.31% | -50.4% | -47.06% | -54.2% | -47.56% | -45.81% | -53.1% | -46.22% | -48.11% | -49.66% | -45.37% | -47.95% | -48.08% | -48.63% | -52.73% | -52.83% | -52.13%
2018 | -49.96% | -47.32% | -47.66% | -47.76% | -51.82% | -48.32% | -54.95% | -49.08% | -47.76% | -54.64% | -49.01% | -49.58% | -50.27% | -47.31% | -48.99% | -48.39% | -49.29% | -53.12% | -53.44% | -53.42%

## Healthcare
Hospital - IECC HVAC Energy Use - Source EUI (kWh/m2/yr)
Hospital | Ho Chi Minh City | Dubai | Honolulu | New Delhi | Tampa | Tucson | Atlanta | El Paso | San Diego | New York | Albuquerque | Seattle | Buffalo | Denver | Port Angeles | Rochester | Great Falls | International Falls | Fairbanks | National | % National HVAC Energy Improvement per Publication Year
Year | 0A | 0B | 1A | 1B | 2A | 2B | 3A | 3B | 3C | 4A | 4B | 4C | 5A | 5B | 5C | 6A | 6B | 7 | 8 | All | All
2006 | 864.5119 | 737.2775 | 735.3192 | 672.3139 | 723.0361 | 712.2443 | 703.8034 | 670.1176 | 573.2324 | 750.9473 | 655.8426 | 593.0623 | 801.4159 | 664.7043 | 622.1658 | 846.7535 | 737.8746 | 920.9927 | 955.2526 | 729.7185 | 0%
2009 | 1113.8093 | 819.24 | 952.3749 | 744.6894 | 975.8037 | 845.2746 | 892.6527 | 822.6003 | 696.2272 | 886.4882 | 818.9082 | 704.3837 | 866.6107 | 847.9202 | 692.6451 | 973.4477 | 899.1246 | 1029.3404 | 1103.2413 | 886.1249 | 21.43%
2012 | 1079.9409 | 942.2302 | 916.1721 | 853.4455 | 904.3101 | 830.3868 | 838.9332 | 798.9287 | 651.6839 | 840.2248 | 783.5051 | 669.822 | 831.2604 | 802.9124 | 665.7005 | 920.3665 | 899.7925 | 964.2138 | 1040.1859 | 840.0473 | -5.2%
2015 | 521.0002 | 443.5828 | 445.9629 | 428.8075 | 439.289 | 448.3754 | 419.177 | 434.981 | 320.5652 | 427.2603 | 440.4689 | 337.287 | 418.3585 | 438.8254 | 334.8836 | 466.218 | 475.4504 | 487.8325 | 526.5229 | 425.4626 | -49.35%
2018 | 490.1992 | 427.4864 | 420.3009 | 415.2847 | 418.1081 | 440.0016 | 405.7827 | 427.337 | 315.1677 | 415.3594 | 431.7591 | 331.8358 | 409.4301 | 428.3197 | 327.351 | 453.5159 | 461.9018 | 471.897 | 505.7332 | 412.5965 | -3.024%
% HVAC EUI Savings vs. IECC-2006 Baseline
2006 | 0% | 0% | 0% | 0% | 0% | 0% | 0% | 0% | 0% | 0% | 0% | 0% | 0% | 0% | 0% | 0% | 0% | 0% | 0% | 0%
2009 | 28.84% | 11.12% | 29.52% | 10.77% | 34.96% | 18.68% | 26.83% | 22.75% | 21.46% | 18.05% | 24.86% | 18.77% | 8.135% | 27.56% | 11.33% | 14.96% | 21.85% | 11.76% | 15.49% | 21.43%
2012 | 24.92% | 27.8% | 24.6% | 26.94% | 25.07% | 16.59% | 19.2% | 19.22% | 13.69% | 11.89% | 19.47% | 12.94% | 3.724% | 20.79% | 6.997% | 8.694% | 21.94% | 4.693% | 8.891% | 15.12%
2015 | -39.73% | -39.84% | -39.35% | -36.22% | -39.24% | -37.05% | -40.44% | -35.09% | -44.08% | -43.1% | -32.84% | -43.13% | -47.8% | -33.98% | -46.17% | -44.94% | -35.56% | -47.03% | -44.88% | -41.69%
2018 | -43.3% | -42.02% | -42.84% | -38.23% | -42.17% | -38.22% | -42.34% | -36.23% | -45.02% | -44.69% | -34.17% | -44.05% | -48.91% | -35.56% | -47.39% | -46.44% | -37.4% | -48.76% | -47.06% | -43.46%
Outpatient Healthcare - IECC HVAC Energy Use - Source EUI (kWh/m2/yr)
Outpatient Healthcare | Ho Chi Minh City | Dubai | Honolulu | New Delhi | Tampa | Tucson | Atlanta | El Paso | San Diego | New York | Albuquerque | Seattle | Buffalo | Denver | Port Angeles | Rochester | Great Falls | International Falls | Fairbanks | National | % National HVAC Energy Improvement per Publication Year
Year | 0A | 0B | 1A | 1B | 2A | 2B | 3A | 3B | 3C | 4A | 4B | 4C | 5A | 5B | 5C | 6A | 6B | 7 | 8 | All | All
2006 | 1176.733 | 1322.3796 | 1071.6165 | 1222.8903 | 1095.5005 | 1137.4823 | 1073.4576 | 1085.6033 | 890.6135 | 1065.434 | 1051.9835 | 807.2549 | 911.0411 | 979.8981 | 742.2027 | 1056.867 | 1039.9161 | 1132.6965 | 1253.8325 | 1031.71 | 0% |  | Year
2009 | 869.044 | 811.6008 | 664.4037 | 706.6687 | 674.9493 | 604.0112 | 526.1907 | 513.7839 | 422.0823 | 534.6392 | 481.5227 | 459.9947 | 520.3422 | 495.8752 | 537.4218 | 654.8406 | 574.7158 | 743.7133 | 1014.1841 | 557.6227 | -45.95% | Building Type | 2006 | 2009 | 2012 | 2015 | 2018
2012 | 977.5064 | 717.5004 | 908.3467 | 648.44 | 684.1411 | 551.1922 | 574.7628 | 505.2138 | 643.2288 | 512.9721 | 483.6577 | 551.5793 | 660.9329 | 481.8323 | 488.8396 | 763.5867 | 634.6042 | 787.8237 | 864.4947 | 605.0099 | 8.498% | Hospital | 729.7185 | 886.1249 | 840.0473 | 425.4626 | 412.5965
2015 | 639.7551 | 597.2043 | 524.039 | 536.4192 | 498.5572 | 482.6637 | 412.3269 | 415.203 | 338.7878 | 401.5408 | 404.3213 | 281.938 | 385.3457 | 400.7796 | 254.5188 | 483.4556 | 465.6045 | 514.2471 | 560.9331 | 422.6155 | -30.15% | Outpatient Healthcare | 1031.71 | 557.6227 | 605.0099 | 422.6155 | 405.878
2018 | 619.6733 | 576.1211 | 504.706 | 516.6049 | 477.5524 | 468.7123 | 395.0479 | 404.14 | 321.817 | 384.2748 | 392.8914 | 264.2785 | 369.0664 | 390.9409 | 239.6711 | 467.5257 | 455.5971 | 499.1891 | 547.7465 | 405.878 | -3.96%
% HVAC EUI Savings vs. IECC-2006 Baseline
2006 | 0% | 0% | 0% | 0% | 0% | 0% | 0% | 0% | 0% | 0% | 0% | 0% | 0% | 0% | 0% | 0% | 0% | 0% | 0% | 0%
2009 | -35.59% | -69.28% | -55.38% | -76.78% | -58.16% | -74.9% | -77.76% | -85.33% | -81.73% | -70.68% | -86.98% | -58.55% | -48.75% | -72.82% | -32.91% | -47.48% | -63.05% | -42.24% | -25.09% | -45.95%
2012 | -23.04% | -82.04% | -22.2% | -85.44% | -56.89% | -82.32% | -70.86% | -86.61% | -43.16% | -73.57% | -86.66% | -43.11% | -31.21% | -74.93% | -40.72% | -34.64% | -54.93% | -37.45% | -40.76% | -41.36%
2015 | -62.11% | -98.36% | -74.47% | -102.1% | -82.56% | -91.94% | -93.94% | -100% | -96.27% | -88.41% | -98.75% | -88.58% | -65.6% | -87.12% | -78.38% | -67.72% | -77.83% | -67.15% | -72.54% | -59.04%
2018 | -64.44% | -101.2% | -77.1% | -105.1% | -85.47% | -93.9% | -96.39% | -101.7% | -99.23% | -90.71% | -100.5% | -91.55% | -67.63% | -88.6% | -80.77% | -69.6% | -79.19% | -68.79% | -73.92% | -60.66%

## Restaurant
Full Service Restaurant - IECC HVAC Energy Use - Source EUI (kWh/m2/yr)
Full Service Restaurant | Ho Chi Minh City | Dubai | Honolulu | New Delhi | Tampa | Tucson | Atlanta | El Paso | San Diego | New York | Albuquerque | Seattle | Buffalo | Denver | Port Angeles | Rochester | Great Falls | International Falls | Fairbanks | National | % National HVAC Energy Improvement per Publication Year
Year | 0A | 0B | 1A | 1B | 2A | 2B | 3A | 3B | 3C | 4A | 4B | 4C | 5A | 5B | 5C | 6A | 6B | 7 | 8 | All | All
2006 | 2144.1024 | 2046.5282 | 1627.6571 | 1839.8425 | 1557.4604 | 1326.2571 | 1346.0204 | 1194.3088 | 764.7075 | 1322.0004 | 1093.6772 | 881.1346 | 1340.4682 | 1134.5132 | 886.5564 | 1524.1866 | 1205.5343 | 1623.1917 | 1840.5647 | 1340.4212 | 0%
2009 | 2073.5043 | 1957.2808 | 1584.808 | 1717.2384 | 1442.8194 | 1236.1341 | 1103.1582 | 1092.4709 | 712.3564 | 1036.2224 | 973.1042 | 712.1131 | 1038.236 | 989.5811 | 688.7499 | 1241.2439 | 1040.9514 | 1378.3588 | 1591.7509 | 1134.2581 | -15.38%
2012 | 1791.9554 | 1686.5229 | 1370.0191 | 1479.9918 | 1227.0183 | 1098.4984 | 998.3992 | 985.6947 | 642.6481 | 965.2858 | 903.2582 | 678.0321 | 984.8514 | 933.764 | 574.5142 | 1172.383 | 988.4544 | 1276.6816 | 1400.4997 | 1028.4678 | -9.327%
2015 | 1429.2754 | 1224.6408 | 874.7311 | 1031.9672 | 861.8514 | 655.2779 | 641.3253 | 567.9432 | 298.2536 | 589.7964 | 518.3527 | 350.3214 | 624.6237 | 573.5839 | 364.9042 | 840.0195 | 656.6797 | 904.6545 | 1121.6062 | 654.6958 | -36.34%
2018 | 1409.3799 | 1215.2954 | 864.8522 | 1022.3779 | 849.2517 | 649.5063 | 636.7635 | 564.8841 | 289.1914 | 587.6522 | 516.89 | 351.5138 | 624.0168 | 573.7592 | 367.6487 | 799.937 | 657.6556 | 904.2957 | 1122.837 | 649.1289 | -0.8503%
% HVAC EUI Savings vs. IECC-2006 Baseline
2006 | 0% | 0% | 0% | 0% | 0% | 0% | 0% | 0% | 0% | 0% | 0% | 0% | 0% | 0% | 0% | 0% | 0% | 0% | 0% | 0%
2009 | -3.293% | -4.361% | -2.633% | -6.664% | -7.361% | -6.795% | -18.04% | -8.527% | -6.846% | -21.62% | -11.02% | -19.18% | -22.55% | -12.77% | -22.31% | -18.56% | -13.65% | -15.08% | -13.52% | -15.38%
2012 | -16.42% | -17.59% | -15.83% | -19.56% | -21.22% | -17.17% | -25.83% | -17.47% | -15.96% | -26.98% | -17.41% | -23.05% | -26.53% | -17.69% | -35.2% | -23.08% | -18.01% | -21.35% | -23.91% | -23.27%
2015 | -33.34% | -40.16% | -46.26% | -43.91% | -44.66% | -50.59% | -52.35% | -52.45% | -61% | -55.39% | -52.6% | -60.24% | -53.4% | -49.44% | -58.84% | -44.89% | -45.53% | -44.27% | -39.06% | -51.16%
2018 | -34.27% | -40.62% | -46.87% | -44.43% | -45.47% | -51.03% | -52.69% | -52.7% | -62.18% | -55.55% | -52.74% | -60.11% | -53.45% | -49.43% | -58.53% | -47.52% | -45.45% | -44.29% | -38.99% | -51.57%
Quick Service Restaurant - IECC HVAC Energy Use - Source EUI (kWh/m2/yr)
Quick Service Restaurant | Ho Chi Minh City | Dubai | Honolulu | New Delhi | Tampa | Tucson | Atlanta | El Paso | San Diego | New York | Albuquerque | Seattle | Buffalo | Denver | Port Angeles | Rochester | Great Falls | International Falls | Fairbanks | National | % National HVAC Energy Improvement per Publication Year
Year | 0A | 0B | 1A | 1B | 2A | 2B | 3A | 3B | 3C | 4A | 4B | 4C | 5A | 5B | 5C | 6A | 6B | 7 | 8 | All | All
2006 | 2464.8806 | 2379.9161 | 1740.3871 | 2053.6976 | 1634.0753 | 1384.2548 | 1335.976 | 1214.1682 | 725.0587 | 1309.5434 | 1098.599 | 891.8318 | 1348.213 | 1181.9144 | 915.5871 | 1643.4334 | 1340.5169 | 1823.0967 | 2122.9745 | 1365.2371 | 0% |  | Year
2009 | 2337.8105 | 2238.7594 | 1692.0852 | 1912.475 | 1546.5062 | 1316.2014 | 1209.796 | 1149.1956 | 663.5966 | 1198.0315 | 1048.3017 | 787.1671 | 1237.5483 | 1117.3489 | 798.7629 | 1513.3454 | 1238.2101 | 1699.6657 | 2033.9618 | 1266.4396 | -7.237% | Building Type | 2006 | 2009 | 2012 | 2015 | 2018
2012 | 2037.9689 | 2009.0032 | 1489.2879 | 1665.7918 | 1340.4183 | 1194.8017 | 1104.2291 | 1050.222 | 622.5082 | 1123.4185 | 970.3264 | 765.5116 | 1190.2237 | 1060.8814 | 791.4003 | 1448.4049 | 1193.5276 | 1611.0397 | 1968.7037 | 1165.2706 | -7.988% | Full Service Restaurant | 1340.4212 | 1134.2581 | 1028.4678 | 654.6958 | 649.1289
2015 | 1651.874 | 1505.3311 | 1079.9827 | 1212.1846 | 993.3842 | 770.2943 | 767.5531 | 665.1346 | 370.6989 | 797.5346 | 640.5904 | 495.7422 | 873.9593 | 766.3408 | 526.3987 | 1122.9722 | 895.7342 | 1280.3034 | 1584.297 | 830.0147 | -28.77% | Quick Service Restaurant | 1365.2371 | 1266.4396 | 1165.2706 | 830.0147 | 827.1423
2018 | 1644.6042 | 1499.4244 | 1074.7575 | 1206.9356 | 988.993 | 767.4058 | 764.6325 | 665.1913 | 369.3409 | 794.5809 | 638.5628 | 494.9231 | 871.2758 | 764.2575 | 525.9748 | 1118.6872 | 892.3483 | 1275.2877 | 1578.5952 | 827.1423 | -0.3461%
% HVAC EUI Savings vs. IECC-2006 Baseline
2006 | 0% | 0% | 0% | 0% | 0% | 0% | 0% | 0% | 0% | 0% | 0% | 0% | 0% | 0% | 0% | 0% | 0% | 0% | 0% | 0%
2009 | -5.926% | -6.897% | -2.968% | -7.676% | -5.623% | -5.131% | -9.374% | -5.44% | -8.037% | -8.435% | -4.599% | -11.88% | -8.256% | -5.691% | -13.18% | -8.535% | -8.486% | -7.604% | -4.836% | -7.237%
2012 | -19.91% | -18.12% | -15.43% | -21.08% | -18.85% | -14.28% | -17.22% | -13.73% | -13.41% | -14.08% | -11.73% | -14.34% | -11.79% | -10.67% | -14.01% | -12.8% | -12.19% | -13.06% | -8.382% | -14.65%
2015 | -37.92% | -42.74% | -40.57% | -45.74% | -41.14% | -46.29% | -42.23% | -45.97% | -46.34% | -38.73% | -41.88% | -44.95% | -35.38% | -36.63% | -43.9% | -34.15% | -36.9% | -33.44% | -29.27% | -39.2%
2018 | -38.26% | -43.02% | -40.89% | -46.02% | -41.42% | -46.51% | -42.45% | -45.97% | -46.52% | -38.95% | -42.06% | -45.05% | -35.58% | -36.81% | -43.95% | -34.43% | -37.18% | -33.75% | -29.58% | -39.41%

## Hotel
Large Hotel - IECC HVAC Energy Use - Source EUI (kWh/m2/yr)
Large Hotel | Ho Chi Minh City | Dubai | Honolulu | New Delhi | Tampa | Tucson | Atlanta | El Paso | San Diego | New York | Albuquerque | Seattle | Buffalo | Denver | Port Angeles | Rochester | Great Falls | International Falls | Fairbanks | National | % National HVAC Energy Improvement per Publication Year
Year | 0A | 0B | 1A | 1B | 2A | 2B | 3A | 3B | 3C | 4A | 4B | 4C | 5A | 5B | 5C | 6A | 6B | 7 | 8 | All | All
2006 | 1112.1762 | 1120.8561 | 828.5721 | 962.2205 | 832.552 | 697.5939 | 610.3616 | 614.0969 | 454.2716 | 520.9851 | 512.375 | 403.108 | 442.9224 | 471.8271 | 353.5917 | 497.8369 | 457.0775 | 516.3087 | 560.4998 | 588.8789 | 0%
2009 | 1034.9233 | 1039.6847 | 767.719 | 881.3774 | 709.6667 | 573.1304 | 530.1548 | 497.1608 | 383.1765 | 448.4154 | 440.845 | 323.1959 | 397.4622 | 410.944 | 294.6383 | 446.713 | 411.885 | 475.2702 | 530.408 | 508.0456 | -13.73%
2012 | 889.6843 | 844.1085 | 678.7155 | 718.6749 | 649.995 | 531.2861 | 489.5233 | 478.4319 | 347.8486 | 403.6806 | 404.8517 | 314.6903 | 359.7262 | 382.0679 | 278.0074 | 392.3841 | 358.7408 | 400.3166 | 451.386 | 464.9561 | -8.481%
2015 | 463.9459 | 404.3773 | 348.8723 | 333.2005 | 313.6112 | 222.8937 | 217.3634 | 189.5271 | 157.0131 | 184.752 | 158.4023 | 118.2528 | 157.2247 | 145.4799 | 108.2218 | 185.1427 | 149.1321 | 196.7239 | 232.0508 | 209.4267 | -54.96%
2018 | 455.6399 | 400.3532 | 345.658 | 329.9565 | 312.1674 | 226.2948 | 217.7354 | 186.7964 | 152.5778 | 184.4897 | 153.9952 | 120.5199 | 157.687 | 144.777 | 110.7208 | 183.2961 | 149.0984 | 195.0082 | 227.9899 | 208.8568 | -0.2721%
% HVAC EUI Savings vs. IECC-2006 Baseline
2006 | 0% | 0 | 0% | 0% | 0% | 0% | 0% | 0% | 0% | 0% | 0% | 0% | 0% | 0% | 0% | 0% | 0% | 0% | 0% | 0%
2009 | -6.946% | -0.072419 | -7.344% | -8.402% | -14.76% | -17.84% | -13.14% | -19.04% | -15.65% | -13.93% | -13.96% | -19.82% | -10.26% | -12.9% | -16.67% | -10.27% | -9.887% | -7.948% | -5.369% | -13.73%
2012 | -20.01% | -0.24691 | -18.09% | -25.31% | -21.93% | -23.84% | -19.8% | -22.09% | -23.43% | -22.52% | -20.99% | -21.93% | -18.78% | -19.02% | -21.38% | -21.18% | -21.51% | -22.47% | -19.47% | -21.04%
2015 | -58.28% | -0.63922 | -57.89% | -65.37% | -62.33% | -68.05% | -64.39% | -69.14% | -65.44% | -64.54% | -69.08% | -70.66% | -64.5% | -69.17% | -69.39% | -62.81% | -67.37% | -61.9% | -58.6% | -64.44%
2018 | -59.03% | -0.64281 | -58.28% | -65.71% | -62.5% | -67.56% | -64.33% | -69.58% | -66.41% | -64.59% | -69.94% | -70.1% | -64.4% | -69.32% | -68.69% | -63.18% | -67.38% | -62.23% | -59.32% | -64.53%
Small Hotel - IECC HVAC Energy Use - Source EUI (kWh/m2/yr)
Small Hotel | Ho Chi Minh City | Dubai | Honolulu | New Delhi | Tampa | Tucson | Atlanta | El Paso | San Diego | New York | Albuquerque | Seattle | Buffalo | Denver | Port Angeles | Rochester | Great Falls | International Falls | Fairbanks | National | % National HVAC Energy Improvement per Publication Year
Year | 0A | 0B | 1A | 1B | 2A | 2B | 3A | 3B | 3C | 4A | 4B | 4C | 5A | 5B | 5C | 6A | 6B | 7 | 8 | All | All
2006 | 369.3182 | 341.7949 | 286.5424 | 297.2389 | 261.5055 | 224.4602 | 221.8246 | 203.4309 | 160.0005 | 231.6358 | 195.6469 | 157.2584 | 238.8647 | 201.8707 | 152.7485 | 302.27 | 234.6267 | 313.444 | 368.9009 | 233.0506 | 0% |  | Year
2009 | 333.3212 | 314.0854 | 269.459 | 276.2129 | 243.1844 | 212.4427 | 196.9043 | 189.7195 | 159.9641 | 191.0692 | 175.2694 | 143.5068 | 200.1137 | 178.5415 | 136.4784 | 246.919 | 196.0818 | 257.3252 | 282.9628 | 204.9609 | -12.05% | Building Type | 2006 | 2009 | 2012 | 2015 | 2018
2012 | 305.3749 | 287.2789 | 248.3996 | 253.5198 | 223.708 | 196.9538 | 185.3615 | 177.641 | 151.3055 | 176.3336 | 166.3222 | 137.074 | 181.6739 | 167.2848 | 131.3889 | 216.2463 | 176.5409 | 225.4613 | 255.768 | 189.2128 | -7.683% | Large Hotel | 588.8789 | 508.0456 | 464.9561 | 209.4267 | 208.8568
2015 | 267.2102 | 248.6933 | 213.036 | 218.741 | 193.2836 | 168.2393 | 161.9404 | 151.9637 | 136.3221 | 162.8579 | 143.6876 | 129.8127 | 174.4454 | 151.1807 | 125.5941 | 214.6154 | 169.9164 | 230.8827 | 270.9515 | 170.7081 | -9.78% | Small Hotel | 233.0506 | 204.9609 | 189.2128 | 170.7081 | 135.1444
2018 | 222.5619 | 209.54 | 178.5887 | 183.6899 | 160.6417 | 140.8011 | 129.8063 | 125.2724 | 111.4058 | 123.9551 | 114.7918 | 101.7071 | 133.0116 | 115.4556 | 97.3097 | 159.1022 | 125.6505 | 168.8112 | 192.9504 | 135.1444 | -20.83%
% HVAC EUI Savings vs. IECC-2006 Baseline
2006 | 0% | 0% | 0% | 0% | 0% | 0% | 0% | 0% | 0% | 0% | 0% | 0% | 0% | 0% | 0% | 0% | 0% | 0% | 0% | 0%
2009 | -1.821% | -1.821% | -2.062% | -2.185% | -2.201% | -1.723% | -4.083% | -2.233% | -0.008017% | -7.787% | -3.977% | -3.411% | -8.749% | -4.944% | -4.601% | -11.12% | -8.433% | -10.87% | -15.33% | -12.05%
2012 | -4.066% | -4.066% | -4.603% | -4.544% | -4.54% | -3.943% | -5.974% | -4.2% | -1.914% | -10.61% | -5.723% | -5.007% | -12.91% | -7.33% | -6.041% | -17.28% | -12.71% | -17.04% | -20.18% | -18.81%
2015 | -7.835% | -7.835% | -8.871% | -8.158% | -8.194% | -8.059% | -9.811% | -8.381% | -5.212% | -13.2% | -10.14% | -6.809% | -14.54% | -10.74% | -7.68% | -17.61% | -14.16% | -15.99% | -17.48% | -26.75%
2018 | -11.51% | -11.51% | -13.03% | -11.8% | -12.12% | -11.99% | -15.08% | -12.73% | -10.7% | -20.67% | -15.78% | -13.78% | -23.9% | -18.31% | -15.68% | -28.76% | -23.84% | -28.01% | -31.39% | -42.01%

## Warehouse
Warehouse - IECC HVAC Energy Use - Source EUI (kWh/m2/yr)
Warehouse | Ho Chi Minh City | Dubai | Honolulu | New Delhi | Tampa | Tucson | Atlanta | El Paso | San Diego | New York | Albuquerque | Seattle | Buffalo | Denver | Port Angeles | Rochester | Great Falls | International Falls | Fairbanks | National | % National HVAC Energy Improvement per Publication Year
Year | 0A | 0B | 1A | 1B | 2A | 2B | 3A | 3B | 3C | 4A | 4B | 4C | 5A | 5B | 5C | 6A | 6B | 7 | 8 | All | All
2006 | 60.6674 | 75.812 | 39.7093 | 51.6608 | 40.6561 | 50.4667 | 43.562 | 34.0424 | 16.111 | 71.2399 | 41.3847 | 29.3528 | 92.8582 | 57.4599 | 25.7937 | 139.9254 | 92.7169 | 127.1681 | 125.8725 | 59.9424 | 0%
2009 | 60.9075 | 74.3113 | 38.7249 | 49.5853 | 32.687 | 43.8968 | 31.3529 | 26.5627 | 10.781 | 53.9846 | 29.4867 | 21.5987 | 80.1208 | 45.9776 | 18.179 | 125.5085 | 76.0978 | 123.2064 | 112.4799 | 48.5616 | -18.99%
2012 | 43.4791 | 44.8037 | 27.0751 | 35.4902 | 22.4981 | 25.982 | 23.1388 | 19.531 | 7.8526 | 40.8665 | 21.4307 | 16.932 | 63.0493 | 34.6398 | 14.4559 | 98.497 | 59.6101 | 95.7893 | 98.1235 | 36.5311 | -24.77%
2015 | 43.4591 | 44.6527 | 27.4826 | 35.2695 | 22.0179 | 24.9602 | 22.8852 | 19.5702 | 8.8978 | 39.7035 | 21.0904 | 16.4789 | 61.432 | 33.7602 | 13.7351 | 92.7909 | 54.6502 | 88.6451 | 88.6235 | 35.6074 | -2.529%
2018 | 41.1703 | 42.7914 | 25.2611 | 33.605 | 20.4124 | 23.6212 | 22.9712 | 18.7767 | 8.078 | 41.5306 | 21.691 | 18.0318 | 64.2863 | 35.8548 | 15.6386 | 96.1855 | 58.302 | 92.7257 | 93.7233 | 36.3224 | 2.008%
% HVAC EUI Savings vs. IECC-2006 Baseline
2006 | 0% | 0% | 0% | 0% | 0% | 0% | 0% | 0% | 0% | 0% | 0% | 0% | 0% | 0% | 0% | 0% | 0% | 0% | 0% | 0%
2009 | 0.3957% | -1.98% | -2.479% | -4.017% | -19.6% | -13.02% | -28.03% | -21.97% | -33.08% | -24.22% | -28.75% | -26.42% | -13.72% | -19.98% | -29.52% | -10.3% | -17.92% | -3.115% | -10.64% | -18.99%
2012 | -28.33% | -40.9% | -31.82% | -31.3% | -44.66% | -48.52% | -46.88% | -42.63% | -51.26% | -42.64% | -48.22% | -42.32% | -32.1% | -39.71% | -43.96% | -29.61% | -35.71% | -24.68% | -22.05% | -39.06%
2015 | -28.37% | -41.1% | -30.79% | -31.73% | -45.84% | -50.54% | -47.47% | -42.51% | -44.77% | -44.27% | -49.04% | -43.86% | -33.84% | -41.25% | -46.75% | -33.69% | -41.06% | -30.29% | -29.59% | -40.6%
2018 | -32.14% | -43.56% | -36.39% | -34.95% | -49.79% | -53.19% | -47.27% | -44.84% | -49.86% | -41.7% | -47.59% | -38.57% | -30.77% | -37.6% | -39.37% | -31.26% | -37.12% | -27.08% | -25.54% | -39.4%
Year
[22 empty] | Building Type | 2006 | 2009 | 2012 | 2015 | 2018
[22 empty] | Warehouse | 59.9424 | 48.5616 | 36.5311 | 35.6074 | 36.3224

## Multifamily
High-Rise Apartment - IECC HVAC Energy Use - Source EUI (kWh/m2/yr)
High-Rise Apartment | Ho Chi Minh City | Dubai | Honolulu | New Delhi | Tampa | Tucson | Atlanta | El Paso | San Diego | New York | Albuquerque | Seattle | Buffalo | Denver | Port Angeles | Rochester | Great Falls | International Falls | Fairbanks | National | % National HVAC Energy Improvement per Publication Year
Year | 0A | 0B | 1A | 1B | 2A | 2B | 3A | 3B | 3C | 4A | 4B | 4C | 5A | 5B | 5C | 6A | 6B | 7 | 8 | All | All
2006 | 293.5209 | 249.9044 | 210.461 | 201.7157 | 172.9678 | 147.2712 | 152.1462 | 129.6728 | 44.6769 | 182.9272 | 124.785 | 93.3667 | 193.1763 | 134.9234 | 74.7381 | 254.8102 | 185.9073 | 231.3977 | 252.4316 | 168.1301 | 0%
2009 | 291.0332 | 247.4905 | 208.1664 | 200.2597 | 164.3128 | 137.4889 | 140.627 | 118.7189 | 39.8356 | 166.9869 | 112.074 | 89.5623 | 187.1604 | 129.7365 | 70.4762 | 243.9257 | 176.1305 | 217.9129 | 226.8817 | 158.2984 | -5.848%
2012 | 264.7903 | 221.5736 | 194.7165 | 175.1726 | 155.1592 | 127.4767 | 130.9079 | 110.8121 | 37.0199 | 127.4321 | 95.9704 | 65.3158 | 138.6361 | 105.8821 | 56.1119 | 175.3122 | 127.0366 | 162.779 | 186.6927 | 132.3324 | -16.4%
2015 | 237.9601 | 199.7458 | 176.8953 | 161.0513 | 140.4156 | 120.7312 | 111.3713 | 98.4532 | 33.6346 | 101.3569 | 91.7414 | 63.3939 | 105.6491 | 102.28 | 54.5689 | 138.2729 | 108.953 | 137.5201 | 160.0229 | 112.0457 | -15.33%
2018 | 235.3984 | 196.6945 | 173.1783 | 158.7118 | 138.2438 | 118.3161 | 110.0381 | 96.7208 | 33.0989 | 99.0959 | 87.871 | 63.2432 | 104.8515 | 100.8529 | 54.6258 | 137.5747 | 108.541 | 136.9487 | 159.7477 | 110.3853 | -1.482%
% HVAC EUI Savings vs. IECC-2006 Baseline
2006 | 0% | 0% | 0% | 0% | 0% | 0% | 0% | 0% | 0% | 0% | 0% | 0% | 0% | 0% | 0% | 0% | 0% | 0% | 0% | 0%
2009 | -0.8475% | -0.9659% | -1.09% | -0.7218% | -5.004% | -6.642% | -7.571% | -8.447% | -10.84% | -8.714% | -10.19% | -4.075% | -3.114% | -3.844% | -5.702% | -4.272% | -5.259% | -5.828% | -10.12% | -5.848%
2012 | -9.788% | -11.34% | -7.481% | -13.16% | -10.3% | -13.44% | -13.96% | -14.54% | -17.14% | -30.34% | -23.09% | -30.04% | -28.23% | -21.52% | -24.92% | -31.2% | -31.67% | -29.65% | -26.04% | -21.29%
2015 | -18.93% | -20.07% | -15.95% | -20.16% | -18.82% | -18.02% | -26.8% | -24.08% | -24.72% | -44.59% | -26.48% | -32.1% | -45.31% | -24.19% | -26.99% | -45.73% | -41.39% | -40.57% | -36.61% | -33.36%
2018 | -19.8% | -21.29% | -17.71% | -21.32% | -20.08% | -19.66% | -27.68% | -25.41% | -25.92% | -45.83% | -29.58% | -32.26% | -45.72% | -25.25% | -26.91% | -46.01% | -41.62% | -40.82% | -36.72% | -34.35%
Mid-Rise Apartment - IECC HVAC Energy Use - Source EUI (kWh/m2/yr)
Mid-Rise Apartment | Ho Chi Minh City | Dubai | Honolulu | New Delhi | Tampa | Tucson | Atlanta | El Paso | San Diego | New York | Albuquerque | Seattle | Buffalo | Denver | Port Angeles | Rochester | Great Falls | International Falls | Fairbanks | National | % National HVAC Energy Improvement per Publication Year
Year | 0A | 0B | 1A | 1B | 2A | 2B | 3A | 3B | 3C | 4A | 4B | 4C | 5A | 5B | 5C | 6A | 6B | 7 | 8 | All | All
2006 | 265.2601 | 244.4698 | 185.0397 | 192.2438 | 151.8258 | 132.6711 | 112.7668 | 106.1121 | 53.7599 | 122.7935 | 97.0633 | 62.7952 | 122.9837 | 97.4486 | 55.9158 | 159.8207 | 117.6769 | 156.5791 | 179.044 | 124.0009 | 0% |  | Year
2009 | 225.5821 | 208.5926 | 158.5213 | 164.4951 | 125.9022 | 108.5112 | 93.7739 | 86.8116 | 47.5364 | 102.7508 | 79.9607 | 57.3446 | 114.0967 | 88.0378 | 50.8829 | 146.6871 | 106.8002 | 144.828 | 161.003 | 106.3769 | -14.21% | Building Type | 2006 | 2009 | 2012 | 2015 | 2018
2012 | 202.235 | 185.368 | 142.631 | 145.9016 | 118.3257 | 100.4957 | 89.0503 | 81.946 | 44.6235 | 87.029 | 73.9165 | 50.5533 | 94.3599 | 77.4841 | 47.0014 | 117.8952 | 86.5731 | 120.4046 | 143.6788 | 94.4705 | -11.19% | High-Rise Apartment | 168.1301 | 158.2984 | 132.3324 | 112.0457 | 110.3853
2015 | 189.5272 | 172.5144 | 134.4613 | 138.7573 | 112.8666 | 97.3213 | 81.3785 | 77.9432 | 45.6354 | 68.0896 | 71.484 | 48.9253 | 67.142 | 74.9896 | 45.326 | 83.5327 | 69.0178 | 84.8425 | 99.2565 | 81.422 | -13.81% | Mid-Rise Apartment | 124.0009 | 106.3769 | 94.4705 | 81.422 | 80.6179
2018 | 188.8088 | 171.8015 | 133.8523 | 138.0933 | 112.2524 | 96.7306 | 80.9661 | 77.4267 | 45.0083 | 66.4785 | 69.1137 | 47.7995 | 66.5134 | 74.1679 | 44.8165 | 83.3355 | 68.7704 | 84.6778 | 99.2426 | 80.6179 | -0.9875%
% HVAC EUI Savings vs. IECC-2006 Baseline
2006 | 0% | 0% | 0% | 0% | 0% | 0% | 0% | 0% | 0% | 0% | 0% | 0% | 0% | 0% | 0% | 0% | 0% | 0% | 0% | 0%
2009 | -13.52% | -14.36% | -12.6% | -13.76% | -14.99% | -16.41% | -12.48% | -14.88% | -13.93% | -10.96% | -13.71% | -5.838% | -4.6% | -6.975% | -6.734% | -5.154% | -5.851% | -5.078% | -7.147% | -14.21%
2012 | -21.47% | -23.65% | -20.15% | -22.97% | -19.37% | -21.85% | -15.59% | -18.64% | -20.45% | -19.55% | -18.55% | -13.11% | -14.82% | -14.8% | -11.93% | -16.45% | -16.73% | -15.63% | -14.01% | -23.81%
2015 | -25.8% | -28.79% | -24.03% | -26.52% | -22.52% | -24% | -20.63% | -21.72% | -18.18% | -29.9% | -20.5% | -14.86% | -28.91% | -16.65% | -14.17% | -29.94% | -26.17% | -31% | -31.61% | -34.34%
2018 | -26.05% | -29.08% | -24.32% | -26.84% | -22.88% | -24.4% | -20.9% | -22.12% | -19.59% | -30.79% | -22.4% | -16.06% | -29.23% | -17.25% | -14.85% | -30.02% | -26.31% | -31.07% | -31.61% | -34.99%

## Combined
IECC HVAC Energy Use - Source EUI (kWh/m2/yr) - by Building Type | [17 empty] | Sorted by Total HVAC Source EUI % Savings |  | Sorted by Total HVAC Source EUI Savings |  | HVAC EUI % Savings - National Weighted Average |  |  | Total HVAC Source EUI Savings
Year | Large Office | Medium Office | Small Office | Stand-Alone Retail | Strip Mall | Primary School | Secondary School | Hospital | Outpatient Healthcare | Full Service Restaurant | Quick Service Restaurant | Large Hotel | Small Hotel | Warehouse | High-Rise Apartment | Mid-Rise Apartment |  | Building Type | Source EUI % Savings | Building Type | Source EUI Delta | Building Type | Source EUI % Savings |  | Building Type | Source EUI Delta
2006 | 233.3568 | 165.5506 | 127.0859 | 364.3743 | 320.806 | 318.5534 | 308.1812 | 729.7185 | 1031.71 | 1340.4212 | 1365.2371 | 588.8789 | 233.0506 | 59.9424 | 168.1301 | 124.0009 |  | Large Office | 32.29% | Warehouse | 23.6201 | Large Office | 32.29% |  | Large Office | 75.3494
2009 | 208.7956 | 130.3727 | 107.262 | 316.9543 | 283.0565 | 253.3039 | 231.3924 | 886.1249 | 557.6227 | 1134.2581 | 1266.4396 | 508.0456 | 204.9609 | 48.5616 | 158.2984 | 106.3769 |  | Small Office | 32.78% | Small Office | 41.6632 | Medium Office | 48.05% |  | Medium Office | 79.5471
2012 | 175.9718 | 99.2483 | 87.0436 | 275.0113 | 227.0114 | 196.0484 | 191.0358 | 840.0473 | 605.0099 | 1028.4678 | 1165.2706 | 464.9561 | 189.2128 | 36.5311 | 132.3324 | 94.4705 |  | High-Rise Apartment | 34.35% | Mid-Rise Apartment | 43.3829 | Small Office | 32.78% |  | Small Office | 41.6632
2015 | 162.0755 | 89.8796 | 86.3305 | 164.7841 | 162.0884 | 146.7631 | 147.5187 | 425.4626 | 422.6155 | 654.6958 | 830.0147 | 209.4267 | 170.7081 | 35.6074 | 112.0457 | 81.422 |  | Mid-Rise Apartment | 34.99% | High-Rise Apartment | 57.7448 | Stand-Alone Retail | 53.94% |  | Stand-Alone Retail | 196.5591
2018 | 158.0074 | 86.0035 | 85.4227 | 167.8151 | 161.7339 | 143.688 | 143.5462 | 412.5965 | 405.878 | 649.1289 | 827.1423 | 208.8568 | 135.1444 | 36.3224 | 110.3853 | 80.6179 |  | Warehouse | 39.4% | Large Office | 75.3494 | Strip Mall | 49.59% |  | Strip Mall | 159.0721
[18 empty] | Quick Service Restaurant | 39.41% | Medium Office | 79.5471 | Primary School | 54.89% |  | Primary School | 174.8654
% National HVAC Source EUI Savings per Publication Year | [17 empty] | Small Hotel | 42.01% | Small Hotel | 97.9062 | Secondary School | 53.42% |  | Secondary School | 164.635
2006 | 0% | 0% | 0% | 0% | 0% | 0% | 0% | 0% | 0% | 0% | 0% | 0% | 0% | 0% | 0% | 0% |  | Hospital | 43.46% | Strip Mall | 159.0721 | Hospital | 43.46% |  | Hospital | 317.1221
2009 | 10.53% | 21.25% | 15.6% | 13.01% | 11.77% | 20.48% | 24.92% | -21.43% | 45.95% | 15.38% | 7.237% | 13.73% | 12.05% | 18.99% | 5.848% | 14.21% |  | Medium Office | 48.05% | Secondary School | 164.635 | Outpatient Healthcare | 60.66% |  | Outpatient Healthcare | 625.832
2012 | 15.72% | 23.87% | 18.85% | 13.23% | 19.8% | 22.6% | 17.44% | 5.2% | -8.498% | 9.327% | 7.988% | 8.481% | 7.683% | 24.77% | 16.4% | 11.19% |  | Strip Mall | 49.59% | Primary School | 174.8654 | Full Service Restaurant | 51.57% |  | Full Service Restaurant | 691.2922
2015 | 7.897% | 9.44% | 0.8192% | 40.08% | 28.6% | 25.14% | 22.78% | 49.35% | 30.15% | 36.34% | 28.77% | 54.96% | 9.78% | 2.529% | 15.33% | 13.81% |  | Full Service Restaurant | 51.57% | Stand-Alone Retail | 196.5591 | Quick Service Restaurant | 39.41% |  | Quick Service Restaurant | 538.0948
2018 | 2.51% | 4.313% | 1.052% | -1.839% | 0.2187% | 2.095% | 2.693% | 3.024% | 3.96% | 0.8503% | 0.3461% | 0.2721% | 20.83% | -2.008% | 1.482% | 0.9875% |  | Secondary School | 53.42% | Hospital | 317.1221 | Large Hotel | 64.53% |  | Large Hotel | 380.0221
[18 empty] | Stand-Alone Retail | 53.94% | Large Hotel | 380.0221 | Small Hotel | 42.01% |  | Small Hotel | 97.9062
% National HVAC Source EUI Savings, 2018 vs. 2006 IECC Baseline | [17 empty] | Primary School | 54.89% | Quick Service Restaurant | 538.0948 | Warehouse | 39.4% |  | Warehouse | 23.6201
2018 | 75.3494 | 79.5471 | 41.6632 | 196.5591 | 159.0721 | 174.8654 | 164.635 | 317.1221 | 625.832 | 691.2922 | 538.0948 | 380.0221 | 97.9062 | 23.6201 | 57.7448 | 43.3829 | Source EUI Delta | Outpatient Healthcare | 60.66% | Outpatient Healthcare | 625.832 | High-Rise Apartment | 34.35% | Weighted Ave. | High-Rise Apartment | 57.7448
2018 | 32.29% | 48.05% | 32.78% | 53.94% | 49.59% | 54.89% | 53.42% | 43.46% | 60.66% | 51.57% | 39.41% | 64.53% | 42.01% | 39.4% | 34.35% | 34.99% | Source EUI % Savings | Large Hotel | 64.53% | Full Service Restaurant | 691.2922 | Mid-Rise Apartment | 34.99% | 44.6% | Mid-Rise Apartment | 43.3829

## MPF
Mechanical Performance Factors - Source Energy - 2009
2009 | Ho Chi Minh City | Dubai | Honolulu | New Delhi | Tampa | Tucson | Atlanta | El Paso | San Diego | New York | Albuquerque | Seattle | Buffalo | Denver | Port Angeles | Rochester | Great Falls | International Falls | Fairbanks
Building Type | 0A | 0B | 1A | 1B | 2A | 2B | 3A | 3B | 3C | 4A | 4B | 4C | 5A | 5B | 5C | 6A | 6B | 7 | 8
Large Office | 0.90958 | 0.92936 | 0.94959 | 0.93878 | 0.90717 | 0.9353 | 0.87046 | 0.94026 | 0.94753 | 0.85091 | 0.9658 | 0.89929 | 0.88747 | 0.9546 | 0.88999 | 0.88719 | 0.92189 | 0.86866 | 0.8492
Medium Office | 0.8777 | 0.90125 | 0.90934 | 0.89895 | 0.8824 | 0.89157 | 0.75503 | 0.84334 | 0.82407 | 0.70488 | 0.78259 | 0.70326 | 0.75618 | 0.79282 | 0.64125 | 0.77419 | 0.75683 | 0.76789 | 0.77075
Small Office | 0.81899 | 0.8339 | 0.8362 | 0.84249 | 0.83471 | 0.85329 | 0.85639 | 0.86809 | 0.89009 | 0.85781 | 0.88069 | 0.87345 | 0.82761 | 0.83583 | 0.86972 | 0.79986 | 0.81272 | 0.79982 | 0.8563
Stand-Alone Retail | 0.93302 | 0.96111 | 0.96459 | 0.96404 | 0.86471 | 0.87316 | 0.87693 | 0.83261 | 0.97398 | 0.82779 | 0.90921 | 0.92366 | 0.87784 | 0.92036 | 0.90433 | 0.88423 | 0.91376 | 0.89487 | 0.88986
Strip Mall | 0.95348 | 0.95932 | 0.96236 | 0.96458 | 0.94281 | 0.94617 | 0.85881 | 0.92427 | 0.93518 | 0.8072 | 0.88713 | 0.89037 | 0.85625 | 0.91395 | 0.86944 | 0.85317 | 0.89002 | 0.89281 | 0.89099
Primary School | 0.93976 | 0.92612 | 0.92689 | 0.92713 | 0.86685 | 0.84782 | 0.74876 | 0.79287 | 0.78973 | 0.70251 | 0.76964 | 0.78221 | 0.79269 | 0.81966 | 0.74225 | 0.81192 | 0.80271 | 0.8749 | 0.87955
Secondary School | 0.84962 | 0.82715 | 0.80461 | 0.83125 | 0.80604 | 0.75888 | 0.71994 | 0.7288 | 0.78069 | 0.69115 | 0.69103 | 0.75703 | 0.76437 | 0.72429 | 0.72324 | 0.77519 | 0.73002 | 0.83295 | 0.83495
Hospital | 1.2884 | 1.1112 | 1.2952 | 1.1077 | 1.3496 | 1.1868 | 1.2683 | 1.2275 | 1.2146 | 1.1805 | 1.2486 | 1.1877 | 1.0813 | 1.2756 | 1.1133 | 1.1496 | 1.2185 | 1.1176 | 1.1549
Outpatient Healthcare | 0.73852 | 0.61374 | 0.62 | 0.57787 | 0.61611 | 0.53101 | 0.49018 | 0.47327 | 0.47392 | 0.5018 | 0.45773 | 0.56983 | 0.57115 | 0.50605 | 0.72409 | 0.61961 | 0.55266 | 0.65659 | 0.80887
Full Service Restaurant | 0.96707 | 0.95639 | 0.97367 | 0.93336 | 0.92639 | 0.93205 | 0.81957 | 0.91473 | 0.93154 | 0.78383 | 0.88975 | 0.80818 | 0.77453 | 0.87225 | 0.77688 | 0.81436 | 0.86348 | 0.84917 | 0.86482
Quick Service Restaurant | 0.94845 | 0.94069 | 0.97225 | 0.93123 | 0.94641 | 0.95084 | 0.90555 | 0.94649 | 0.91523 | 0.91485 | 0.95422 | 0.88264 | 0.91792 | 0.94537 | 0.87241 | 0.92084 | 0.92368 | 0.9323 | 0.95807
Large Hotel | 0.93054 | 0.92758 | 0.92656 | 0.91598 | 0.8524 | 0.82158 | 0.86859 | 0.80958 | 0.8435 | 0.86071 | 0.8604 | 0.80176 | 0.89736 | 0.87096 | 0.83327 | 0.89731 | 0.90113 | 0.92052 | 0.94631
Small Hotel | 0.90253 | 0.91893 | 0.94038 | 0.92926 | 0.92994 | 0.94646 | 0.88766 | 0.9326 | 0.99977 | 0.82487 | 0.89585 | 0.91255 | 0.83777 | 0.88443 | 0.89348 | 0.81688 | 0.83572 | 0.82096 | 0.76704
Warehouse | 1.004 | 0.9802 | 0.97521 | 0.95983 | 0.80399 | 0.86982 | 0.71973 | 0.78028 | 0.66917 | 0.75778 | 0.7125 | 0.73583 | 0.86283 | 0.80017 | 0.70478 | 0.89697 | 0.82075 | 0.96885 | 0.8936
High-Rise Apartment | 0.99152 | 0.99034 | 0.9891 | 0.99278 | 0.94996 | 0.93358 | 0.92429 | 0.91553 | 0.89164 | 0.91286 | 0.89814 | 0.95925 | 0.96886 | 0.96156 | 0.94298 | 0.95728 | 0.94741 | 0.94172 | 0.89878
Mid-Rise Apartment | 0.85042 | 0.85325 | 0.85669 | 0.85566 | 0.82925 | 0.8179 | 0.83157 | 0.81811 | 0.88424 | 0.83678 | 0.8238 | 0.9132 | 0.92774 | 0.90343 | 0.90999 | 0.91782 | 0.90757 | 0.92495 | 0.89924
Mechanical Performance Factors - Source Energy - 2012
2012 | Ho Chi Minh City | Dubai | Honolulu | New Delhi | Tampa | Tucson | Atlanta | El Paso | San Diego | New York | Albuquerque | Seattle | Buffalo | Denver | Port Angeles | Rochester | Great Falls | International Falls | Fairbanks
Building Type | 0A | 0B | 1A | 1B | 2A | 2B | 3A | 3B | 3C | 4A | 4B | 4C | 5A | 5B | 5C | 6A | 6B | 7 | 8
Large Office | 0.67248 | 0.79409 | 0.77772 | 0.82835 | 0.72519 | 0.85746 | 0.75154 | 0.87858 | 0.89668 | 0.7019 | 0.91295 | 0.84239 | 0.69582 | 0.89329 | 0.84772 | 0.79253 | 0.84476 | 0.71295 | 0.54797
Medium Office | 0.69618 | 0.72001 | 0.71468 | 0.7041 | 0.64256 | 0.69724 | 0.61397 | 0.67254 | 0.67874 | 0.55011 | 0.62835 | 0.62148 | 0.52431 | 0.64124 | 0.68602 | 0.58353 | 0.60404 | 0.49998 | 0.48329
Small Office | 0.65755 | 0.65884 | 0.67754 | 0.65999 | 0.67612 | 0.67022 | 0.68603 | 0.68259 | 0.71568 | 0.69025 | 0.71574 | 0.73094 | 0.69731 | 0.69606 | 0.7439 | 0.64033 | 0.65017 | 0.63237 | 0.68971
Stand-Alone Retail | 0.72587 | 0.71772 | 0.76569 | 0.74201 | 0.73307 | 0.77791 | 0.7732 | 0.7555 | 0.86631 | 0.7359 | 0.86687 | 0.81945 | 0.74942 | 0.83562 | 0.79939 | 0.73515 | 0.7612 | 0.70222 | 0.69122
Strip Mall | 0.75555 | 0.76877 | 0.75502 | 0.77155 | 0.74379 | 0.78763 | 0.6762 | 0.73113 | 0.75429 | 0.66117 | 0.73984 | 0.73898 | 0.70184 | 0.75665 | 0.71345 | 0.66024 | 0.68815 | 0.63328 | 0.62062
Primary School | 0.71232 | 0.65825 | 0.68559 | 0.65622 | 0.62025 | 0.65316 | 0.59218 | 0.62897 | 0.61251 | 0.57181 | 0.62645 | 0.6382 | 0.63802 | 0.67079 | 0.61313 | 0.61125 | 0.59292 | 0.52961 | 0.49671
Secondary School | 0.70039 | 0.64563 | 0.66271 | 0.67695 | 0.63218 | 0.66527 | 0.60354 | 0.65445 | 0.68421 | 0.57695 | 0.61994 | 0.63742 | 0.62196 | 0.63518 | 0.63287 | 0.61706 | 0.60647 | 0.5297 | 0.48607
Hospital | 1.2492 | 1.278 | 1.246 | 1.2694 | 1.2507 | 1.1659 | 1.192 | 1.1922 | 1.1369 | 1.1189 | 1.1947 | 1.1294 | 1.0372 | 1.2079 | 1.07 | 1.0869 | 1.2194 | 1.0469 | 1.0889
Outpatient Healthcare | 0.8307 | 0.54258 | 0.84764 | 0.53025 | 0.6245 | 0.48457 | 0.53543 | 0.46538 | 0.72223 | 0.48147 | 0.45976 | 0.68328 | 0.72547 | 0.49172 | 0.65863 | 0.7225 | 0.61025 | 0.69553 | 0.68948
Full Service Restaurant | 0.83576 | 0.82409 | 0.84171 | 0.80441 | 0.78783 | 0.82827 | 0.74174 | 0.82533 | 0.84038 | 0.73017 | 0.82589 | 0.7695 | 0.73471 | 0.82305 | 0.64803 | 0.76919 | 0.81993 | 0.78653 | 0.76091
Quick Service Restaurant | 0.8268 | 0.84415 | 0.85572 | 0.81112 | 0.82029 | 0.86314 | 0.82653 | 0.86497 | 0.85856 | 0.85787 | 0.88324 | 0.85836 | 0.88282 | 0.8976 | 0.86436 | 0.88133 | 0.89035 | 0.88368 | 0.92733
Large Hotel | 0.79995 | 0.75309 | 0.81914 | 0.74689 | 0.78073 | 0.7616 | 0.80202 | 0.77908 | 0.76573 | 0.77484 | 0.79015 | 0.78066 | 0.81217 | 0.80976 | 0.78624 | 0.78818 | 0.78486 | 0.77534 | 0.80533
Small Hotel | 0.82686 | 0.8405 | 0.86689 | 0.85292 | 0.85546 | 0.87746 | 0.83562 | 0.87323 | 0.94566 | 0.76125 | 0.85011 | 0.87165 | 0.76057 | 0.82867 | 0.86016 | 0.71541 | 0.75243 | 0.7193 | 0.69332
Warehouse | 0.71668 | 0.59098 | 0.68183 | 0.68699 | 0.55338 | 0.51483 | 0.53117 | 0.57373 | 0.48741 | 0.57365 | 0.51784 | 0.57685 | 0.67898 | 0.60285 | 0.56044 | 0.70393 | 0.64293 | 0.75325 | 0.77955
High-Rise Apartment | 0.90212 | 0.88663 | 0.92519 | 0.86841 | 0.89704 | 0.86559 | 0.86041 | 0.85455 | 0.82861 | 0.69663 | 0.76909 | 0.69956 | 0.71767 | 0.78476 | 0.75078 | 0.68801 | 0.68333 | 0.70346 | 0.73958
Mid-Rise Apartment | 0.7624 | 0.75825 | 0.77081 | 0.75894 | 0.77935 | 0.75748 | 0.78969 | 0.77226 | 0.83005 | 0.70874 | 0.76153 | 0.80505 | 0.76726 | 0.79513 | 0.84057 | 0.73767 | 0.73568 | 0.76897 | 0.80248
Mechanical Performance Factors - Source Energy - 2015
2015 | Ho Chi Minh City | Dubai | Honolulu | New Delhi | Tampa | Tucson | Atlanta | El Paso | San Diego | New York | Albuquerque | Seattle | Buffalo | Denver | Port Angeles | Rochester | Great Falls | International Falls | Fairbanks
Building Type | 0A | 0B | 1A | 1B | 2A | 2B | 3A | 3B | 3C | 4A | 4B | 4C | 5A | 5B | 5C | 6A | 6B | 7 | 8
Large Office | 0.61727 | 0.69378 | 0.70952 | 0.72235 | 0.676 | 0.7895 | 0.69627 | 0.81743 | 0.8295 | 0.64984 | 0.85212 | 0.74592 | 0.64683 | 0.83127 | 0.73516 | 0.62168 | 0.76138 | 0.54556 | 0.5147
Medium Office | 0.59935 | 0.62842 | 0.65863 | 0.62825 | 0.60629 | 0.66428 | 0.53926 | 0.62569 | 0.63961 | 0.47017 | 0.5749 | 0.45408 | 0.50301 | 0.55751 | 0.38749 | 0.51567 | 0.50526 | 0.42456 | 0.41362
Small Office | 0.63048 | 0.63208 | 0.64784 | 0.63739 | 0.65403 | 0.6513 | 0.66655 | 0.67211 | 0.70241 | 0.70093 | 0.72396 | 0.74732 | 0.70647 | 0.7078 | 0.7663 | 0.64742 | 0.66215 | 0.64291 | 0.71096
Stand-Alone Retail | 0.45588 | 0.49195 | 0.48504 | 0.48807 | 0.44594 | 0.46178 | 0.45459 | 0.43115 | 0.49466 | 0.43621 | 0.50178 | 0.50529 | 0.4466 | 0.52338 | 0.51974 | 0.45524 | 0.52724 | 0.44214 | 0.45547
Strip Mall | 0.56843 | 0.551 | 0.52027 | 0.5306 | 0.4963 | 0.47903 | 0.4425 | 0.42162 | 0.61943 | 0.47955 | 0.52762 | 0.66212 | 0.57949 | 0.61685 | 0.67153 | 0.54613 | 0.62463 | 0.57032 | 0.53954
Primary School | 0.52702 | 0.55306 | 0.5779 | 0.50428 | 0.49806 | 0.51609 | 0.43771 | 0.457 | 0.45804 | 0.41218 | 0.44712 | 0.46398 | 0.44149 | 0.47203 | 0.44337 | 0.45316 | 0.4485 | 0.39294 | 0.37487
Secondary School | 0.54933 | 0.52471 | 0.54353 | 0.52366 | 0.50394 | 0.50914 | 0.45737 | 0.48269 | 0.51856 | 0.44123 | 0.48885 | 0.48363 | 0.46992 | 0.50562 | 0.46444 | 0.47305 | 0.45035 | 0.40901 | 0.37568
Hospital | 0.60265 | 0.60165 | 0.60649 | 0.63781 | 0.60756 | 0.62952 | 0.59559 | 0.64911 | 0.55922 | 0.56896 | 0.67161 | 0.56872 | 0.52202 | 0.66018 | 0.53825 | 0.55059 | 0.64435 | 0.52968 | 0.55119
Outpatient Healthcare | 0.54367 | 0.45161 | 0.48902 | 0.43865 | 0.4551 | 0.42433 | 0.38411 | 0.38246 | 0.3804 | 0.37688 | 0.38434 | 0.34926 | 0.42297 | 0.409 | 0.34292 | 0.45744 | 0.44773 | 0.454 | 0.44737
Full Service Restaurant | 0.66661 | 0.5984 | 0.53742 | 0.5609 | 0.55337 | 0.49408 | 0.47646 | 0.47554 | 0.39002 | 0.44614 | 0.47395 | 0.39758 | 0.46597 | 0.50558 | 0.4116 | 0.55113 | 0.54472 | 0.55733 | 0.60938
Quick Service Restaurant | 0.67016 | 0.63251 | 0.62054 | 0.59024 | 0.60792 | 0.55647 | 0.57453 | 0.54781 | 0.51127 | 0.60902 | 0.5831 | 0.55587 | 0.64824 | 0.64839 | 0.57493 | 0.68331 | 0.6682 | 0.70227 | 0.74626
Large Hotel | 0.41715 | 0.36078 | 0.42105 | 0.34628 | 0.37669 | 0.31952 | 0.35612 | 0.30863 | 0.34564 | 0.35462 | 0.30915 | 0.29335 | 0.35497 | 0.30833 | 0.30606 | 0.37189 | 0.32627 | 0.38102 | 0.41401
Small Hotel | 0.72352 | 0.72761 | 0.74347 | 0.73591 | 0.73912 | 0.74953 | 0.73004 | 0.747 | 0.85201 | 0.70308 | 0.73442 | 0.82547 | 0.73031 | 0.7489 | 0.82223 | 0.71001 | 0.7242 | 0.7366 | 0.73448
Warehouse | 0.71635 | 0.58899 | 0.69209 | 0.68271 | 0.54157 | 0.49459 | 0.52535 | 0.57488 | 0.55228 | 0.55732 | 0.50962 | 0.56141 | 0.66157 | 0.58754 | 0.5325 | 0.66315 | 0.58943 | 0.69707 | 0.70407
High-Rise Apartment | 0.81071 | 0.79929 | 0.84051 | 0.79841 | 0.8118 | 0.81979 | 0.732 | 0.75924 | 0.75284 | 0.55408 | 0.7352 | 0.67898 | 0.54691 | 0.75806 | 0.73013 | 0.54265 | 0.58606 | 0.5943 | 0.63393
Mid-Rise Apartment | 0.7145 | 0.70567 | 0.72666 | 0.72178 | 0.7434 | 0.73355 | 0.72165 | 0.73454 | 0.84887 | 0.5545 | 0.73647 | 0.77913 | 0.54594 | 0.76953 | 0.81061 | 0.52267 | 0.5865 | 0.54185 | 0.55437
Mechanical Performance Factors - Source Energy - 2018
2018 | Ho Chi Minh City | Dubai | Honolulu | New Delhi | Tampa | Tucson | Atlanta | El Paso | San Diego | New York | Albuquerque | Seattle | Buffalo | Denver | Port Angeles | Rochester | Great Falls | International Falls | Fairbanks
Building Type | 0A | 0B | 1A | 1B | 2A | 2B | 3A | 3B | 3C | 4A | 4B | 4C | 5A | 5B | 5C | 6A | 6B | 7 | 8
Large Office | 0.59455 | 0.69049 | 0.69501 | 0.71782 | 0.65831 | 0.78396 | 0.67981 | 0.81225 | 0.82214 | 0.62585 | 0.84055 | 0.72843 | 0.62726 | 0.81973 | 0.72189 | 0.59594 | 0.74965 | 0.51486 | 0.47084
Medium Office | 0.58039 | 0.62439 | 0.64411 | 0.62089 | 0.59143 | 0.65108 | 0.51867 | 0.60974 | 0.6219 | 0.44484 | 0.53749 | 0.39388 | 0.47383 | 0.52215 | 0.33451 | 0.486 | 0.46396 | 0.37157 | 0.34823
Small Office | 0.62548 | 0.62709 | 0.64163 | 0.63145 | 0.64743 | 0.64425 | 0.66055 | 0.66444 | 0.69079 | 0.68923 | 0.69639 | 0.71955 | 0.70342 | 0.70048 | 0.75164 | 0.64801 | 0.66154 | 0.64386 | 0.71318
Stand-Alone Retail | 0.50018 | 0.47228 | 0.47793 | 0.46284 | 0.43438 | 0.42705 | 0.45337 | 0.40675 | 0.43117 | 0.46377 | 0.45984 | 0.47037 | 0.50743 | 0.49173 | 0.47608 | 0.52168 | 0.49229 | 0.39584 | 0.4109
Strip Mall | 0.54866 | 0.53221 | 0.49782 | 0.5104 | 0.47488 | 0.4593 | 0.43203 | 0.44553 | 0.56401 | 0.49016 | 0.54814 | 0.66241 | 0.59539 | 0.61875 | 0.70083 | 0.55652 | 0.6452 | 0.56983 | 0.55279
Primary School | 0.47479 | 0.51505 | 0.52953 | 0.48268 | 0.49372 | 0.49434 | 0.42068 | 0.43705 | 0.43371 | 0.40041 | 0.42349 | 0.45401 | 0.44761 | 0.45438 | 0.44272 | 0.4974 | 0.45934 | 0.46493 | 0.47424
Secondary School | 0.51 | 0.51151 | 0.52501 | 0.50873 | 0.48995 | 0.49597 | 0.44986 | 0.4662 | 0.49814 | 0.42503 | 0.45799 | 0.46792 | 0.46347 | 0.48452 | 0.45278 | 0.4696 | 0.44286 | 0.40463 | 0.36854
Hospital | 0.56702 | 0.57982 | 0.57159 | 0.61769 | 0.57827 | 0.61777 | 0.57656 | 0.6377 | 0.54981 | 0.55311 | 0.65833 | 0.55953 | 0.51088 | 0.64438 | 0.52615 | 0.53559 | 0.62599 | 0.51238 | 0.52942
Outpatient Healthcare | 0.5266 | 0.43567 | 0.47098 | 0.42245 | 0.43592 | 0.41206 | 0.36801 | 0.37227 | 0.36134 | 0.36067 | 0.37348 | 0.32738 | 0.4051 | 0.39896 | 0.32292 | 0.44237 | 0.43811 | 0.44071 | 0.43686
Full Service Restaurant | 0.65733 | 0.59383 | 0.53135 | 0.55569 | 0.54528 | 0.48973 | 0.47307 | 0.47298 | 0.37817 | 0.44452 | 0.47262 | 0.39893 | 0.46552 | 0.50573 | 0.41469 | 0.52483 | 0.54553 | 0.55711 | 0.61005
Quick Service Restaurant | 0.66721 | 0.63003 | 0.61754 | 0.58769 | 0.60523 | 0.55438 | 0.57234 | 0.54786 | 0.50939 | 0.60676 | 0.58125 | 0.55495 | 0.64624 | 0.64663 | 0.57447 | 0.6807 | 0.66567 | 0.69952 | 0.74358
Large Hotel | 0.40968 | 0.35719 | 0.41717 | 0.34291 | 0.37495 | 0.32439 | 0.35673 | 0.30418 | 0.33587 | 0.35412 | 0.30055 | 0.29898 | 0.35601 | 0.30684 | 0.31313 | 0.36818 | 0.3262 | 0.3777 | 0.40676
Small Hotel | 0.60263 | 0.61306 | 0.62325 | 0.61799 | 0.6143 | 0.62729 | 0.58518 | 0.6158 | 0.69628 | 0.53513 | 0.58673 | 0.64675 | 0.55685 | 0.57193 | 0.63706 | 0.52636 | 0.53553 | 0.53857 | 0.52304
Warehouse | 0.67862 | 0.56444 | 0.63615 | 0.65049 | 0.50207 | 0.46806 | 0.52732 | 0.55157 | 0.5014 | 0.58297 | 0.52413 | 0.61431 | 0.69231 | 0.624 | 0.6063 | 0.68741 | 0.62882 | 0.72916 | 0.74459
High-Rise Apartment | 0.80198 | 0.78708 | 0.82285 | 0.78681 | 0.79925 | 0.80339 | 0.72324 | 0.74588 | 0.74085 | 0.54172 | 0.70418 | 0.67736 | 0.54278 | 0.74748 | 0.7309 | 0.53991 | 0.58384 | 0.59183 | 0.63284
Mid-Rise Apartment | 0.71179 | 0.70275 | 0.72337 | 0.71832 | 0.73935 | 0.7291 | 0.718 | 0.72967 | 0.83721 | 0.54138 | 0.71205 | 0.7612 | 0.54083 | 0.7611 | 0.8015 | 0.52143 | 0.5844 | 0.5408 | 0.55429